## cover
Net-Zero America by 2050 Project
Princeton University
Data used in the Regional Investment and Operations (RIO) platform
Model developed by Evolved Energy Research
Sheet | Description
scenario definitions | Description of scenario acronyms used across other tabs
mapping_zone_to_county | Mapping factors that allow translation between model zones and states/counties based on # households or land area
generator_capital_cost | Capital cost for new electricity generation technologies and extensions for existing generators
generator_fixed_om | Electric generator fixed annual operations and maintenance cost
generator_variable_om | Electric generator variable operations and maintenance cost
generator_lcoe | Levelized cost of energy for renewable generators
generator_interconnection_cost | Transmission cost for new electric generators
generator_efficiency | Existing and new electric generator efficiency
generator_capacity_factor | Maximum capacity factors for new and existing generators
generator_zonal_potential | Maximum total potential by zone for each generator
conversion_blend_outputs | A mapping between fuel conversion techs and fuel blends
conversion_capital_cost | Capital cost for new fuel conversion technologies
conversion_fixed_om | Fixed annual operations and maintenance cost for fuel conversion technologies
conversion_variable_om | Variable operations and maintenance cost for fuel conversion technologies
conversion_efficiency | Fuel conversion efficiencies
fuel_cost | The cost of commodity fuels or carbon sequestration
fuel_emission_rates | Carbon emission associated with consumption of each fuel
fuel_&_sequestration_potential | Annual potential for different commodities and carbon sequestration
demand_technology_cost | Demand-side technology cost by vintage
Note: an inflation factor of 4% was used to convert 2016 dollars (seen here) to 2018 dollars (shown elsewhere in the outputs)

## scenario_definitions
Acronym | Scenario | cover
REF | Reference
E+ | High electrification, 12 quads biomass
E- | Less-high electrification, 12 quads biomass
E+ RE- | E+ and renewables (solar/wind) constrained at current build rate
E+ RE+ | E+ and 100% primary energy from renewables by 2050
E+ B+ | E+ and 22 quads biomass potential by 2050
E- B+ | E- and 22 quads of biomass potential by 2050
E+ RE- B+ | E+ RE- with 22 quads of biomass potential by 2050
E+ RE+ B+ | E+ RE+ with 22 quads of biomass potential by 2050

## mapping_zone_to_county
state | county | zone | sqmi | households 2010 (complete count) | cover
alabama | autauga | southeast | 593.9846 | 20221
alabama | baldwin | southeast | 1650.1521 | 73180
alabama | barbour | southeast | 893.604 | 9820
alabama | bibb | southeast | 618.6164 | 7953
alabama | blount | southeast | 643.8311 | 21578
alabama | bullock | southeast | 629.5368 | 3745
alabama | butler | southeast | 774.049 | 8491
alabama | calhoun | southeast | 616.5053 | 47331
alabama | chambers | southeast | 602.683 | 13933
alabama | cherokee | southeast | 610.315 | 10626
alabama | chilton | southeast | 710.0875 | 16558
alabama | choctaw | southeast | 906.7714 | 5866
alabama | clarke | southeast | 1251.7112 | 10337
alabama | clay | southeast | 610.2877 | 5670
alabama | cleburne | southeast | 549.353 | 5891
alabama | coffee | southeast | 689.2891 | 19849
alabama | colbert | southeast | 621.9698 | 22773
alabama | conecuh | southeast | 869.0411 | 5625
alabama | coosa | southeast | 650.6217 | 4794
alabama | covington | southeast | 1036.8007 | 15531
alabama | crenshaw | southeast | 605.3953 | 5652
alabama | cullman | southeast | 759.5864 | 31864
alabama | dale | southeast | 567.6713 | 20065
alabama | dallas | southeast | 997.1805 | 17064
alabama | dekalb | southeast | 773.132 | 26842
alabama | elmore | southeast | 675.2832 | 28301
alabama | escambia | southeast | 950.9741 | 14157
alabama | etowah | southeast | 545.8327 | 42036
alabama | fayette | southeast | 630.5256 | 7100
alabama | franklin | southeast | 646.8589 | 12286
alabama | geneva | southeast | 568.3345 | 10920
alabama | greene | southeast | 644.4493 | 3764
alabama | hale | southeast | 662.0583 | 6273
alabama | henry | southeast | 553.3531 | 6994
alabama | houston | southeast | 571.7384 | 40969
alabama | jackson | southeast | 1114.7421 | 21513
alabama | jefferson | southeast | 1137.7396 | 263568
alabama | lamar | southeast | 606.9659 | 6103
alabama | lauderdale | southeast | 722.9428 | 38680
alabama | lawrence | southeast | 706.1958 | 13654
alabama | lee | southeast | 621.6332 | 55682
alabama | limestone | southeast | 608.7419 | 31446
alabama | lowndes | southeast | 741.9421 | 4352
alabama | macon | southeast | 621.5858 | 8499
alabama | madison | southeast | 815.0933 | 134700
alabama | marengo | southeast | 984.6173 | 8535
alabama | marion | southeast | 743.9765 | 12651
alabama | marshall | southeast | 630.9407 | 35810
alabama | mobile | southeast | 1255.5885 | 158435
alabama | monroe | southeast | 1030.0179 | 9214
alabama | montgomery | southeast | 800.5228 | 89981
alabama | morgan | southeast | 597.8559 | 47030
alabama | perry | southeast | 718.5737 | 3947
alabama | pickens | southeast | 887.6669 | 8012
alabama | pike | southeast | 692.0046 | 13210
alabama | randolph | southeast | 582.2238 | 9164
alabama | russell | southeast | 647.6381 | 21229
alabama | shelby | southeast | 800.2954 | 74072
alabama | st. clair | southeast | 647.3123 | 31624
alabama | sumter | southeast | 915.0002 | 5629
alabama | talladega | southeast | 767.366 | 31890
alabama | tallapoosa | southeast | 759.2742 | 16985
alabama | tuscaloosa | southeast | 1355.5457 | 76141
alabama | walker | southeast | 799.4498 | 26571
alabama | washington | southeast | 1083.3354 | 6758
alabama | wilcox | southeast | 905.639 | 4484
alabama | winston | southeast | 631.8188 | 10163
alaska | aleutians east | alaska | 7946.7188 | 553
alaska | aleutians west | alaska | 3054.3622 | 1212
alaska | anchorage | alaska | 1715.9005 | 107332
alaska | bethel | alaska | 41514.0313 | 4651
alaska | bristol bay | alaska | 531.5016 | 423
alaska | denali | alaska | 12757.0749 | 806
alaska | dillingham | alaska | 19197.6952 | 1563
alaska | fairbanks north star | alaska | 7405.7743 | 36441
alaska | haines | alaska | 2601.6524 | 1149
alaska | hoonah-angoon | alaska | 7204.4648 | 913
alaska | juneau | alaska | 2855.3244 | 12187
alaska | kenai peninsula | alaska | 10446.8346 | 22161
alaska | ketchikan gateway | alaska | 4769.879 | 5305
alaska | kodiak island | alaska | 4617.5949 | 4630
alaska | lake and peninsula | alaska | 26492.3473 | 553
alaska | matanuska-susitna | alaska | 24945.8581 | 31824
alaska | nome | alaska | 23729.2565 | 2815
alaska | north slope | alaska | 90097.2975 | 2029
alaska | northwest arctic | alaska | 37400.4518 | 1919
alaska | petersburg | alaska | 3142.5327 | 1599
alaska | prince of wales-hyder | alaska | 4647.2826 | 2194
alaska | sitka | alaska | 3278.46 | 3545
alaska | skagway | alaska | 448.1816 | 436
alaska | southeast fairbanks | alaska | 25015.4115 | 2567
alaska | valdez-cordova | alaska | 34067.3756 | 3966
alaska | wade hampton | alaska | 17958.535 | 1745
alaska | wrangell | alaska | 2240.6005 | 1053
alaska | yakutat | alaska | 4949.4642 | 270
alaska | yukon-koyukuk | alaska | 147831.9229 | 2217
arizona | apache | desert southwest | 4907.6272 | 9965.5267
arizona | apache | utah/nevada | 6306.1884 | 12805.4733
arizona | cochise | desert southwest | 6222.7879 | 50865
arizona | coconino | desert southwest | 10297.5819 | 25789.5733
arizona | coconino | utah/nevada | 8353.7677 | 20921.4267
arizona | gila | desert southwest | 4803.2177 | 22000
arizona | graham | desert southwest | 4636.0734 | 11120
arizona | greenlee | desert southwest | 1855.6536 | 3188
arizona | la paz | desert southwest | 4512.4187 | 9198
arizona | maricopa | desert southwest | 9222.8196 | 1411583
arizona | mohave | desert southwest | 8393.7572 | 51470.1294
arizona | mohave | utah/nevada | 5066.7166 | 31068.8706
arizona | navajo | desert southwest | 3356.4922 | 12034.381
arizona | navajo | utah/nevada | 6588.8302 | 23623.619
arizona | pima | desert southwest | 9187.626 | 388660
arizona | pinal | desert southwest | 5374.6352 | 125590
arizona | santa cruz | desert southwest | 1233.9182 | 15437
arizona | yavapai | desert southwest | 8124.6425 | 90903
arizona | yuma | desert southwest | 5518.3494 | 64767
arkansas | arkansas | louisiana and ozarks | 1055.5401 | 8005
arkansas | ashley | louisiana and ozarks | 948.8211 | 8765
arkansas | baxter | louisiana and ozarks | 589.7224 | 18748
arkansas | benton | lower midwest | 890.5961 | 82087
arkansas | boone | louisiana and ozarks | 604.8807 | 15120
arkansas | bradley | louisiana and ozarks | 652.7519 | 4673
arkansas | calhoun | louisiana and ozarks | 630.2989 | 2262
arkansas | carroll | lower midwest | 160.5231 | 2849.7549
arkansas | carroll | louisiana and ozarks | 481.2303 | 8543.2451
arkansas | chicot | louisiana and ozarks | 689.9808 | 4579
arkansas | clark | louisiana and ozarks | 871.2961 | 8783
arkansas | clay | louisiana and ozarks | 635.7601 | 6845
arkansas | cleburne | louisiana and ozarks | 592.942 | 11078
arkansas | cleveland | louisiana and ozarks | 590.4773 | 3416
arkansas | columbia | louisiana and ozarks | 759.2281 | 9759
arkansas | conway | louisiana and ozarks | 557.1118 | 8463
arkansas | craighead | louisiana and ozarks | 711.2239 | 37291
arkansas | crawford | lower midwest | 398.139 | 15297.4232
arkansas | crawford | louisiana and ozarks | 212.1053 | 8149.5768
arkansas | crittenden | louisiana and ozarks | 637.8998 | 19026
arkansas | cross | louisiana and ozarks | 627.0965 | 7002
arkansas | dallas | louisiana and ozarks | 671.8838 | 3280
arkansas | desha | louisiana and ozarks | 837.6644 | 5321
arkansas | drew | louisiana and ozarks | 830.0489 | 7360
arkansas | faulkner | louisiana and ozarks | 683.938 | 42614
arkansas | franklin | lower midwest | 164.8659 | 1887.3922
arkansas | franklin | louisiana and ozarks | 449.8242 | 5149.6078
arkansas | fulton | louisiana and ozarks | 618.0741 | 5196
arkansas | garland | louisiana and ozarks | 739.7806 | 40994
arkansas | grant | louisiana and ozarks | 641.0572 | 6933
arkansas | greene | louisiana and ozarks | 578.2227 | 16425
arkansas | hempstead | lower midwest | 656.7951 | 7859.4944
arkansas | hempstead | louisiana and ozarks | 81.8544 | 979.5056
arkansas | hot spring | louisiana and ozarks | 635.3813 | 12664
arkansas | howard | lower midwest | 114.8827 | 1037.3879
arkansas | howard | louisiana and ozarks | 479.2494 | 4327.6121
arkansas | independence | louisiana and ozarks | 781.132 | 14391
arkansas | izard | louisiana and ozarks | 582.4408 | 5731
arkansas | jackson | louisiana and ozarks | 636.2163 | 6724
arkansas | jefferson | louisiana and ozarks | 919.794 | 28873
arkansas | johnson | louisiana and ozarks | 691.3812 | 9812
arkansas | lafayette | louisiana and ozarks | 553.2359 | 3150
arkansas | lawrence | louisiana and ozarks | 597.7203 | 6938
arkansas | lee | louisiana and ozarks | 620.8848 | 3624
arkansas | lincoln | louisiana and ozarks | 557.0517 | 4207
arkansas | little river | lower midwest | 561.6726 | 5411
arkansas | logan | lower midwest | 89.3362 | 1060.538
arkansas | logan | louisiana and ozarks | 643.8599 | 7643.462
arkansas | lonoke | louisiana and ozarks | 809.6156 | 25295
arkansas | madison | lower midwest | 418.7262 | 3066.314
arkansas | madison | louisiana and ozarks | 424.3759 | 3107.686
arkansas | marion | louisiana and ozarks | 638.1634 | 7411
arkansas | miller | lower midwest | 380.899 | 10401.1687
arkansas | miller | louisiana and ozarks | 249.6744 | 6817.8313
arkansas | mississippi | louisiana and ozarks | 916.8869 | 17741
arkansas | monroe | louisiana and ozarks | 615.487 | 3481
arkansas | montgomery | louisiana and ozarks | 793.4876 | 4000
arkansas | nevada | louisiana and ozarks | 625.1944 | 3697
arkansas | newton | louisiana and ozarks | 817.582 | 3571
arkansas | ouachita | louisiana and ozarks | 759.4287 | 11003
arkansas | perry | louisiana and ozarks | 558.933 | 4170
arkansas | phillips | louisiana and ozarks | 697.0171 | 8491
arkansas | pike | louisiana and ozarks | 608.021 | 4457
arkansas | poinsett | louisiana and ozarks | 758.05 | 9754
arkansas | polk | lower midwest | 162.5591 | 1615.4893
arkansas | polk | louisiana and ozarks | 687.7245 | 6834.5107
arkansas | pope | louisiana and ozarks | 835.3352 | 23353
arkansas | prairie | louisiana and ozarks | 672.7235 | 3685
arkansas | pulaski | louisiana and ozarks | 803.922 | 158772
arkansas | randolph | louisiana and ozarks | 658.761 | 7299
arkansas | saline | louisiana and ozarks | 728.2326 | 41441
arkansas | scott | lower midwest | 57.567 | 276.2683
arkansas | scott | louisiana and ozarks | 852.6089 | 4091.7317
arkansas | searcy | louisiana and ozarks | 669.3089 | 3574
arkansas | sebastian | lower midwest | 354.7828 | 32169.1591
arkansas | sebastian | louisiana and ozarks | 192.2278 | 17429.8409
arkansas | sevier | lower midwest | 569.7707 | 5975
arkansas | sharp | louisiana and ozarks | 596.7764 | 7360
arkansas | st. francis | louisiana and ozarks | 638.3577 | 9616
arkansas | stone | louisiana and ozarks | 615.0579 | 5325
arkansas | union | louisiana and ozarks | 1038.4595 | 16951
arkansas | van buren | louisiana and ozarks | 717.9507 | 7433
arkansas | washington | lower midwest | 933.9073 | 76389
arkansas | white | louisiana and ozarks | 1027.6752 | 29342
arkansas | woodruff | louisiana and ozarks | 594.5688 | 3134
arkansas | yell | louisiana and ozarks | 939.3197 | 8219
california | alameda | california | 743.1427 | 545125.4519
california | alpine | california | 732.2601 | 488.9839
california | amador | california | 601.8164 | 14566.7353
california | butte | california | 1685.1569 | 87618
california | calaveras | california | 1036.793 | 18865.3433
california | colusa | california | 1166.1153 | 7054.8393
california | contra costa | california | 745.7289 | 375346.9385
california | del norte | pacific northwest | 1004.4728 | 9907
california | el dorado | california | 1785.1094 | 70067.4547
california | el dorado | pacific northwest | 3.5188 | 138.1184
california | fresno | california | 5987.9677 | 289391
california | glenn | california | 1309.992 | 9800
california | humboldt | california | 3573.4131 | 56027.6173
california | imperial | desert southwest | 4150.2563 | 49121.009
california | inyo | california | 10221.2429 | 8031.3122
california | kern | california | 8154.8906 | 254599.0508
california | kings | california | 1387.4095 | 41233
california | lake | california | 1326.0353 | 26534.7442
california | lassen | california | 3639.8018 | 7764.3035
california | lassen | pacific northwest | 1069.356 | 2281.1145
california | los angeles | california | 4091.8477 | 3241187.6462
california | madera | california | 2159.5147 | 43313.4106
california | marin | california | 526.476 | 103203.6839
california | mariposa | california | 1461.3144 | 7688.3837
california | mendocino | california | 3542.9911 | 34940.7563
california | merced | california | 1985.5643 | 75640.8167
california | modoc | california | 509.6376 | 492.7871
california | modoc | pacific northwest | 3690.7153 | 3568.6867
california | mono | california | 3064.9477 | 5647.6538
california | mono | pacific northwest | 54.7417 | 100.8704
california | monterey | california | 3315.6874 | 125942.869
california | napa | california | 793.5982 | 48861.997
california | nevada | california | 935.6591 | 41513.5927
california | orange | california | 793.3896 | 992748.5442
california | placer | california | 1471.5437 | 129207.6591
california | placer | pacific northwest | 38.5656 | 3386.2159
california | plumas | california | 2626.3047 | 8977
california | riverside | desert southwest | 1137.9348 | 107968.098
california | riverside | california | 6094.3835 | 578239.6232
california | sacramento | california | 987.9538 | 513929.2019
california | san benito | california | 1381.8776 | 16801.8498
california | san bernardino | california | 20105.5843 | 611578.1028
california | san diego | california | 4280.7988 | 1086795.7591
california | san francisco | california | 42.7086 | 345811
california | san joaquin | california | 1426.5423 | 214994.0773
california | san luis obispo | california | 3314.845 | 102016
california | san mateo | california | 451.4359 | 257823.6306
california | santa barbara | california | 2721.5421 | 142094.5774
california | santa clara | california | 1307.4152 | 604196.5402
california | santa cruz | california | 433.9447 | 94351.8723
california | shasta | california | 3357.014 | 61342.1549
california | shasta | pacific northwest | 491.4061 | 8979.3815
california | sierra | california | 925.3658 | 1477.1632
california | siskiyou | pacific northwest | 6344.9138 | 19501.8792
california | solano | california | 856.5703 | 141758
california | sonoma | california | 1560.6745 | 185809.9285
california | stanislaus | california | 1521.6767 | 165178.8642
california | sutter | california | 615.7717 | 31427.7197
california | tehama | california | 2960.1049 | 23761.3661
california | trinity | california | 3060.3098 | 6080.8279
california | tulare | california | 4828.8908 | 130344.9268
california | tuolumne | california | 2281.8092 | 22150.7228
california | ventura | california | 1831.4155 | 266918.896
california | yolo | california | 1018.1447 | 70857.7451
california | yuba | california | 625.9718 | 24307
colorado | adams | rocky mountains | 1179.2165 | 153764
colorado | alamosa | rocky mountains | 720.9418 | 5995
colorado | arapahoe | rocky mountains | 796.1151 | 224011
colorado | archuleta | rocky mountains | 1360.9412 | 5267
colorado | baca | rocky mountains | 2553.952 | 1685
colorado | bent | rocky mountains | 1548.3913 | 1832
colorado | boulder | rocky mountains | 727.0377 | 119300
colorado | broomfield | rocky mountains | 37.3236 | 21414
colorado | chaffee | rocky mountains | 1023.802 | 7601
colorado | cheyenne | rocky mountains | 1775.5375 | 786
colorado | clear creek | rocky mountains | 392.0163 | 4208
colorado | conejos | rocky mountains | 1291.3672 | 3118
colorado | costilla | rocky mountains | 1227.9347 | 1550
colorado | crowley | rocky mountains | 804.677 | 1306
colorado | custer | rocky mountains | 741.8712 | 1925
colorado | delta | rocky mountains | 1151.8169 | 12703
colorado | denver | rocky mountains | 165.2834 | 263107
colorado | dolores | rocky mountains | 1071.0215 | 899
colorado | douglas | rocky mountains | 849.8115 | 102018
colorado | eagle | rocky mountains | 1700.5255 | 19236
colorado | el paso | rocky mountains | 2122.7338 | 235959
colorado | elbert | rocky mountains | 1853.9121 | 8380
colorado | fremont | rocky mountains | 1531.4713 | 16582
colorado | garfield | rocky mountains | 2948.7282 | 20359
colorado | gilpin | rocky mountains | 157.3912 | 2460
colorado | grand | rocky mountains | 1868.856 | 6469
colorado | gunnison | rocky mountains | 3253.5489 | 6516
colorado | hinsdale | rocky mountains | 1107.3752 | 362
colorado | huerfano | rocky mountains | 1606.3071 | 3137
colorado | jackson | rocky mountains | 1598.4615 | 649
colorado | jefferson | rocky mountains | 769.9991 | 218160
colorado | kiowa | rocky mountains | 1782.0837 | 619
colorado | kit carson | rocky mountains | 2164.0288 | 3038
colorado | la plata | rocky mountains | 1696.3097 | 21100
colorado | lake | rocky mountains | 382.4666 | 2953
colorado | larimer | rocky mountains | 2639.6426 | 120295
colorado | las animas | rocky mountains | 4769.1591 | 6384
colorado | lincoln | rocky mountains | 2592.4169 | 1948
colorado | logan | rocky mountains | 1848.9698 | 8047
colorado | mesa | rocky mountains | 3328.9665 | 58095
colorado | mineral | rocky mountains | 875.1382 | 355
colorado | moffat | rocky mountains | 4746.8657 | 5465
colorado | montezuma | rocky mountains | 2041.0536 | 10541
colorado | montrose | rocky mountains | 2259.9677 | 16484
colorado | morgan | rocky mountains | 1294.8407 | 10294
colorado | otero | rocky mountains | 1261.4139 | 7729
colorado | ouray | rocky mountains | 525.1134 | 2022
colorado | park | rocky mountains | 2214.6047 | 7174
colorado | phillips | rocky mountains | 689.6246 | 1819
colorado | pitkin | rocky mountains | 975.4313 | 8152
colorado | prowers | rocky mountains | 1641.0048 | 4935
colorado | pueblo | rocky mountains | 2401.7822 | 62972
colorado | rio blanco | rocky mountains | 3229.7567 | 2647
colorado | rio grande | rocky mountains | 919.6711 | 4779
colorado | routt | rocky mountains | 2373.7357 | 9892
colorado | saguache | rocky mountains | 3166.4294 | 2640
colorado | san juan | rocky mountains | 388.9195 | 344
colorado | san miguel | rocky mountains | 1292.6849 | 3454
colorado | sedgwick | rocky mountains | 548.8342 | 1093
colorado | summit | rocky mountains | 623.3006 | 11754
colorado | teller | rocky mountains | 562.9318 | 9805
colorado | washington | rocky mountains | 2528.0019 | 1980
colorado | weld | rocky mountains | 4010.3377 | 89349
colorado | yuma | rocky mountains | 2363.1944 | 3952
connecticut | fairfield | new england | 643.821 | 335545
connecticut | hartford | new england | 756.1147 | 350854
connecticut | litchfield | new england | 943.6471 | 76640
connecticut | middlesex | new england | 388.6116 | 67202
connecticut | new haven | new england | 610.5523 | 334502
connecticut | new london | new england | 685.9297 | 107057
connecticut | tolland | new england | 415.5496 | 54477
connecticut | windham | new england | 519.4853 | 44810
delaware | kent | mid-atlantic and great lakes | 592.2432 | 60278
delaware | new castle | mid-atlantic and great lakes | 431.2923 | 202651
delaware | sussex | mid-atlantic and great lakes | 949.5318 | 79368
district of columbia | district of columbia | mid-atlantic and great lakes | 68.9258 | 266707
florida | alachua | florida | 967.2798 | 100516
florida | baker | florida | 81.5654 | 1206.2134
florida | baker | southeast | 511.6063 | 7565.7866
florida | bay | florida | 101.0955 | 7862.344
florida | bay | southeast | 778.8931 | 60575.656
florida | bradford | florida | 304.9678 | 9479
florida | brevard | florida | 1091.0976 | 229692
florida | broward | florida | 1222.2362 | 686047
florida | calhoun | southeast | 571.1597 | 5061
florida | charlotte | florida | 728.6882 | 73370
florida | citrus | florida | 629.0033 | 63304
florida | clay | florida | 647.561 | 68792
florida | collier | florida | 2022.8362 | 133179
florida | columbia | florida | 794.2343 | 24941
florida | desoto | florida | 638.025 | 11445
florida | dixie | florida | 731.5796 | 6316
florida | duval | florida | 846.0715 | 342450
florida | escambia | southeast | 654.7839 | 116238
florida | flagler | florida | 502.7755 | 39186
florida | franklin | florida | 520.5296 | 4254
florida | gadsden | florida | 527.0734 | 16952
florida | gilchrist | florida | 359.9081 | 6121
florida | glades | florida | 974.2312 | 4533
florida | gulf | florida | 287.71 | 2439.7935
florida | gulf | southeast | 341.4141 | 2895.2065
florida | hamilton | florida | 519.3322 | 4617
florida | hardee | florida | 638.0846 | 8245
florida | hendry | florida | 1203.3436 | 12025
florida | hernando | florida | 484.8306 | 71745
florida | highlands | florida | 1103.6859 | 42604
florida | hillsborough | florida | 1071.9412 | 474030
florida | holmes | southeast | 492.7048 | 7354
florida | indian river | florida | 514.2107 | 60176
florida | jackson | southeast | 944.2473 | 17417
florida | jefferson | florida | 606.0002 | 5646
florida | lafayette | florida | 552.0495 | 2580
florida | lake | florida | 1150.8405 | 121289
florida | lee | florida | 845.1356 | 259818
florida | leon | florida | 705.0254 | 110945
florida | levy | florida | 1142.7179 | 16404
florida | liberty | florida | 823.6885 | 2525
florida | madison | florida | 716.1815 | 6985
florida | manatee | florida | 805.6602 | 135729
florida | marion | florida | 1655.887 | 137726
florida | martin | florida | 666.7968 | 63899
florida | miami-dade | florida | 2071.6358 | 867352
florida | monroe | florida | 1010.6407 | 32629
florida | nassau | florida | 288.3549 | 12650.4633
florida | nassau | southeast | 367.9761 | 16143.5367
florida | okaloosa | southeast | 938.8832 | 72379
florida | okeechobee | florida | 894.1185 | 14013
florida | orange | florida | 1006.9922 | 421847
florida | osceola | florida | 1510.7457 | 90603
florida | palm beach | florida | 2221.1098 | 544227
florida | pasco | florida | 759.1308 | 189612
florida | pinellas | florida | 412.8356 | 415876
florida | polk | florida | 2017.1104 | 227485
florida | putnam | florida | 828.7528 | 29409
florida | santa rosa | southeast | 1043.9349 | 56910
florida | sarasota | florida | 578.2009 | 175746
florida | seminole | florida | 346.7908 | 164706
florida | st. johns | florida | 671.4532 | 75338
florida | st. lucie | florida | 577.9232 | 108523
florida | sumter | florida | 573.9742 | 41361
florida | suwannee | florida | 693.2747 | 15953
florida | taylor | florida | 1039.3868 | 7920
florida | union | florida | 243.9158 | 4048
florida | volusia | florida | 1253.7653 | 208236
florida | wakulla | florida | 614.5351 | 10490
florida | walton | southeast | 1083.3945 | 22301
florida | washington | southeast | 609.3956 | 8864
georgia | appling | southeast | 517.3948 | 6969
georgia | atkinson | southeast | 345.3751 | 2983
georgia | bacon | southeast | 288.6204 | 4214
georgia | baker | southeast | 352.3326 | 1372
georgia | baldwin | southeast | 267.2662 | 16788
georgia | banks | southeast | 217.1758 | 6700
georgia | barrow | southeast | 167.2367 | 23971
georgia | bartow | southeast | 479.2518 | 35782
georgia | ben hill | southeast | 255.0708 | 6794
georgia | berrien | southeast | 447.6504 | 7443
georgia | bibb | southeast | 239.0822 | 60295
georgia | bleckley | southeast | 220.3675 | 4660
georgia | brantley | southeast | 452.4089 | 6885
georgia | brooks | southeast | 489.0877 | 6457
georgia | bryan | southeast | 461.7476 | 10738
georgia | bulloch | southeast | 688.7781 | 25575
georgia | burke | southeast | 829.4472 | 8533
georgia | butts | southeast | 180.1753 | 7881
georgia | calhoun | southeast | 283.612 | 2002
georgia | camden | southeast | 669.5666 | 18047
georgia | candler | southeast | 249.1341 | 4041
georgia | carroll | southeast | 511.3978 | 39187
georgia | catoosa | southeast | 169.8624 | 24475
georgia | charlton | southeast | 778.1028 | 3927
georgia | chatham | southeast | 471.3692 | 103038
georgia | chattahoochee | southeast | 241.6055 | 2686
georgia | chattooga | southeast | 310.2495 | 9548
georgia | cherokee | southeast | 427.6856 | 75936
georgia | clarke | southeast | 121.0224 | 45414
georgia | clay | southeast | 220.2639 | 1331
georgia | clayton | southeast | 143.6023 | 90633
georgia | clinch | southeast | 829.9154 | 2572
georgia | cobb | southeast | 349.3774 | 260056
georgia | coffee | southeast | 603.6388 | 14817
georgia | colquitt | southeast | 559.0742 | 16317
georgia | columbia | southeast | 316.6405 | 44898
georgia | cook | southeast | 239.7187 | 6339
georgia | coweta | southeast | 444.1437 | 45673
georgia | crawford | southeast | 324.9813 | 4822
georgia | crisp | southeast | 281.0475 | 9079
georgia | dade | southeast | 173.1728 | 6291
georgia | dawson | southeast | 206.0098 | 8433
georgia | decatur | southeast | 615.128 | 10390
georgia | dekalb | southeast | 278.391 | 271809
georgia | dodge | southeast | 495.5668 | 8177
georgia | dooly | southeast | 395.515 | 5286
georgia | dougherty | southeast | 333.7164 | 36508
georgia | douglas | southeast | 202.4427 | 46624
georgia | early | southeast | 509.9914 | 4228
georgia | echols | southeast | 421.1082 | 1329
georgia | effingham | southeast | 489.3436 | 18092
georgia | elbert | southeast | 365.5944 | 8063
georgia | emanuel | southeast | 686.5349 | 8430
georgia | evans | southeast | 179.435 | 4033
georgia | fannin | southeast | 401.8602 | 10187
georgia | fayette | southeast | 199.6924 | 38167
georgia | floyd | southeast | 503.8285 | 35930
georgia | forsyth | southeast | 249.932 | 59433
georgia | franklin | southeast | 265.9407 | 8540
georgia | fulton | southeast | 539.4033 | 376377
georgia | gilmer | southeast | 430.8291 | 11314
georgia | glascock | southeast | 146.0971 | 1162
georgia | glynn | southeast | 453.4414 | 31774
georgia | gordon | southeast | 370.6381 | 19715
georgia | grady | southeast | 463.7496 | 9418
georgia | greene | southeast | 398.9891 | 6519
georgia | gwinnett | southeast | 430.4044 | 268519
georgia | habersham | southeast | 287.1343 | 15472
georgia | hall | southeast | 437.0634 | 60691
georgia | hancock | southeast | 488.8977 | 3341
georgia | haralson | southeast | 281.0185 | 10757
georgia | harris | southeast | 470.9909 | 11823
georgia | hart | southeast | 261.1979 | 10121
georgia | heard | southeast | 291.8589 | 4400
georgia | henry | southeast | 328.8633 | 70255
georgia | houston | southeast | 380.4917 | 53051
georgia | irwin | southeast | 344.9267 | 3495
georgia | jackson | southeast | 346.2351 | 21343
georgia | jasper | southeast | 373.8594 | 5044
georgia | jeff davis | southeast | 328.7808 | 5689
georgia | jefferson | southeast | 523.3371 | 6241
georgia | jenkins | southeast | 356.4535 | 3192
georgia | johnson | southeast | 306.8359 | 3347
georgia | jones | southeast | 394.6058 | 10586
georgia | lamar | southeast | 182.3112 | 6618
georgia | lanier | southeast | 203.3185 | 3608
georgia | laurens | southeast | 810.6228 | 18641
georgia | lee | southeast | 361.1161 | 9706
georgia | liberty | southeast | 531.2169 | 22155
georgia | lincoln | southeast | 250.7747 | 3281
georgia | long | southeast | 409.2381 | 5023
georgia | lowndes | southeast | 515.3097 | 39747
georgia | lumpkin | southeast | 270.765 | 10989
georgia | macon | southeast | 410.1503 | 4999
georgia | madison | southeast | 285.9844 | 10508
georgia | marion | southeast | 368.3428 | 3420
georgia | mcduffie | southeast | 268.5631 | 8289
georgia | mcintosh | southeast | 452.5685 | 5971
georgia | meriwether | southeast | 499.7987 | 8522
georgia | miller | southeast | 284.6659 | 2426
georgia | mitchell | southeast | 510.1889 | 8055
georgia | monroe | southeast | 400.529 | 9662
georgia | montgomery | southeast | 238.7801 | 3287
georgia | morgan | southeast | 359.295 | 6660
georgia | murray | southeast | 329.4527 | 14080
georgia | muscogee | southeast | 225.3605 | 74081
georgia | newton | southeast | 275.7917 | 34390
georgia | oconee | southeast | 186.4504 | 11622
georgia | oglethorpe | southeast | 446.0701 | 5647
georgia | paulding | southeast | 306.9981 | 48105
georgia | peach | southeast | 159.4992 | 9958
georgia | pickens | southeast | 235.6143 | 11291
georgia | pierce | southeast | 345.0863 | 7083
georgia | pike | southeast | 221.8633 | 6187
georgia | polk | southeast | 321.3602 | 15092
georgia | pulaski | southeast | 251.0446 | 4475
georgia | putnam | southeast | 353.5394 | 8601
georgia | quitman | southeast | 153.6419 | 1053
georgia | rabun | southeast | 372.3446 | 6780
georgia | randolph | southeast | 424.7243 | 3187
georgia | richmond | southeast | 334.1413 | 76924
georgia | rockdale | southeast | 128.1389 | 30027
georgia | schley | southeast | 171.4467 | 1872
georgia | screven | southeast | 651.3243 | 5596
georgia | seminole | southeast | 263.5368 | 3509
georgia | spalding | southeast | 202.5068 | 23565
georgia | stephens | southeast | 185.8063 | 10289
georgia | stewart | southeast | 467.6791 | 1862
georgia | sumter | southeast | 482.6947 | 12123
georgia | talbot | southeast | 392.148 | 2832
georgia | taliaferro | southeast | 203.7448 | 759
georgia | tattnall | southeast | 473.5122 | 8210
georgia | taylor | southeast | 379.6437 | 3522
georgia | telfair | southeast | 460.7903 | 5543
georgia | terrell | southeast | 340.9569 | 3519
georgia | thomas | southeast | 550.2618 | 17573
georgia | tift | southeast | 271.6428 | 14836
georgia | toombs | southeast | 388.4615 | 10375
georgia | towns | southeast | 161.635 | 4510
georgia | treutlen | southeast | 205.952 | 2543
georgia | troup | southeast | 456.609 | 24828
georgia | turner | southeast | 300.4081 | 3339
georgia | twiggs | southeast | 372.6248 | 3634
georgia | union | southeast | 332.2751 | 9116
georgia | upson | southeast | 337.8548 | 10716
georgia | walker | southeast | 453.9568 | 26497
georgia | walton | southeast | 323.8897 | 29583
georgia | ware | southeast | 899.558 | 13654
georgia | warren | southeast | 271.2947 | 2315
georgia | washington | southeast | 687.6143 | 7547
georgia | wayne | southeast | 641.9226 | 10562
georgia | webster | southeast | 199.7511 | 1119
georgia | wheeler | southeast | 302.642 | 2152
georgia | white | southeast | 233.9178 | 10646
georgia | whitfield | southeast | 286.4343 | 35180
georgia | wilcox | southeast | 377.9278 | 2891
georgia | wilkes | southeast | 476.248 | 4263
georgia | wilkinson | southeast | 453.1229 | 3666
georgia | worth | southeast | 579.7587 | 8214
hawaii | hawaii | hawaii | 4029.4919 | 67096
hawaii | honolulu | hawaii | 590.0289 | 311047
hawaii | kauai | hawaii | 622.6721 | 23240
hawaii | maui | hawaii | 1111.6058 | 53886
idaho | ada | pacific northwest | 1050.0949 | 148445
idaho | adams | pacific northwest | 1363.7723 | 1748
idaho | bannock | pacific northwest | 1150.4813 | 30682
idaho | bear lake | pacific northwest | 1054.901 | 2281
idaho | benewah | pacific northwest | 785.5675 | 3837
idaho | bingham | pacific northwest | 2121.5401 | 14999
idaho | blaine | pacific northwest | 2660.8003 | 8823
idaho | boise | pacific northwest | 1918.9707 | 2974
idaho | bonner | pacific northwest | 1920.0424 | 17100
idaho | bonneville | pacific northwest | 1893.609 | 36629
idaho | boundary | pacific northwest | 1275.8151 | 4421
idaho | butte | pacific northwest | 2253.9641 | 1129
idaho | camas | pacific northwest | 1087.6695 | 487
idaho | canyon | pacific northwest | 616.9671 | 63604
idaho | caribou | pacific northwest | 1780.1396 | 2606
idaho | cassia | pacific northwest | 2581.2059 | 7666
idaho | clark | pacific northwest | 1766.0798 | 345
idaho | clearwater | pacific northwest | 2490.0115 | 3660
idaho | custer | pacific northwest | 4921.3319 | 1936
idaho | elmore | pacific northwest | 3080.4862 | 10140
idaho | franklin | pacific northwest | 671.8198 | 4079
idaho | fremont | pacific northwest | 1879.1665 | 4436
idaho | gem | pacific northwest | 553.3077 | 6495
idaho | gooding | pacific northwest | 737.5539 | 5531
idaho | idaho | pacific northwest | 8482.746 | 6834
idaho | jefferson | pacific northwest | 1108.7854 | 8146
idaho | jerome | pacific northwest | 602.5473 | 7540
idaho | kootenai | pacific northwest | 1313.8357 | 54200
idaho | latah | pacific northwest | 1076.8682 | 14708
idaho | lemhi | pacific northwest | 4524.6284 | 3576
idaho | lewis | pacific northwest | 467.1192 | 1657
idaho | lincoln | pacific northwest | 1205.3312 | 1705
idaho | madison | pacific northwest | 483.9682 | 10611
idaho | minidoka | pacific northwest | 755.9732 | 7170
idaho | nez perce | pacific northwest | 856.0431 | 16241
idaho | oneida | pacific northwest | 1197.6902 | 1545
idaho | owyhee | pacific northwest | 7687.8105 | 4076
idaho | payette | pacific northwest | 415.8478 | 8262
idaho | power | pacific northwest | 1443.8122 | 2641
idaho | shoshone | pacific northwest | 2624.8722 | 5605
idaho | teton | pacific northwest | 447.9272 | 3651
idaho | twin falls | pacific northwest | 1924.2681 | 28760
idaho | valley | pacific northwest | 3761.369 | 4393
idaho | washington | pacific northwest | 1483.2047 | 4034
illinois | adams | louisiana and ozarks | 868.8084 | 27375
illinois | alexander | louisiana and ozarks | 241.7644 | 3329
illinois | bond | louisiana and ozarks | 380.6864 | 6427
illinois | boone | mid-atlantic and great lakes | 282.0068 | 18505
illinois | brown | louisiana and ozarks | 307.3013 | 2099
illinois | bureau | mid-atlantic and great lakes | 159.1586 | 2576.0968
illinois | bureau | louisiana and ozarks | 721.9886 | 11685.9032
illinois | calhoun | louisiana and ozarks | 291.8438 | 2085
illinois | carroll | upper midwest | 293.6934 | 4182.6936
illinois | carroll | mid-atlantic and great lakes | 171.2792 | 2439.3064
illinois | cass | louisiana and ozarks | 370.6514 | 5270
illinois | champaign | louisiana and ozarks | 992.1383 | 80665
illinois | christian | louisiana and ozarks | 714.8942 | 14055
illinois | clark | louisiana and ozarks | 506.4301 | 6782
illinois | clay | louisiana and ozarks | 469.6821 | 5697
illinois | clinton | louisiana and ozarks | 503.0645 | 14005
illinois | coles | louisiana and ozarks | 502.6443 | 21463
illinois | cook | mid-atlantic and great lakes | 953.4662 | 1966356
illinois | crawford | louisiana and ozarks | 441.1599 | 7763
illinois | cumberland | louisiana and ozarks | 348.8372 | 4377
illinois | de witt | louisiana and ozarks | 394.8379 | 6811
illinois | dekalb | mid-atlantic and great lakes | 634.7419 | 38484
illinois | douglas | louisiana and ozarks | 417.4244 | 7720
illinois | dupage | mid-atlantic and great lakes | 334.3378 | 337132
illinois | edgar | louisiana and ozarks | 625.8594 | 7839
illinois | edwards | louisiana and ozarks | 215.7634 | 2840
illinois | effingham | louisiana and ozarks | 481.7264 | 13515
illinois | fayette | louisiana and ozarks | 724.2956 | 8311
illinois | ford | mid-atlantic and great lakes | 53.4593 | 623.2567
illinois | ford | louisiana and ozarks | 433.3948 | 5052.7433
illinois | franklin | louisiana and ozarks | 433.1322 | 16617
illinois | fulton | louisiana and ozarks | 879.1773 | 14536
illinois | gallatin | louisiana and ozarks | 328.6795 | 2403
illinois | greene | louisiana and ozarks | 534.3182 | 5570
illinois | grundy | mid-atlantic and great lakes | 431.2998 | 18546
illinois | hamilton | louisiana and ozarks | 435.8208 | 3489
illinois | hancock | upper midwest | 2.2189 | 22.0081
illinois | hancock | louisiana and ozarks | 808.4084 | 8017.9919
illinois | hardin | louisiana and ozarks | 179.7945 | 1915
illinois | henderson | louisiana and ozarks | 394.2401 | 3149
illinois | henry | upper midwest | 150.2787 | 3699.1379
illinois | henry | mid-atlantic and great lakes | 216.6127 | 5331.9619
illinois | henry | louisiana and ozarks | 460.7685 | 11341.9002
illinois | iroquois | mid-atlantic and great lakes | 28.7366 | 307.2465
illinois | iroquois | louisiana and ozarks | 1089.5025 | 11648.7535
illinois | jackson | louisiana and ozarks | 600.2311 | 25538
illinois | jasper | louisiana and ozarks | 496.6267 | 3940
illinois | jefferson | louisiana and ozarks | 582.5122 | 15365
illinois | jersey | louisiana and ozarks | 378.7627 | 8828
illinois | jo daviess | upper midwest | 439.7409 | 6972.6655
illinois | jo daviess | mid-atlantic and great lakes | 175.3457 | 2780.3345
illinois | johnson | louisiana and ozarks | 348.6216 | 4584
illinois | kane | mid-atlantic and great lakes | 521.9933 | 170479
illinois | kankakee | mid-atlantic and great lakes | 663.1419 | 40402.6264
illinois | kankakee | louisiana and ozarks | 18.1921 | 1108.3736
illinois | kendall | mid-atlantic and great lakes | 321.1913 | 38022
illinois | knox | louisiana and ozarks | 718.988 | 21535
illinois | lake | mid-atlantic and great lakes | 467.7981 | 241712
illinois | lasalle | mid-atlantic and great lakes | 644.0553 | 25462.3986
illinois | lasalle | louisiana and ozarks | 502.9685 | 19884.6014
illinois | lawrence | louisiana and ozarks | 370.5813 | 6130
illinois | lee | mid-atlantic and great lakes | 721.3224 | 13758
illinois | livingston | mid-atlantic and great lakes | 715.3771 | 9988.725
illinois | livingston | louisiana and ozarks | 331.1835 | 4624.275
illinois | logan | louisiana and ozarks | 612.9815 | 11070
illinois | macon | louisiana and ozarks | 582.5521 | 45855
illinois | macoupin | louisiana and ozarks | 868.3213 | 19381
illinois | madison | louisiana and ozarks | 744.7553 | 108094
illinois | marion | louisiana and ozarks | 580.121 | 16148
illinois | marshall | mid-atlantic and great lakes | 95.3985 | 1237.4885
illinois | marshall | louisiana and ozarks | 302.4652 | 3923.5115
illinois | mason | louisiana and ozarks | 570.5797 | 6079
illinois | massac | louisiana and ozarks | 242.8922 | 6362
illinois | mcdonough | louisiana and ozarks | 589.1919 | 13057
illinois | mchenry | mid-atlantic and great lakes | 611.4198 | 109199
illinois | mclean | louisiana and ozarks | 1179.5794 | 65104
illinois | menard | louisiana and ozarks | 319.0879 | 5140
illinois | mercer | upper midwest | 217.8874 | 2557.1968
illinois | mercer | louisiana and ozarks | 355.8869 | 4176.8032
illinois | monroe | louisiana and ozarks | 391.5443 | 12589
illinois | montgomery | louisiana and ozarks | 705.5594 | 11652
illinois | morgan | louisiana and ozarks | 572.3465 | 14104
illinois | moultrie | louisiana and ozarks | 350.0342 | 5758
illinois | ogle | mid-atlantic and great lakes | 769.341 | 20856
illinois | peoria | louisiana and ozarks | 630.4079 | 75793
illinois | perry | louisiana and ozarks | 446.2965 | 8335
illinois | piatt | louisiana and ozarks | 449.9889 | 6782
illinois | pike | louisiana and ozarks | 835.9061 | 6639
illinois | pope | louisiana and ozarks | 371.3056 | 1829
illinois | pulaski | louisiana and ozarks | 206.063 | 2642
illinois | putnam | louisiana and ozarks | 169.1158 | 2509
illinois | randolph | louisiana and ozarks | 602.1613 | 12314
illinois | richland | louisiana and ozarks | 359.5485 | 6726
illinois | rock island | upper midwest | 438.6622 | 61303
illinois | saline | louisiana and ozarks | 386.4125 | 10379
illinois | sangamon | louisiana and ozarks | 880.5012 | 82986
illinois | schuyler | louisiana and ozarks | 449.7937 | 3040
illinois | scott | louisiana and ozarks | 260.556 | 2214
illinois | shelby | louisiana and ozarks | 766.9014 | 9216
illinois | st. clair | louisiana and ozarks | 680.2741 | 105045
illinois | stark | louisiana and ozarks | 288.3371 | 2425
illinois | stephenson | mid-atlantic and great lakes | 563.5313 | 19845
illinois | tazewell | louisiana and ozarks | 655.1196 | 54146
illinois | union | louisiana and ozarks | 427.1596 | 7167
illinois | vermilion | louisiana and ozarks | 906.1536 | 32655
illinois | wabash | louisiana and ozarks | 229.3237 | 5012
illinois | warren | louisiana and ozarks | 542.1109 | 6918
illinois | washington | louisiana and ozarks | 563.9002 | 5926
illinois | wayne | louisiana and ozarks | 715.8228 | 7102
illinois | white | louisiana and ozarks | 490.5435 | 6313
illinois | whiteside | upper midwest | 12.231 | 417.1535
illinois | whiteside | mid-atlantic and great lakes | 683.8292 | 23322.8465
illinois | will | mid-atlantic and great lakes | 855.0367 | 225256
illinois | williamson | louisiana and ozarks | 444.6979 | 27421
illinois | winnebago | mid-atlantic and great lakes | 520.493 | 115501
illinois | woodford | mid-atlantic and great lakes | 98.9701 | 2556.7048
illinois | woodford | louisiana and ozarks | 453.654 | 11719.2952
indiana | adams | mid-atlantic and great lakes | 340.2844 | 12011
indiana | allen | mid-atlantic and great lakes | 663.7484 | 137851
indiana | bartholomew | mid-atlantic and great lakes | 411.6002 | 29860
indiana | benton | mid-atlantic and great lakes | 406.1574 | 3479
indiana | blackford | mid-atlantic and great lakes | 164.8119 | 5236
indiana | boone | mid-atlantic and great lakes | 423.0729 | 21149
indiana | brown | mid-atlantic and great lakes | 318.2658 | 6199
indiana | carroll | mid-atlantic and great lakes | 366.698 | 7900
indiana | cass | mid-atlantic and great lakes | 419.9038 | 14858
indiana | clark | mid-atlantic and great lakes | 370.3574 | 44248
indiana | clay | mid-atlantic and great lakes | 367.0183 | 10447
indiana | clinton | mid-atlantic and great lakes | 411.2371 | 12105
indiana | crawford | mid-atlantic and great lakes | 312.7524 | 4303
indiana | daviess | mid-atlantic and great lakes | 439.6634 | 11329
indiana | dearborn | mid-atlantic and great lakes | 307.2602 | 18743
indiana | decatur | mid-atlantic and great lakes | 372.3627 | 9977
indiana | dekalb | mid-atlantic and great lakes | 363.3749 | 15951
indiana | delaware | mid-atlantic and great lakes | 397.0064 | 46516
indiana | dubois | mid-atlantic and great lakes | 425.1318 | 16133
indiana | elkhart | mid-atlantic and great lakes | 466.7286 | 70244
indiana | fayette | mid-atlantic and great lakes | 210.2303 | 9719
indiana | floyd | mid-atlantic and great lakes | 157.5438 | 29479
indiana | fountain | mid-atlantic and great lakes | 405.1455 | 6935
indiana | franklin | mid-atlantic and great lakes | 390.9356 | 8579
indiana | fulton | mid-atlantic and great lakes | 371.3511 | 8237
indiana | gibson | mid-atlantic and great lakes | 481.6563 | 13255
indiana | grant | mid-atlantic and great lakes | 414.6714 | 27245
indiana | greene | mid-atlantic and great lakes | 539.6772 | 13487
indiana | hamilton | mid-atlantic and great lakes | 400.7212 | 99835
indiana | hancock | mid-atlantic and great lakes | 306.2711 | 26304
indiana | harrison | mid-atlantic and great lakes | 467.9948 | 15192
indiana | hendricks | mid-atlantic and great lakes | 413.6498 | 52368
indiana | henry | mid-atlantic and great lakes | 401.1422 | 19077
indiana | howard | mid-atlantic and great lakes | 288.6819 | 34301
indiana | huntington | mid-atlantic and great lakes | 387.2812 | 14218
indiana | jackson | mid-atlantic and great lakes | 506.8951 | 16501
indiana | jasper | mid-atlantic and great lakes | 551.8883 | 12232
indiana | jay | mid-atlantic and great lakes | 382.8828 | 8133
indiana | jefferson | mid-atlantic and great lakes | 354.1558 | 12635
indiana | jennings | mid-atlantic and great lakes | 382.1745 | 10680
indiana | johnson | mid-atlantic and great lakes | 321.4905 | 52242
indiana | knox | mid-atlantic and great lakes | 517.0644 | 15249
indiana | kosciusko | mid-atlantic and great lakes | 553.9436 | 29197
indiana | lagrange | mid-atlantic and great lakes | 386.8664 | 11598
indiana | lake | mid-atlantic and great lakes | 502.8966 | 188157
indiana | laporte | mid-atlantic and great lakes | 604.7247 | 42331
indiana | lawrence | mid-atlantic and great lakes | 451.4768 | 18811
indiana | madison | mid-atlantic and great lakes | 452.2413 | 51927
indiana | marion | mid-atlantic and great lakes | 402.9675 | 366176
indiana | marshall | mid-atlantic and great lakes | 449.2966 | 17406
indiana | martin | mid-atlantic and great lakes | 342.5331 | 4216
indiana | miami | mid-atlantic and great lakes | 377.0667 | 13456
indiana | monroe | mid-atlantic and great lakes | 409.8791 | 54864
indiana | montgomery | mid-atlantic and great lakes | 505.4064 | 14979
indiana | morgan | mid-atlantic and great lakes | 408.3955 | 25765
indiana | newton | mid-atlantic and great lakes | 403.8823 | 5503
indiana | noble | mid-atlantic and great lakes | 422.8534 | 17355
indiana | ohio | mid-atlantic and great lakes | 79.6571 | 2477
indiana | orange | mid-atlantic and great lakes | 408.4489 | 7872
indiana | owen | mid-atlantic and great lakes | 384.823 | 8486
indiana | parke | mid-atlantic and great lakes | 443.2984 | 6222
indiana | perry | mid-atlantic and great lakes | 374.4211 | 7476
indiana | pike | mid-atlantic and great lakes | 353.0172 | 5186
indiana | porter | mid-atlantic and great lakes | 424.4174 | 61998
indiana | posey | mid-atlantic and great lakes | 389.8232 | 10171
indiana | pulaski | mid-atlantic and great lakes | 434.381 | 5282
indiana | putnam | mid-atlantic and great lakes | 481.9752 | 12917
indiana | randolph | mid-atlantic and great lakes | 452.5099 | 10451
indiana | ripley | mid-atlantic and great lakes | 447.8319 | 10789
indiana | rush | mid-atlantic and great lakes | 408.6057 | 6767
indiana | scott | mid-atlantic and great lakes | 192.5223 | 9397
indiana | shelby | mid-atlantic and great lakes | 412.9525 | 17302
indiana | spencer | mid-atlantic and great lakes | 411.971 | 8082
indiana | st. joseph | mid-atlantic and great lakes | 462.0193 | 103069
indiana | starke | mid-atlantic and great lakes | 305.0542 | 9038
indiana | steuben | mid-atlantic and great lakes | 321.3118 | 13310
indiana | sullivan | mid-atlantic and great lakes | 444.3805 | 7823
indiana | switzerland | mid-atlantic and great lakes | 231.7514 | 4034
indiana | tippecanoe | mid-atlantic and great lakes | 503.8048 | 65532
indiana | tipton | mid-atlantic and great lakes | 260.3715 | 6376
indiana | union | mid-atlantic and great lakes | 165.459 | 2938
indiana | vanderburgh | mid-atlantic and great lakes | 223.1438 | 74454
indiana | vermillion | mid-atlantic and great lakes | 263.1757 | 6619
indiana | vigo | mid-atlantic and great lakes | 400.4787 | 41361
indiana | wabash | mid-atlantic and great lakes | 421.683 | 12777
indiana | warren | mid-atlantic and great lakes | 360.8502 | 3337
indiana | warrick | mid-atlantic and great lakes | 383.1653 | 22505
indiana | washington | mid-atlantic and great lakes | 521.6328 | 10850
indiana | wayne | mid-atlantic and great lakes | 406.8587 | 27551
indiana | wells | mid-atlantic and great lakes | 370.4785 | 10780
indiana | white | mid-atlantic and great lakes | 510.2775 | 9741
indiana | whitley | mid-atlantic and great lakes | 328.1993 | 13001
iowa | adair | upper midwest | 570.7859 | 3292
iowa | adams | upper midwest | 425.279 | 1715
iowa | allamakee | upper midwest | 659.6256 | 5845
iowa | appanoose | upper midwest | 198.7064 | 2164.189
iowa | appanoose | louisiana and ozarks | 317.9402 | 3462.811
iowa | audubon | upper midwest | 442.7853 | 2617
iowa | benton | upper midwest | 721.8625 | 10302
iowa | black hawk | upper midwest | 575.2539 | 52470
iowa | boone | upper midwest | 573.622 | 10728
iowa | bremer | upper midwest | 439.5316 | 9385
iowa | buchanan | upper midwest | 568.2588 | 8161
iowa | buena vista | upper midwest | 580.5422 | 7522
iowa | butler | upper midwest | 581.5704 | 6120
iowa | calhoun | upper midwest | 572.3682 | 4242
iowa | carroll | upper midwest | 570.583 | 8683
iowa | cass | upper midwest | 564.7045 | 5980
iowa | cedar | upper midwest | 581.7701 | 7511
iowa | cerro gordo | upper midwest | 574.7729 | 19350
iowa | cherokee | upper midwest | 576.7311 | 5207
iowa | chickasaw | upper midwest | 505.5065 | 5204
iowa | clarke | upper midwest | 432.284 | 3701
iowa | clay | upper midwest | 572.1452 | 7282
iowa | clayton | upper midwest | 790.1369 | 7599
iowa | clinton | upper midwest | 700.192 | 20223
iowa | crawford | upper midwest | 715.6993 | 6413
iowa | dallas | upper midwest | 587.4774 | 25240
iowa | davis | louisiana and ozarks | 504.1895 | 3201
iowa | decatur | upper midwest | 532.1481 | 3223
iowa | delaware | upper midwest | 578.88 | 7062
iowa | des moines | upper midwest | 345.2526 | 13454.9763
iowa | des moines | louisiana and ozarks | 91.0417 | 3548.0237
iowa | dickinson | upper midwest | 404.2912 | 7554
iowa | dubuque | upper midwest | 614.6028 | 36815
iowa | emmet | upper midwest | 402.0158 | 4236
iowa | fayette | upper midwest | 731.778 | 8634
iowa | floyd | upper midwest | 502.0228 | 6886
iowa | franklin | upper midwest | 582.7596 | 4332
iowa | fremont | upper midwest | 419.1653 | 2473.5114
iowa | fremont | louisiana and ozarks | 100.0652 | 590.4886
iowa | greene | upper midwest | 571.2629 | 3996
iowa | grundy | upper midwest | 502.2257 | 5131
iowa | guthrie | upper midwest | 592.9409 | 4544
iowa | hamilton | upper midwest | 577.4714 | 6540
iowa | hancock | upper midwest | 573.3906 | 4741
iowa | hardin | upper midwest | 568.1679 | 7296
iowa | harrison | upper midwest | 698.2671 | 5987
iowa | henry | upper midwest | 137.0722 | 2407.959
iowa | henry | louisiana and ozarks | 299.312 | 5258.041
iowa | howard | upper midwest | 473.3468 | 3944
iowa | humboldt | upper midwest | 435.2718 | 4209
iowa | ida | upper midwest | 431.6077 | 3052
iowa | iowa | upper midwest | 587.4213 | 6677
iowa | jackson | upper midwest | 649.603 | 8289
iowa | jasper | upper midwest | 649.5263 | 13094.0455
iowa | jasper | louisiana and ozarks | 84.921 | 1711.9545
iowa | jefferson | louisiana and ozarks | 423.8111 | 6846
iowa | johnson | upper midwest | 621.42 | 52715
iowa | jones | upper midwest | 576.8944 | 8181
iowa | keokuk | upper midwest | 579.2049 | 4408
iowa | kossuth | upper midwest | 974.7948 | 6697
iowa | lee | upper midwest | 230.8024 | 6391.2489
iowa | lee | louisiana and ozarks | 296.7977 | 8218.7511
iowa | linn | upper midwest | 721.7129 | 86134
iowa | louisa | upper midwest | 414.3729 | 4346
iowa | lucas | upper midwest | 391.7562 | 3329.3465
iowa | lucas | louisiana and ozarks | 42.3196 | 359.6535
iowa | lyon | upper midwest | 583.398 | 4442
iowa | madison | upper midwest | 562.5942 | 6025
iowa | mahaska | upper midwest | 573.4164 | 8975
iowa | marion | upper midwest | 552.9472 | 12328.9435
iowa | marion | louisiana and ozarks | 17.6732 | 394.0565
iowa | marshall | upper midwest | 346.6642 | 9403.3231
iowa | marshall | louisiana and ozarks | 226.1618 | 6134.6769
iowa | mills | upper midwest | 436.9471 | 5605
iowa | mitchell | upper midwest | 469.3786 | 4395
iowa | monona | upper midwest | 693.3942 | 4050
iowa | monroe | upper midwest | 21.9343 | 162.4585
iowa | monroe | louisiana and ozarks | 411.8683 | 3050.5415
iowa | montgomery | upper midwest | 424.8951 | 4558
iowa | muscatine | upper midwest | 451.2929 | 16412
iowa | o'brien | upper midwest | 572.527 | 6069
iowa | osceola | upper midwest | 401.086 | 2682
iowa | page | upper midwest | 398.6533 | 4835.5901
iowa | page | louisiana and ozarks | 128.3952 | 1557.4099
iowa | palo alto | upper midwest | 569.182 | 3994
iowa | plymouth | upper midwest | 862.1959 | 9875
iowa | pocahontas | upper midwest | 578.0773 | 3233
iowa | polk | upper midwest | 524.5991 | 151878.6723
iowa | polk | louisiana and ozarks | 63.2727 | 18318.3277
iowa | pottawattamie | upper midwest | 951.739 | 36775
iowa | poweshiek | upper midwest | 586.5358 | 7555
iowa | ringgold | upper midwest | 515.0387 | 2047
iowa | sac | upper midwest | 578.8024 | 4482
iowa | scott | upper midwest | 480.5731 | 66765
iowa | shelby | upper midwest | 591.6474 | 5085
iowa | sioux | upper midwest | 769.1387 | 11584
iowa | story | upper midwest | 418.7639 | 25377.4658
iowa | story | louisiana and ozarks | 154.429 | 9358.5342
iowa | tama | upper midwest | 671.0532 | 6454.7388
iowa | tama | louisiana and ozarks | 51.1769 | 492.2612
iowa | taylor | upper midwest | 280.8094 | 1395.3301
iowa | taylor | louisiana and ozarks | 258.3378 | 1283.6699
iowa | union | upper midwest | 425.7141 | 5271
iowa | van buren | louisiana and ozarks | 491.0068 | 3108
iowa | wapello | upper midwest | 336.4659 | 11232.2575
iowa | wapello | louisiana and ozarks | 99.444 | 3319.7425
iowa | warren | upper midwest | 577.4733 | 17262
iowa | washington | upper midwest | 520.4938 | 7968.3906
iowa | washington | louisiana and ozarks | 50.4667 | 772.6094
iowa | wayne | upper midwest | 153.7637 | 772.5896
iowa | wayne | louisiana and ozarks | 374.0472 | 1879.4104
iowa | webster | upper midwest | 725.0261 | 15580
iowa | winnebago | upper midwest | 401.3631 | 4597
iowa | winneshiek | upper midwest | 688.1634 | 7997
iowa | woodbury | upper midwest | 878.6792 | 39052
iowa | worth | upper midwest | 401.3208 | 3172
iowa | wright | upper midwest | 581.1951 | 5625
kansas | allen | lower midwest | 506.3218 | 5475
kansas | anderson | lower midwest | 583.9388 | 3260
kansas | atchison | lower midwest | 440.3761 | 6241
kansas | barber | lower midwest | 1136.2069 | 2139
kansas | barton | lower midwest | 900.5151 | 11283
kansas | bourbon | lower midwest | 637.9774 | 5986
kansas | brown | lower midwest | 571.837 | 4094
kansas | butler | lower midwest | 1447.6561 | 23992
kansas | chase | lower midwest | 783.2617 | 1150
kansas | chautauqua | lower midwest | 644.8991 | 1612
kansas | cherokee | lower midwest | 590.54 | 8625
kansas | cheyenne | lower midwest | 1013.8118 | 1260
kansas | clark | lower midwest | 979.1812 | 923
kansas | clay | lower midwest | 657.2708 | 3559
kansas | cloud | lower midwest | 718.856 | 3910
kansas | coffey | lower midwest | 654.492 | 3497
kansas | comanche | lower midwest | 789.1461 | 824
kansas | cowley | lower midwest | 1134.47 | 13940
kansas | crawford | lower midwest | 595.3636 | 15729
kansas | decatur | lower midwest | 894.0473 | 1378
kansas | dickinson | lower midwest | 859.3749 | 8073
kansas | doniphan | lower midwest | 416.0252 | 3136
kansas | douglas | lower midwest | 476.0417 | 43576
kansas | edwards | lower midwest | 623.1107 | 1302
kansas | elk | lower midwest | 650.1344 | 1284
kansas | ellis | lower midwest | 899.5759 | 11908
kansas | ellsworth | lower midwest | 723.8848 | 2463
kansas | finney | lower midwest | 1306.2759 | 12359
kansas | ford | lower midwest | 1093.0695 | 11145
kansas | franklin | lower midwest | 576.1891 | 10104
kansas | geary | lower midwest | 378.7303 | 12690
kansas | gove | lower midwest | 1071.4924 | 1154
kansas | graham | lower midwest | 898.8685 | 1196
kansas | grant | lower midwest | 575.9264 | 2716
kansas | gray | lower midwest | 869.7068 | 2153
kansas | greeley | lower midwest | 777.0659 | 525
kansas | greenwood | lower midwest | 1150.6097 | 2988
kansas | hamilton | lower midwest | 993.3055 | 1060
kansas | harper | lower midwest | 802.5719 | 2545
kansas | harvey | lower midwest | 540.6632 | 13411
kansas | haskell | lower midwest | 577.0062 | 1510
kansas | hodgeman | lower midwest | 860.9576 | 803
kansas | jackson | lower midwest | 659.8763 | 5228
kansas | jefferson | lower midwest | 556.8605 | 7366
kansas | jewell | lower midwest | 915.3983 | 1450
kansas | johnson | lower midwest | 485.4834 | 212882
kansas | kearny | lower midwest | 864.9223 | 1400
kansas | kingman | lower midwest | 866.882 | 3227
kansas | kiowa | lower midwest | 724.0139 | 1014
kansas | labette | lower midwest | 653.4453 | 8822
kansas | lane | lower midwest | 718.1113 | 799
kansas | leavenworth | lower midwest | 465.4431 | 26447
kansas | lincoln | lower midwest | 720.3412 | 1423
kansas | linn | lower midwest | 605.8228 | 4020
kansas | logan | lower midwest | 1074.5155 | 1219
kansas | lyon | lower midwest | 856.3644 | 13303
kansas | marion | lower midwest | 948.5089 | 5005
kansas | marshall | lower midwest | 904.9683 | 4300
kansas | mcpherson | lower midwest | 900.5741 | 11748
kansas | meade | lower midwest | 981.8095 | 1713
kansas | miami | lower midwest | 590.9006 | 12161
kansas | mitchell | lower midwest | 718.2094 | 2790
kansas | montgomery | lower midwest | 650.0659 | 14382
kansas | morris | lower midwest | 712.2309 | 2554
kansas | morton | lower midwest | 730.0038 | 1250
kansas | nemaha | lower midwest | 718.9846 | 4115
kansas | neosho | lower midwest | 577.555 | 6645
kansas | ness | lower midwest | 1074.5468 | 1365
kansas | norton | lower midwest | 880.5457 | 2163
kansas | osage | lower midwest | 720.5706 | 6552
kansas | osborne | lower midwest | 895.0606 | 1742
kansas | ottawa | lower midwest | 720.5931 | 2456
kansas | pawnee | lower midwest | 754.3495 | 2665
kansas | phillips | lower midwest | 892.8009 | 2432
kansas | pottawatomie | lower midwest | 858.1107 | 7878
kansas | pratt | lower midwest | 734.6898 | 3956
kansas | rawlins | lower midwest | 1071.6707 | 1176
kansas | reno | lower midwest | 1260.0463 | 25794
kansas | republic | lower midwest | 718.5349 | 2274
kansas | rice | lower midwest | 741.4162 | 3906
kansas | riley | lower midwest | 640.7112 | 25796
kansas | rooks | lower midwest | 896.4181 | 2238
kansas | rush | lower midwest | 717.8931 | 1511
kansas | russell | lower midwest | 900.0059 | 3173
kansas | saline | lower midwest | 714.6697 | 22416
kansas | scott | lower midwest | 717.8652 | 1983
kansas | sedgwick | lower midwest | 1009.6846 | 193502
kansas | seward | lower midwest | 641.2571 | 7460
kansas | shawnee | lower midwest | 550.9548 | 72600
kansas | sheridan | lower midwest | 895.9748 | 1099
kansas | sherman | lower midwest | 1054.8698 | 2608
kansas | smith | lower midwest | 895.8551 | 1748
kansas | stafford | lower midwest | 793.8774 | 1907
kansas | stanton | lower midwest | 679.8781 | 825
kansas | stevens | lower midwest | 728.1653 | 2044
kansas | sumner | lower midwest | 1183.7888 | 9454
kansas | thomas | lower midwest | 1074.1406 | 3196
kansas | trego | lower midwest | 899.6486 | 1358
kansas | wabaunsee | lower midwest | 799.4354 | 2737
kansas | wallace | lower midwest | 913.0668 | 620
kansas | washington | lower midwest | 898.5743 | 2474
kansas | wichita | lower midwest | 718.6721 | 891
kansas | wilson | lower midwest | 574.3745 | 3933
kansas | woodson | lower midwest | 506.9467 | 1524
kansas | wyandotte | lower midwest | 151.7004 | 58399
kentucky | adair | southeast | 405.9879 | 7285
kentucky | allen | southeast | 356.9441 | 7848
kentucky | anderson | southeast | 197.3362 | 8369
kentucky | ballard | southeast | 263.3034 | 3397
kentucky | barren | southeast | 508.5592 | 16999
kentucky | bath | southeast | 286.766 | 4587
kentucky | bell | southeast | 371.7409 | 11787
kentucky | boone | mid-atlantic and great lakes | 89.7882 | 15193.3094
kentucky | boone | southeast | 165.6062 | 28022.6906
kentucky | bourbon | southeast | 295.1335 | 7976
kentucky | boyd | mid-atlantic and great lakes | 159.8459 | 19787
kentucky | boyle | southeast | 191.9912 | 11075
kentucky | bracken | southeast | 194.4141 | 3317
kentucky | breathitt | mid-atlantic and great lakes | 399.4234 | 4434.8669
kentucky | breathitt | southeast | 95.3901 | 1059.1331
kentucky | breckinridge | southeast | 582.2183 | 7827
kentucky | bullitt | southeast | 313.9312 | 27673
kentucky | butler | southeast | 421.1775 | 5057
kentucky | caldwell | southeast | 336.5116 | 5393
kentucky | calloway | southeast | 407.8816 | 15530
kentucky | campbell | mid-atlantic and great lakes | 49.816 | 11511.4963
kentucky | campbell | southeast | 106.2727 | 24557.5037
kentucky | carlisle | southeast | 193.0754 | 2116
kentucky | carroll | southeast | 141.2212 | 4061
kentucky | carter | mid-atlantic and great lakes | 39.5016 | 1022.6984
kentucky | carter | southeast | 376.1022 | 9737.3016
kentucky | casey | southeast | 450.5355 | 6351
kentucky | christian | southeast | 724.6616 | 26144
kentucky | clark | southeast | 259.804 | 14267
kentucky | clay | southeast | 462.3432 | 7732
kentucky | clinton | southeast | 203.5781 | 4358
kentucky | crittenden | southeast | 374.1261 | 3781
kentucky | cumberland | southeast | 319.8189 | 2883
kentucky | daviess | southeast | 470.1297 | 38619
kentucky | edmonson | southeast | 308.9027 | 4857
kentucky | elliott | southeast | 232.5417 | 2773
kentucky | estill | southeast | 248.956 | 5984
kentucky | fayette | southeast | 287.0638 | 123043
kentucky | fleming | southeast | 347.5023 | 5729
kentucky | floyd | mid-atlantic and great lakes | 220.9289 | 9159.4932
kentucky | floyd | southeast | 166.4417 | 6900.5068
kentucky | franklin | southeast | 215.0991 | 20662
kentucky | fulton | southeast | 248.8857 | 2864
kentucky | gallatin | southeast | 105.5359 | 3160
kentucky | garrard | southeast | 231.4582 | 6668
kentucky | grant | southeast | 262.0955 | 8614
kentucky | graves | southeast | 558.9077 | 14978
kentucky | grayson | southeast | 509.7185 | 10082
kentucky | green | southeast | 288.4501 | 4601
kentucky | greenup | mid-atlantic and great lakes | 32.4066 | 1345.7761
kentucky | greenup | southeast | 320.8749 | 13325.2239
kentucky | hancock | mid-atlantic and great lakes | 2.5652 | 43.0571
kentucky | hancock | southeast | 193.1431 | 3241.9429
kentucky | hardin | southeast | 628.1249 | 39853
kentucky | harlan | southeast | 477.9699 | 11789
kentucky | harrison | southeast | 301.4144 | 7343
kentucky | hart | southeast | 406.5572 | 7097
kentucky | henderson | southeast | 438.2175 | 18705
kentucky | henry | southeast | 292.4717 | 5963
kentucky | hickman | southeast | 255.5501 | 2028
kentucky | hopkins | southeast | 557.4667 | 18980
kentucky | jackson | southeast | 339.9199 | 5486
kentucky | jefferson | mid-atlantic and great lakes | 2.2742 | 1808.084
kentucky | jefferson | southeast | 386.6033 | 307366.916
kentucky | jessamine | southeast | 174.6704 | 17642
kentucky | johnson | mid-atlantic and great lakes | 74.5869 | 2668.6796
kentucky | johnson | southeast | 187.0716 | 6693.3204
kentucky | kenton | mid-atlantic and great lakes | 87.7933 | 33272.2316
kentucky | kenton | southeast | 77.8286 | 29495.7684
kentucky | knott | mid-atlantic and great lakes | 335.5083 | 5969.2313
kentucky | knott | southeast | 24.9988 | 444.7687
kentucky | knox | southeast | 373.4768 | 12722
kentucky | larue | southeast | 253.7259 | 5615
kentucky | laurel | southeast | 456.8346 | 23014
kentucky | lawrence | mid-atlantic and great lakes | 342.8029 | 5066.8661
kentucky | lawrence | southeast | 79.3017 | 1172.1339
kentucky | lee | mid-atlantic and great lakes | 5.3391 | 76.0181
kentucky | lee | southeast | 199.0452 | 2833.9819
kentucky | leslie | mid-atlantic and great lakes | 306.156 | 3427.0236
kentucky | leslie | southeast | 100.7687 | 1127.9764
kentucky | letcher | mid-atlantic and great lakes | 139.8713 | 4168.7514
kentucky | letcher | southeast | 196.1217 | 5845.2486
kentucky | lewis | mid-atlantic and great lakes | 25.1069 | 274.9528
kentucky | lewis | southeast | 476.8434 | 5222.0472
kentucky | lincoln | southeast | 329.1597 | 9777
kentucky | livingston | southeast | 340.7706 | 3985
kentucky | logan | southeast | 561.06 | 10666
kentucky | lyon | southeast | 263.9254 | 3287
kentucky | madison | southeast | 436.3976 | 31973
kentucky | magoffin | southeast | 303.0606 | 5309
kentucky | marion | southeast | 355.3821 | 7358
kentucky | marshall | southeast | 336.7192 | 13073
kentucky | martin | mid-atlantic and great lakes | 225.5179 | 4395.6718
kentucky | martin | southeast | 6.1734 | 120.3282
kentucky | mason | southeast | 243.9344 | 7031
kentucky | mccracken | southeast | 276.7187 | 28227
kentucky | mccreary | southeast | 429.6994 | 6477
kentucky | mclean | southeast | 253.2842 | 3833
kentucky | meade | southeast | 297.6434 | 10471
kentucky | menifee | southeast | 208.5903 | 2440
kentucky | mercer | southeast | 251.0275 | 8682
kentucky | metcalfe | southeast | 283.0629 | 4055
kentucky | monroe | southeast | 330.737 | 4509
kentucky | montgomery | southeast | 196.1167 | 10435
kentucky | morgan | southeast | 391.8024 | 4860
kentucky | muhlenberg | southeast | 475.8518 | 12052
kentucky | nelson | southeast | 422.9492 | 16826
kentucky | nicholas | southeast | 190.017 | 2809
kentucky | ohio | southeast | 602.8284 | 9176
kentucky | oldham | mid-atlantic and great lakes | 1.084 | 103.4042
kentucky | oldham | southeast | 202.6103 | 19327.5958
kentucky | owen | southeast | 344.837 | 4296
kentucky | owsley | southeast | 194.1497 | 1914
kentucky | pendleton | southeast | 290.4789 | 5494
kentucky | perry | mid-atlantic and great lakes | 340.8065 | 11077.2115
kentucky | perry | southeast | 7.439 | 241.7885
kentucky | pike | mid-atlantic and great lakes | 597.3486 | 20052.1661
kentucky | pike | southeast | 198.8713 | 6675.8339
kentucky | powell | southeast | 180.0306 | 4834
kentucky | pulaski | southeast | 676.5254 | 25722
kentucky | robertson | southeast | 114.8486 | 902
kentucky | rockcastle | southeast | 325.1404 | 6750
kentucky | rowan | southeast | 278.6564 | 8864
kentucky | russell | southeast | 281.9535 | 7401
kentucky | scott | southeast | 284.6629 | 17408
kentucky | shelby | southeast | 381.4556 | 15321
kentucky | simpson | southeast | 231.6534 | 6753
kentucky | spencer | southeast | 185.1411 | 6165
kentucky | taylor | southeast | 272.6984 | 9832
kentucky | todd | southeast | 378.0146 | 4647
kentucky | trigg | southeast | 480.7413 | 5883
kentucky | trimble | southeast | 149.3631 | 3420
kentucky | union | southeast | 352.9607 | 5549
kentucky | warren | southeast | 558.9663 | 43674
kentucky | washington | southeast | 302.6578 | 4507
kentucky | wayne | southeast | 490.129 | 8646
kentucky | webster | southeast | 327.1816 | 5272
kentucky | whitley | southeast | 438.8506 | 13575
kentucky | wolfe | southeast | 222.3187 | 3065
kentucky | woodford | southeast | 200.4756 | 9806
louisiana | acadia | lower midwest | 117.3073 | 4232.9362
louisiana | acadia | louisiana and ozarks | 515.6848 | 18608.0638
louisiana | allen | lower midwest | 202.8075 | 2254.3944
louisiana | allen | louisiana and ozarks | 563.3 | 6261.6056
louisiana | ascension | louisiana and ozarks | 300.6622 | 37790
louisiana | assumption | louisiana and ozarks | 365.4549 | 8736
louisiana | avoyelles | lower midwest | 569.1371 | 10086.3215
louisiana | avoyelles | louisiana and ozarks | 301.6386 | 5345.6785
louisiana | beauregard | lower midwest | 66.3198 | 754.1047
louisiana | beauregard | louisiana and ozarks | 1090.9496 | 12404.8953
louisiana | bienville | louisiana and ozarks | 812.0912 | 5838
louisiana | bossier | lower midwest | 822.0201 | 42274.0253
louisiana | bossier | louisiana and ozarks | 57.1874 | 2940.9747
louisiana | caddo | lower midwest | 928.7525 | 102139
louisiana | calcasieu | lower midwest | 99.1538 | 6708.2322
louisiana | calcasieu | louisiana and ozarks | 994.5749 | 67287.7678
louisiana | caldwell | louisiana and ozarks | 522.6999 | 3905
louisiana | cameron | louisiana and ozarks | 1580.186 | 2575
louisiana | catahoula | louisiana and ozarks | 739.0138 | 3834
louisiana | claiborne | louisiana and ozarks | 765.9075 | 6017
louisiana | concordia | louisiana and ozarks | 705.839 | 7613
louisiana | de soto | lower midwest | 889.8857 | 10562
louisiana | east baton rouge | louisiana and ozarks | 466.4755 | 172057
louisiana | east carroll | louisiana and ozarks | 425.538 | 2552
louisiana | east feliciana | louisiana and ozarks | 464.4571 | 7022
louisiana | evangeline | lower midwest | 695.5458 | 12829
louisiana | franklin | louisiana and ozarks | 644.4876 | 7904
louisiana | grant | lower midwest | 489.3231 | 5404.0259
louisiana | grant | louisiana and ozarks | 189.4238 | 2091.9741
louisiana | iberia | lower midwest | 271.0092 | 14408.3391
louisiana | iberia | louisiana and ozarks | 232.6633 | 12369.6609
louisiana | iberville | louisiana and ozarks | 657.5171 | 11072
louisiana | jackson | louisiana and ozarks | 577.8873 | 6261
louisiana | jefferson davis | louisiana and ozarks | 662.316 | 11771
louisiana | jefferson | louisiana and ozarks | 385.3835 | 169647
louisiana | lafayette | louisiana and ozarks | 270.9988 | 87027
louisiana | lafourche | louisiana and ozarks | 1155.1149 | 35486
louisiana | lasalle | louisiana and ozarks | 652.7187 | 5468
louisiana | lincoln | louisiana and ozarks | 467.6316 | 17599
louisiana | livingston | louisiana and ozarks | 697.2168 | 46007
louisiana | madison | louisiana and ozarks | 661.608 | 4025
louisiana | morehouse | louisiana and ozarks | 807.2075 | 10853
louisiana | natchitoches | lower midwest | 813.1988 | 9728.2165
louisiana | natchitoches | louisiana and ozarks | 492.0031 | 5885.7835
louisiana | orleans | louisiana and ozarks | 202.3885 | 142158
louisiana | ouachita | louisiana and ozarks | 632.3148 | 58691
louisiana | plaquemines | louisiana and ozarks | 912.3273 | 8077
louisiana | pointe coupee | louisiana and ozarks | 605.6934 | 9082
louisiana | rapides | lower midwest | 1309.8166 | 49066.3396
louisiana | rapides | louisiana and ozarks | 35.6285 | 1334.6604
louisiana | red river | lower midwest | 388.7769 | 3367.0567
louisiana | red river | louisiana and ozarks | 12.1173 | 104.9433
louisiana | richland | louisiana and ozarks | 559.0224 | 7551
louisiana | sabine | lower midwest | 1002.716 | 9622
louisiana | st. bernard | louisiana and ozarks | 371.5891 | 13221
louisiana | st. charles | louisiana and ozarks | 356.0846 | 18557
louisiana | st. helena | louisiana and ozarks | 408.603 | 4333
louisiana | st. james | louisiana and ozarks | 253.0224 | 7717
louisiana | st. john the baptist | louisiana and ozarks | 301.3726 | 15965
louisiana | st. landry | lower midwest | 300.9454 | 10377.9553
louisiana | st. landry | louisiana and ozarks | 622.8607 | 21479.0447
louisiana | st. martin | lower midwest | 6.413 | 150.6449
louisiana | st. martin | louisiana and ozarks | 811.616 | 19065.3551
louisiana | st. mary | lower midwest | 456.6576 | 13838.0164
louisiana | st. mary | louisiana and ozarks | 218.4279 | 6618.9836
louisiana | st. tammany | louisiana and ozarks | 879.4319 | 87521
louisiana | tangipahoa | louisiana and ozarks | 808.4456 | 45135
louisiana | tensas | louisiana and ozarks | 653.8903 | 2172
louisiana | terrebonne | louisiana and ozarks | 1625.5176 | 40091
louisiana | union | louisiana and ozarks | 911.4103 | 9144
louisiana | vermilion | lower midwest | 1.6221 | 27.1981
louisiana | vermilion | louisiana and ozarks | 1303.8325 | 21861.8019
louisiana | vernon | lower midwest | 903.2814 | 12926.2133
louisiana | vernon | louisiana and ozarks | 435.9653 | 6238.7867
louisiana | washington | louisiana and ozarks | 683.5957 | 18113
louisiana | webster | louisiana and ozarks | 619.6952 | 16537
louisiana | west baton rouge | louisiana and ozarks | 199.2749 | 8688
louisiana | west carroll | louisiana and ozarks | 371.3093 | 4452
louisiana | west feliciana | louisiana and ozarks | 405.4593 | 3971
louisiana | winn | louisiana and ozarks | 960.3932 | 5469
maine | androscoggin | new england | 496.4239 | 44315
maine | aroostook | new england | 6801.7077 | 30961
maine | cumberland | new england | 1026.4026 | 117339
maine | franklin | new england | 1735.5661 | 13000
maine | hancock | new england | 2128.9536 | 24221
maine | kennebec | new england | 943.2428 | 51128
maine | knox | new england | 544.7365 | 17258
maine | lincoln | new england | 539.641 | 15149
maine | oxford | new england | 2184.8889 | 24300
maine | penobscot | new england | 3567.1935 | 62966
maine | piscataquis | new england | 4385.2414 | 7825
maine | sagadahoc | new england | 290.3658 | 15088
maine | somerset | new england | 4084.2509 | 21927
maine | waldo | new england | 767.1445 | 16431
maine | washington | new england | 2937.2261 | 14302
maine | york | new england | 1040.4983 | 81009
maryland | allegany | mid-atlantic and great lakes | 427.3671 | 29177
maryland | anne arundel | mid-atlantic and great lakes | 457.5464 | 199378
maryland | baltimore | mid-atlantic and great lakes | 718.6665 | 566618
maryland | calvert | mid-atlantic and great lakes | 240.1979 | 30873
maryland | caroline | mid-atlantic and great lakes | 326.1777 | 12158
maryland | carroll | mid-atlantic and great lakes | 448.8709 | 59786
maryland | cecil | mid-atlantic and great lakes | 388.772 | 36867
maryland | charles | mid-atlantic and great lakes | 464.004 | 51214
maryland | dorchester | mid-atlantic and great lakes | 643.4221 | 13522
maryland | frederick | mid-atlantic and great lakes | 667.5535 | 84800
maryland | garrett | mid-atlantic and great lakes | 660.2059 | 12057
maryland | harford | mid-atlantic and great lakes | 463.3214 | 90218
maryland | howard | mid-atlantic and great lakes | 256.6026 | 104749
maryland | kent | mid-atlantic and great lakes | 309.711 | 8165
maryland | montgomery | mid-atlantic and great lakes | 502.9129 | 357086
maryland | prince george's | mid-atlantic and great lakes | 495.6591 | 304042
maryland | queen anne's | mid-atlantic and great lakes | 414.1092 | 18016
maryland | somerset | mid-atlantic and great lakes | 337.0156 | 8788
maryland | st. mary's | mid-atlantic and great lakes | 422.2781 | 37604
maryland | talbot | mid-atlantic and great lakes | 331.5947 | 16157
maryland | washington | mid-atlantic and great lakes | 459.2845 | 55687
maryland | wicomico | mid-atlantic and great lakes | 391.689 | 37220
maryland | worcester | mid-atlantic and great lakes | 459.6644 | 22229
massachusetts | barnstable | new england | 547.3995 | 95755
massachusetts | berkshire | new england | 956.4063 | 56091
massachusetts | bristol | new england | 603.6159 | 213010
massachusetts | dukes | new england | 104.6707 | 7368
massachusetts | essex | new england | 523.2962 | 285956
massachusetts | franklin | new england | 715.6922 | 30462
massachusetts | hampden | new england | 644.4218 | 179927
massachusetts | hampshire | new england | 537.4801 | 58702
massachusetts | middlesex | new england | 858.0572 | 580688
massachusetts | nantucket | new england | 46.5399 | 4229
massachusetts | norfolk | new england | 413.0527 | 257914
massachusetts | plymouth | new england | 688.925 | 181126
massachusetts | suffolk | new england | 61.6912 | 292767
massachusetts | worcester | new england | 1577.1027 | 303080
michigan | alcona | mid-atlantic and great lakes | 689.6725 | 5089
michigan | alger | upper midwest | 979.8381 | 3898
michigan | allegan | mid-atlantic and great lakes | 840.6919 | 42018
michigan | alpena | mid-atlantic and great lakes | 592.0178 | 12791
michigan | antrim | mid-atlantic and great lakes | 526.9697 | 9890
michigan | arenac | mid-atlantic and great lakes | 366.526 | 6701
michigan | baraga | upper midwest | 714.4954 | 2701.2421
michigan | baraga | mid-atlantic and great lakes | 196.4641 | 742.7579
michigan | barry | mid-atlantic and great lakes | 579.255 | 22551
michigan | bay | mid-atlantic and great lakes | 448.0861 | 44603
michigan | benzie | mid-atlantic and great lakes | 344.6897 | 7298
michigan | berrien | mid-atlantic and great lakes | 575.4069 | 63054
michigan | branch | mid-atlantic and great lakes | 518.6209 | 16419
michigan | calhoun | mid-atlantic and great lakes | 719.6375 | 54016
michigan | cass | mid-atlantic and great lakes | 508.883 | 20604
michigan | charlevoix | mid-atlantic and great lakes | 445.775 | 10882
michigan | cheboygan | mid-atlantic and great lakes | 795.0771 | 11133
michigan | chippewa | mid-atlantic and great lakes | 1563.2626 | 14329
michigan | clare | mid-atlantic and great lakes | 574.7432 | 12966
michigan | clinton | mid-atlantic and great lakes | 574.7124 | 28766
michigan | crawford | mid-atlantic and great lakes | 564.755 | 6016
michigan | delta | upper midwest | 958.9248 | 13224.893
michigan | delta | mid-atlantic and great lakes | 200.6404 | 2767.107
michigan | dickinson | mid-atlantic and great lakes | 768.483 | 11359
michigan | eaton | mid-atlantic and great lakes | 578.7843 | 43494
michigan | emmet | mid-atlantic and great lakes | 474.6475 | 13601
michigan | genesee | mid-atlantic and great lakes | 646.1986 | 169202
michigan | gladwin | mid-atlantic and great lakes | 521.4907 | 10753
michigan | gogebic | upper midwest | 862.4083 | 5327.1653
michigan | gogebic | mid-atlantic and great lakes | 276.8031 | 1709.8347
michigan | grand traverse | mid-atlantic and great lakes | 489.7385 | 35328
michigan | gratiot | mid-atlantic and great lakes | 571.7342 | 14852
michigan | hillsdale | mid-atlantic and great lakes | 605.451 | 17792
michigan | houghton | upper midwest | 1049.8196 | 14232
michigan | huron | mid-atlantic and great lakes | 835.9945 | 14348
michigan | ingham | mid-atlantic and great lakes | 556.4834 | 111162
michigan | ionia | mid-atlantic and great lakes | 578.7506 | 22144
michigan | iosco | mid-atlantic and great lakes | 565.374 | 11757
michigan | iron | mid-atlantic and great lakes | 1190.9014 | 5577
michigan | isabella | mid-atlantic and great lakes | 579.0411 | 25586
michigan | jackson | mid-atlantic and great lakes | 723.4709 | 60771
michigan | kalamazoo | mid-atlantic and great lakes | 579.516 | 100610
michigan | kalkaska | mid-atlantic and great lakes | 564.0264 | 6962
michigan | kent | mid-atlantic and great lakes | 872.876 | 227239
michigan | keweenaw | upper midwest | 639.9171 | 1013
michigan | lake | mid-atlantic and great lakes | 572.8667 | 5158
michigan | lapeer | mid-atlantic and great lakes | 660.5072 | 32776
michigan | leelanau | mid-atlantic and great lakes | 361.2937 | 9255
michigan | lenawee | mid-atlantic and great lakes | 760.3079 | 37514
michigan | livingston | mid-atlantic and great lakes | 587.2348 | 67380
michigan | luce | mid-atlantic and great lakes | 928.5201 | 2412
michigan | mackinac | mid-atlantic and great lakes | 1055.4687 | 5024
michigan | macomb | mid-atlantic and great lakes | 513.5669 | 331667
michigan | manistee | mid-atlantic and great lakes | 557.9831 | 10308
michigan | marquette | upper midwest | 1777.119 | 25794.538
michigan | marquette | mid-atlantic and great lakes | 120.1161 | 1743.462
michigan | mason | mid-atlantic and great lakes | 507.7382 | 11940
michigan | mecosta | mid-atlantic and great lakes | 571.8363 | 16101
michigan | menominee | upper midwest | 509.2644 | 5113.498
michigan | menominee | mid-atlantic and great lakes | 533.8641 | 5360.502
michigan | midland | mid-atlantic and great lakes | 526.9292 | 33437
michigan | missaukee | mid-atlantic and great lakes | 575.2402 | 5843
michigan | monroe | mid-atlantic and great lakes | 552.6646 | 58230
michigan | montcalm | mid-atlantic and great lakes | 720.1818 | 23432
michigan | montmorency | mid-atlantic and great lakes | 562.2115 | 4416
michigan | muskegon | mid-atlantic and great lakes | 525.892 | 65616
michigan | newaygo | mid-atlantic and great lakes | 862.5285 | 18406
michigan | oakland | mid-atlantic and great lakes | 909.449 | 483698
michigan | oceana | mid-atlantic and great lakes | 545.7242 | 10174
michigan | ogemaw | mid-atlantic and great lakes | 574.1867 | 9283
michigan | ontonagon | upper midwest | 1323.531 | 3258
michigan | osceola | mid-atlantic and great lakes | 572.9528 | 9222
michigan | oscoda | mid-atlantic and great lakes | 571.9437 | 3772
michigan | otsego | mid-atlantic and great lakes | 527.8871 | 9756
michigan | ottawa | mid-atlantic and great lakes | 576.8167 | 93775
michigan | presque isle | mid-atlantic and great lakes | 682.5119 | 5982
michigan | roscommon | mid-atlantic and great lakes | 574.786 | 11433
michigan | saginaw | mid-atlantic and great lakes | 809.3139 | 79011
michigan | sanilac | mid-atlantic and great lakes | 962.1106 | 17132
michigan | schoolcraft | upper midwest | 216.5801 | 664.3519
michigan | schoolcraft | mid-atlantic and great lakes | 1008.8619 | 3094.6481
michigan | shiawassee | mid-atlantic and great lakes | 543.9579 | 27481
michigan | st. clair | mid-atlantic and great lakes | 735.7106 | 63841
michigan | st. joseph | mid-atlantic and great lakes | 520.7177 | 23244
michigan | tuscola | mid-atlantic and great lakes | 812.2385 | 21590
michigan | van buren | mid-atlantic and great lakes | 625.6703 | 28928
michigan | washtenaw | mid-atlantic and great lakes | 725.443 | 137193
michigan | wayne | mid-atlantic and great lakes | 631.5704 | 702749
michigan | wexford | mid-atlantic and great lakes | 577.5715 | 13021
minnesota | aitkin | upper midwest | 2010.7945 | 7299
minnesota | anoka | upper midwest | 443.7697 | 121227
minnesota | becker | upper midwest | 1437.8762 | 13224
minnesota | beltrami | upper midwest | 3048.6537 | 16846
minnesota | benton | upper midwest | 405.5256 | 15079
minnesota | big stone | upper midwest | 522.5044 | 2293
minnesota | blue earth | upper midwest | 770.5298 | 24445
minnesota | brown | upper midwest | 615.7697 | 10782
minnesota | carlton | upper midwest | 872.6926 | 13538
minnesota | carver | upper midwest | 380.2495 | 32891
minnesota | cass | upper midwest | 2410.4754 | 11948
minnesota | chippewa | upper midwest | 581.9663 | 5241
minnesota | chisago | upper midwest | 441.3671 | 19470
minnesota | clay | upper midwest | 1054.9631 | 22279
minnesota | clearwater | upper midwest | 1038.2118 | 3527
minnesota | cook | upper midwest | 1591.7677 | 2494
minnesota | cottonwood | upper midwest | 648.2087 | 4857
minnesota | crow wing | upper midwest | 1154.5654 | 26033
minnesota | dakota | upper midwest | 589.0628 | 152060
minnesota | dodge | upper midwest | 439.0672 | 7460
minnesota | douglas | upper midwest | 719.1481 | 15289
minnesota | faribault | upper midwest | 721.9452 | 6236
minnesota | fillmore | upper midwest | 861.701 | 8545
minnesota | freeborn | upper midwest | 722.6695 | 13177
minnesota | goodhue | upper midwest | 776.728 | 18730
minnesota | grant | upper midwest | 572.6418 | 2601
minnesota | hennepin | upper midwest | 607.7639 | 475913
minnesota | houston | upper midwest | 571.8384 | 7849
minnesota | hubbard | upper midwest | 995.1587 | 8661
minnesota | isanti | upper midwest | 453.4805 | 13972
minnesota | itasca | upper midwest | 2933.5535 | 18773
minnesota | jackson | upper midwest | 719.7095 | 4429
minnesota | kanabec | upper midwest | 531.3595 | 6413
minnesota | kandiyohi | upper midwest | 860.3909 | 16732
minnesota | kittson | upper midwest | 1093.0667 | 1986
minnesota | koochiching | upper midwest | 3147.2769 | 5874
minnesota | lac qui parle | upper midwest | 790.4331 | 3155
minnesota | lake of the woods | upper midwest | 1764.8705 | 1784
minnesota | lake | upper midwest | 2275.4471 | 4825
minnesota | le sueur | upper midwest | 470.5647 | 10758
minnesota | lincoln | upper midwest | 551.6391 | 2574
minnesota | lyon | upper midwest | 720.6756 | 10227
minnesota | mahnomen | upper midwest | 582.454 | 2019
minnesota | marshall | upper midwest | 1810.1603 | 3981
minnesota | martin | upper midwest | 729.9418 | 9035
minnesota | mcleod | upper midwest | 505.8723 | 14639
minnesota | meeker | upper midwest | 647.38 | 9176
minnesota | mille lacs | upper midwest | 692.4802 | 10166
minnesota | morrison | upper midwest | 1147.5094 | 13080
minnesota | mower | upper midwest | 712.31 | 15828
minnesota | murray | upper midwest | 718.8336 | 3717
minnesota | nicollet | upper midwest | 470.725 | 12201
minnesota | nobles | upper midwest | 722.5808 | 7946
minnesota | norman | upper midwest | 878.63 | 2863
minnesota | olmsted | upper midwest | 655.1084 | 57080
minnesota | otter tail | upper midwest | 2234.4589 | 24055
minnesota | pennington | upper midwest | 621.5743 | 5836
minnesota | pine | upper midwest | 1435.6202 | 11373
minnesota | pipestone | upper midwest | 464.2164 | 4054
minnesota | polk | upper midwest | 1994.822 | 12704
minnesota | pope | upper midwest | 717.4652 | 4736
minnesota | ramsey | upper midwest | 171.227 | 202691
minnesota | red lake | upper midwest | 433.1575 | 1737
minnesota | redwood | upper midwest | 891.4371 | 6580
minnesota | renville | upper midwest | 976.5565 | 6564
minnesota | rice | upper midwest | 516.3535 | 22315
minnesota | rock | upper midwest | 483.4193 | 3918
minnesota | roseau | upper midwest | 1689.1588 | 6300
minnesota | scott | upper midwest | 367.8944 | 45108
minnesota | sherburne | upper midwest | 449.7414 | 30212
minnesota | sibley | upper midwest | 599.2355 | 6034
minnesota | st. louis | upper midwest | 6753.6752 | 84783
minnesota | stearns | upper midwest | 1397.1008 | 56232
minnesota | steele | upper midwest | 431.9497 | 14330
minnesota | stevens | upper midwest | 579.2816 | 3726
minnesota | swift | upper midwest | 750.1472 | 4236
minnesota | todd | upper midwest | 975.4333 | 9756
minnesota | traverse | upper midwest | 587.5076 | 1524
minnesota | wabasha | upper midwest | 547.0599 | 8822
minnesota | wadena | upper midwest | 539.3195 | 5705
minnesota | waseca | upper midwest | 432.2938 | 7281
minnesota | washington | upper midwest | 423.0171 | 87859
minnesota | watonwan | upper midwest | 439.6262 | 4520
minnesota | wilkin | upper midwest | 744.5401 | 2690
minnesota | winona | upper midwest | 642.4858 | 19554
minnesota | wright | upper midwest | 708.6926 | 44473
minnesota | yellow medicine | upper midwest | 769.3584 | 4292
mississippi | adams | louisiana and ozarks | 28.5156 | 733.8519
mississippi | adams | southeast | 462.7595 | 11909.1481
mississippi | alcorn | southeast | 401.8771 | 15039
mississippi | amite | louisiana and ozarks | 63.0757 | 460.6289
mississippi | amite | southeast | 669.6571 | 4890.3711
mississippi | attala | louisiana and ozarks | 158.9999 | 1666.7566
mississippi | attala | southeast | 567.8129 | 5952.2434
mississippi | benton | southeast | 406.4041 | 3404
mississippi | bolivar | louisiana and ozarks | 194.8901 | 2777.0872
mississippi | bolivar | southeast | 698.264 | 9949.9128
mississippi | calhoun | southeast | 587.6445 | 5988
mississippi | carroll | southeast | 632.3163 | 4188
mississippi | chickasaw | southeast | 507.7178 | 6639
mississippi | choctaw | southeast | 417.5358 | 3446
mississippi | claiborne | louisiana and ozarks | 22.2753 | 155.1108
mississippi | claiborne | southeast | 471.7396 | 3284.8892
mississippi | clarke | southeast | 692.9011 | 6733
mississippi | clay | southeast | 414.3847 | 8029
mississippi | coahoma | louisiana and ozarks | 26.358 | 423.9003
mississippi | coahoma | southeast | 561.9253 | 9037.0997
mississippi | copiah | louisiana and ozarks | 71.9471 | 985.7448
mississippi | copiah | southeast | 709.6033 | 9722.2552
mississippi | covington | southeast | 419.965 | 7430
mississippi | desoto | southeast | 490.9051 | 57748
mississippi | forrest | southeast | 467.9954 | 28746
mississippi | franklin | louisiana and ozarks | 8.1195 | 46.0552
mississippi | franklin | southeast | 557.9763 | 3164.9448
mississippi | george | southeast | 483.6159 | 7982
mississippi | greene | southeast | 718.9288 | 4306
mississippi | grenada | southeast | 451.0547 | 8779
mississippi | hancock | southeast | 480.606 | 17380
mississippi | harrison | southeast | 577.4523 | 71476
mississippi | hinds | louisiana and ozarks | 871.7474 | 89648.1428
mississippi | hinds | southeast | 16.5588 | 1702.8572
mississippi | holmes | louisiana and ozarks | 188.2032 | 1680.6823
mississippi | holmes | southeast | 587.3718 | 5245.3177
mississippi | humphreys | southeast | 427.3496 | 3373
mississippi | issaquena | southeast | 378.4454 | 472
mississippi | itawamba | southeast | 539.2918 | 8881
mississippi | jackson | southeast | 743.4449 | 52205
mississippi | jasper | southeast | 669.7116 | 6798
mississippi | jefferson davis | southeast | 408.8733 | 4977
mississippi | jefferson | southeast | 518.463 | 2929
mississippi | jones | southeast | 699.3525 | 25247
mississippi | kemper | southeast | 765.9619 | 3920
mississippi | lafayette | southeast | 680.3383 | 18356
mississippi | lamar | southeast | 500.9546 | 21542
mississippi | lauderdale | southeast | 713.8375 | 31090
mississippi | lawrence | southeast | 427.98 | 5078
mississippi | leake | southeast | 584.6919 | 8272
mississippi | lee | southeast | 460.8615 | 32086
mississippi | leflore | southeast | 599.6103 | 11577
mississippi | lincoln | louisiana and ozarks | 244.8412 | 5517.8342
mississippi | lincoln | southeast | 345.1382 | 7778.1658
mississippi | lowndes | southeast | 514.494 | 23487
mississippi | madison | louisiana and ozarks | 730.0135 | 35829
mississippi | marion | southeast | 542.9611 | 10135
mississippi | marshall | southeast | 708.133 | 13369
mississippi | monroe | southeast | 771.8067 | 14485
mississippi | montgomery | southeast | 406.6003 | 4438
mississippi | neshoba | southeast | 572.1776 | 10856
mississippi | newton | southeast | 580.7373 | 8214
mississippi | noxubee | southeast | 699.3802 | 4305
mississippi | oktibbeha | southeast | 461.9127 | 18820
mississippi | panola | southeast | 705.5048 | 12839
mississippi | pearl river | southeast | 799.7554 | 20816
mississippi | perry | southeast | 652.118 | 4674
mississippi | pike | southeast | 410.8705 | 15370
mississippi | pontotoc | southeast | 503.4019 | 11172
mississippi | prentiss | southeast | 419.3996 | 9812
mississippi | quitman | southeast | 400.2399 | 3058
mississippi | rankin | louisiana and ozarks | 33.9632 | 2244.0312
mississippi | rankin | southeast | 765.7037 | 50591.9688
mississippi | scott | southeast | 611.1231 | 10248
mississippi | sharkey | louisiana and ozarks | 1.3738 | 5.6967
mississippi | sharkey | southeast | 440.8971 | 1828.3033
mississippi | simpson | southeast | 579.9148 | 10330
mississippi | smith | southeast | 642.8194 | 6221
mississippi | stone | southeast | 441.5492 | 6165
mississippi | sunflower | louisiana and ozarks | 137.7591 | 1719.3948
mississippi | sunflower | southeast | 569.0654 | 7102.6052
mississippi | tallahatchie | louisiana and ozarks | 29.971 | 226.6655
mississippi | tallahatchie | southeast | 612.1173 | 4629.3345
mississippi | tate | southeast | 413.6129 | 10035
mississippi | tippah | southeast | 462.7465 | 8597
mississippi | tishomingo | southeast | 443.4799 | 8148
mississippi | tunica | southeast | 453.3127 | 3927
mississippi | union | southeast | 407.4109 | 10317
mississippi | walthall | southeast | 410.9565 | 5888
mississippi | warren | louisiana and ozarks | 473.5614 | 16059.4954
mississippi | warren | southeast | 84.9696 | 2881.5046
mississippi | washington | southeast | 733.8444 | 18936
mississippi | wayne | southeast | 815.3899 | 8104
mississippi | webster | southeast | 426.1844 | 4060
mississippi | wilkinson | louisiana and ozarks | 115.8233 | 584.6849
mississippi | wilkinson | southeast | 568.5957 | 2870.3151
mississippi | winston | southeast | 606.8126 | 7494
mississippi | yalobusha | southeast | 494.2021 | 5166
mississippi | yazoo | louisiana and ozarks | 30.2275 | 283.361
mississippi | yazoo | southeast | 914.9118 | 8576.639
missouri | adair | louisiana and ozarks | 570.6213 | 9877
missouri | andrew | lower midwest | 57.8645 | 889.4237
missouri | andrew | louisiana and ozarks | 378.027 | 5810.5763
missouri | atchison | louisiana and ozarks | 561.5983 | 2498
missouri | audrain | louisiana and ozarks | 701.2278 | 9590
missouri | barry | lower midwest | 146.9424 | 2608.6327
missouri | barry | louisiana and ozarks | 644.8781 | 11448.3673
missouri | barton | louisiana and ozarks | 592.7723 | 4929
missouri | bates | louisiana and ozarks | 867.4 | 6744
missouri | benton | louisiana and ozarks | 753.8846 | 8449
missouri | bollinger | louisiana and ozarks | 618.7056 | 4847
missouri | boone | louisiana and ozarks | 693.1552 | 64077
missouri | buchanan | lower midwest | 231.0282 | 19837.4173
missouri | buchanan | louisiana and ozarks | 170.8665 | 14671.5827
missouri | butler | louisiana and ozarks | 682.5934 | 17614
missouri | caldwell | louisiana and ozarks | 430.3414 | 3676
missouri | callaway | louisiana and ozarks | 835.3415 | 16333
missouri | camden | louisiana and ozarks | 680.9515 | 19068
missouri | cape girardeau | louisiana and ozarks | 585.8828 | 29848
missouri | carroll | lower midwest | 476.7909 | 2663.3443
missouri | carroll | louisiana and ozarks | 215.1199 | 1201.6557
missouri | carter | louisiana and ozarks | 509.6178 | 2559
missouri | cass | lower midwest | 93.0483 | 4871.0761
missouri | cass | louisiana and ozarks | 616.5985 | 32278.9239
missouri | cedar | lower midwest | 12.9651 | 150.6721
missouri | cedar | louisiana and ozarks | 489.3857 | 5687.3279
missouri | chariton | lower midwest | 703.0065 | 2973.2744
missouri | chariton | louisiana and ozarks | 63.538 | 268.7256
missouri | christian | lower midwest | 53.1294 | 2814.2108
missouri | christian | louisiana and ozarks | 495.8148 | 26262.7892
missouri | clark | louisiana and ozarks | 513.8243 | 2933
missouri | clay | lower midwest | 77.8971 | 16592.3356
missouri | clay | louisiana and ozarks | 331.5663 | 70624.6644
missouri | clinton | louisiana and ozarks | 422.0728 | 7951
missouri | cole | louisiana and ozarks | 401.0607 | 29722
missouri | cooper | louisiana and ozarks | 569.8507 | 6554
missouri | crawford | louisiana and ozarks | 741.0684 | 9831
missouri | dade | lower midwest | 60.5888 | 391.6396
missouri | dade | louisiana and ozarks | 445.4527 | 2879.3604
missouri | dallas | louisiana and ozarks | 544.9403 | 6524
missouri | daviess | louisiana and ozarks | 556.8628 | 3214
missouri | dekalb | louisiana and ozarks | 424.4516 | 3839
missouri | dent | louisiana and ozarks | 753.7744 | 6338
missouri | douglas | louisiana and ozarks | 814.6905 | 5587
missouri | dunklin | louisiana and ozarks | 543.7521 | 12837
missouri | franklin | louisiana and ozarks | 932.3178 | 39170
missouri | gasconade | louisiana and ozarks | 520.6474 | 6250
missouri | gentry | louisiana and ozarks | 492.1216 | 2674
missouri | greene | lower midwest | 52.1879 | 8789.524
missouri | greene | louisiana and ozarks | 626.1367 | 105454.476
missouri | grundy | louisiana and ozarks | 438.3393 | 4204
missouri | harrison | louisiana and ozarks | 729.3178 | 3669
missouri | henry | louisiana and ozarks | 732.1052 | 9405
missouri | hickory | lower midwest | 37.8839 | 400.6377
missouri | hickory | louisiana and ozarks | 375.4335 | 3970.3623
missouri | holt | louisiana and ozarks | 457.5924 | 2133
missouri | howard | lower midwest | 122.8361 | 1036.8266
missouri | howard | louisiana and ozarks | 348.8055 | 2944.1734
missouri | howell | louisiana and ozarks | 928.2724 | 16192
missouri | iron | louisiana and ozarks | 550.8183 | 4378
missouri | jackson | lower midwest | 443.7955 | 197532.0322
missouri | jackson | louisiana and ozarks | 173.607 | 77271.9678
missouri | jasper | lower midwest | 184.1894 | 13045.7274
missouri | jasper | louisiana and ozarks | 460.1765 | 32593.2726
missouri | jefferson | louisiana and ozarks | 666.6759 | 81700
missouri | johnson | louisiana and ozarks | 842.0072 | 19311
missouri | knox | louisiana and ozarks | 505.7445 | 1708
missouri | laclede | louisiana and ozarks | 765.7873 | 14081
missouri | lafayette | lower midwest | 222.4713 | 4603.9993
missouri | lafayette | louisiana and ozarks | 406.7689 | 8418.0007
missouri | lawrence | lower midwest | 70.2541 | 1702.745
missouri | lawrence | louisiana and ozarks | 543.2307 | 13166.255
missouri | lewis | louisiana and ozarks | 512.366 | 3874
missouri | lincoln | louisiana and ozarks | 660.2314 | 18906
missouri | linn | louisiana and ozarks | 620.1979 | 5299
missouri | livingston | louisiana and ozarks | 534.8849 | 5871
missouri | macon | louisiana and ozarks | 811.1888 | 6412
missouri | madison | louisiana and ozarks | 497.1774 | 4898
missouri | maries | louisiana and ozarks | 524.7439 | 3705
missouri | marion | louisiana and ozarks | 443.6179 | 11377
missouri | mcdonald | lower midwest | 7.7912 | 121.503
missouri | mcdonald | louisiana and ozarks | 531.1058 | 8282.497
missouri | mercer | louisiana and ozarks | 451.3945 | 1560
missouri | miller | louisiana and ozarks | 606.5631 | 9917
missouri | mississippi | louisiana and ozarks | 412.8455 | 5180
missouri | moniteau | louisiana and ozarks | 423.3629 | 5532
missouri | monroe | louisiana and ozarks | 664.8322 | 3638
missouri | montgomery | louisiana and ozarks | 542.8766 | 4868
missouri | morgan | louisiana and ozarks | 634.7861 | 8450
missouri | new madrid | louisiana and ozarks | 662.1658 | 7742
missouri | newton | lower midwest | 177.2429 | 6247.211
missouri | newton | louisiana and ozarks | 447.5264 | 15773.789
missouri | nodaway | louisiana and ozarks | 873.2385 | 8545
missouri | oregon | louisiana and ozarks | 794.0348 | 4527
missouri | osage | louisiana and ozarks | 611.9516 | 5328
missouri | ozark | louisiana and ozarks | 755.4185 | 4194
missouri | pemiscot | louisiana and ozarks | 507.2839 | 7350
missouri | perry | louisiana and ozarks | 480.9402 | 7357
missouri | pettis | lower midwest | 88.6725 | 2125.6173
missouri | pettis | louisiana and ozarks | 596.6397 | 14302.3827
missouri | phelps | louisiana and ozarks | 675.3291 | 17564
missouri | pike | louisiana and ozarks | 682.7691 | 6560
missouri | platte | lower midwest | 85.0975 | 7359.3868
missouri | platte | louisiana and ozarks | 332.3659 | 28743.6132
missouri | polk | lower midwest | 31.247 | 567.9079
missouri | polk | louisiana and ozarks | 611.2367 | 11109.0921
missouri | pulaski | louisiana and ozarks | 551.837 | 16004
missouri | putnam | louisiana and ozarks | 517.0942 | 2132
missouri | ralls | louisiana and ozarks | 493.0792 | 4091
missouri | randolph | lower midwest | 51.6854 | 989.7987
missouri | randolph | louisiana and ozarks | 436.1364 | 8352.2013
missouri | ray | lower midwest | 39.894 | 624.8926
missouri | ray | louisiana and ozarks | 531.9334 | 8332.1074
missouri | reynolds | louisiana and ozarks | 822.5124 | 2778
missouri | ripley | louisiana and ozarks | 642.0955 | 5637
missouri | saline | lower midwest | 761.7487 | 8883
missouri | schuyler | louisiana and ozarks | 313.1472 | 1796
missouri | scotland | louisiana and ozarks | 439.8405 | 1880
missouri | scott | louisiana and ozarks | 436.0769 | 15538
missouri | shannon | louisiana and ozarks | 1000.4329 | 3448
missouri | shelby | louisiana and ozarks | 502.7561 | 2581
missouri | st. charles | louisiana and ozarks | 576.9549 | 134274
missouri | st. clair | louisiana and ozarks | 700.7865 | 4161
missouri | st. francois | louisiana and ozarks | 447.367 | 23981
missouri | st. louis | louisiana and ozarks | 587.977 | 546822
missouri | ste. genevieve | louisiana and ozarks | 508.9426 | 7040
missouri | stoddard | louisiana and ozarks | 844.0586 | 12255
missouri | stone | lower midwest | 147.6333 | 3855.1951
missouri | stone | louisiana and ozarks | 376.6203 | 9834.8049
missouri | sullivan | louisiana and ozarks | 651.4082 | 2740
missouri | taney | louisiana and ozarks | 650.1878 | 20755
missouri | texas | louisiana and ozarks | 1179.3429 | 10057
missouri | vernon | louisiana and ozarks | 821.7836 | 8396
missouri | warren | louisiana and ozarks | 438.0975 | 12339
missouri | washington | louisiana and ozarks | 761.0401 | 9355
missouri | wayne | louisiana and ozarks | 768.081 | 5717
missouri | webster | louisiana and ozarks | 594.8449 | 13062
missouri | worth | lower midwest | 34.3522 | 122.6851
missouri | worth | louisiana and ozarks | 229.9708 | 821.3149
missouri | wright | louisiana and ozarks | 683.4034 | 7499
montana | beaverhead | pacific northwest | 5508.124 | 4014
montana | big horn | pacific northwest | 4077.3224 | 3275.6392
montana | big horn | rocky mountains | 906.6206 | 728.3608
montana | blaine | pacific northwest | 4220.7498 | 2357
montana | broadwater | pacific northwest | 1224.4557 | 2347
montana | carbon | pacific northwest | 2069.8298 | 4571
montana | carter | upper midwest | 1036.8088 | 164.5939
montana | carter | pacific northwest | 2314.3631 | 367.4061
montana | cascade | pacific northwest | 2703.8769 | 33809
montana | chouteau | pacific northwest | 3993.9832 | 2294
montana | custer | upper midwest | 863.9492 | 1151.7284
montana | custer | pacific northwest | 2909.9684 | 3879.2716
montana | daniels | upper midwest | 1429.0729 | 798
montana | dawson | upper midwest | 2354.6537 | 3749
montana | deer lodge | pacific northwest | 746.7455 | 4018
montana | fallon | upper midwest | 1486.5816 | 1233
montana | fergus | pacific northwest | 4345.7302 | 5099
montana | flathead | pacific northwest | 5241.438 | 37504
montana | gallatin | pacific northwest | 2643.1658 | 36550
montana | garfield | pacific northwest | 4857.2466 | 532
montana | glacier | pacific northwest | 3037.0291 | 4361
montana | golden valley | pacific northwest | 1176.8364 | 363
montana | granite | pacific northwest | 1723.5198 | 1417
montana | hill | pacific northwest | 2916.7856 | 6275
montana | jefferson | pacific northwest | 1649.2239 | 4512
montana | judith basin | pacific northwest | 1883.7885 | 924
montana | lake | pacific northwest | 1660.4992 | 11432
montana | lewis and clark | pacific northwest | 3501.3132 | 26694
montana | liberty | pacific northwest | 1442.3214 | 822
montana | lincoln | pacific northwest | 3674.684 | 8843
montana | madison | pacific northwest | 3592.2907 | 3560
montana | mccone | upper midwest | 2720.1138 | 774
montana | meagher | pacific northwest | 2404.8415 | 806
montana | mineral | pacific northwest | 1223.9975 | 1911
montana | missoula | pacific northwest | 2607.2487 | 45926
montana | musselshell | pacific northwest | 1876.2649 | 2046
montana | park | pacific northwest | 2812.1181 | 7310
montana | petroleum | pacific northwest | 1659.357 | 225
montana | phillips | pacific northwest | 5220.8034 | 1819
montana | pondera | pacific northwest | 1640.3601 | 2285
montana | powder river | pacific northwest | 3295.7715 | 755
montana | powell | pacific northwest | 2340.776 | 2466
montana | prairie | upper midwest | 649.0981 | 206.2626
montana | prairie | pacific northwest | 1084.8714 | 344.7374
montana | ravalli | pacific northwest | 2370.1188 | 16933
montana | richland | upper midwest | 2092.8237 | 4167
montana | roosevelt | upper midwest | 2363.7397 | 3553
montana | rosebud | pacific northwest | 5027.273 | 3395
montana | sanders | pacific northwest | 2751.4561 | 5121
montana | sheridan | upper midwest | 1702.7963 | 1587
montana | silver bow | pacific northwest | 722.8547 | 14932
montana | stillwater | pacific northwest | 1813.3747 | 3796
montana | sweet grass | pacific northwest | 1852.9812 | 1590
montana | teton | pacific northwest | 2300.4428 | 2450
montana | toole | pacific northwest | 1944.9877 | 2015
montana | treasure | pacific northwest | 972.1954 | 335
montana | valley | upper midwest | 5047.348 | 3198
montana | wheatland | pacific northwest | 1429.5013 | 887
montana | wibaux | upper midwest | 891.4892 | 457
montana | yellowstone | pacific northwest | 2657.7433 | 60672
nebraska | adams | upper midwest | 564.2765 | 12466
nebraska | antelope | upper midwest | 858.7744 | 2841
nebraska | arthur | rocky mountains | 718.8253 | 187
nebraska | banner | rocky mountains | 742.6139 | 293
nebraska | blaine | upper midwest | 713.2029 | 196
nebraska | boone | upper midwest | 686.1969 | 2336
nebraska | box butte | rocky mountains | 1074.461 | 4738
nebraska | boyd | upper midwest | 546.4114 | 942
nebraska | brown | upper midwest | 1242.3823 | 1449
nebraska | buffalo | upper midwest | 977.2596 | 18037
nebraska | burt | upper midwest | 501.047 | 2906
nebraska | butler | upper midwest | 595.0798 | 3391
nebraska | cass | upper midwest | 566.0743 | 9698
nebraska | cedar | upper midwest | 742.2175 | 3539
nebraska | chase | upper midwest | 265.1847 | 498.5378
nebraska | chase | rocky mountains | 628.9811 | 1182.4622
nebraska | cherry | upper midwest | 3289.0979 | 1397.2144
nebraska | cherry | rocky mountains | 2666.6221 | 1132.7856
nebraska | cheyenne | rocky mountains | 1200.0831 | 4298
nebraska | clay | upper midwest | 573.5122 | 2649
nebraska | colfax | upper midwest | 414.6746 | 3618
nebraska | cuming | upper midwest | 574.8254 | 3756
nebraska | custer | upper midwest | 2583.9711 | 4714
nebraska | dakota | upper midwest | 264.2251 | 7218
nebraska | dawes | rocky mountains | 1397.1755 | 3684
nebraska | dawson | upper midwest | 1016.9748 | 8899
nebraska | deuel | rocky mountains | 439.4487 | 867
nebraska | dixon | upper midwest | 480.663 | 2370
nebraska | dodge | upper midwest | 534.6889 | 14990
nebraska | douglas | upper midwest | 342.5617 | 202411
nebraska | dundy | upper midwest | 916.9826 | 897
nebraska | fillmore | upper midwest | 576.5871 | 2483
nebraska | franklin | upper midwest | 575.9075 | 1406
nebraska | frontier | upper midwest | 976.5769 | 1168
nebraska | furnas | upper midwest | 722.9066 | 2185
nebraska | gage | upper midwest | 859.9348 | 9422
nebraska | garden | rocky mountains | 1708.8474 | 961
nebraska | garfield | upper midwest | 571.7249 | 935
nebraska | gosper | upper midwest | 463.3824 | 849
nebraska | grant | rocky mountains | 783.8037 | 277
nebraska | greeley | upper midwest | 571.1673 | 1069
nebraska | hall | upper midwest | 552.0192 | 22196
nebraska | hamilton | upper midwest | 542.603 | 3563
nebraska | harlan | upper midwest | 573.5897 | 1519
nebraska | hayes | upper midwest | 710.2714 | 414
nebraska | hitchcock | upper midwest | 717.4678 | 1301
nebraska | holt | upper midwest | 2416.9912 | 4447
nebraska | hooker | upper midwest | 720.5423 | 326
nebraska | howard | upper midwest | 574.25 | 2625
nebraska | jefferson | upper midwest | 576.06 | 3348
nebraska | johnson | upper midwest | 376.9244 | 1847
nebraska | kearney | upper midwest | 515.8142 | 2681
nebraska | keith | rocky mountains | 1105.4314 | 3753
nebraska | keya paha | upper midwest | 768.0865 | 381
nebraska | kimball | rocky mountains | 953.8252 | 1673
nebraska | knox | upper midwest | 1144.4992 | 3647
nebraska | lancaster | upper midwest | 846.73 | 113373
nebraska | lincoln | upper midwest | 1980.9829 | 11615.7204
nebraska | lincoln | rocky mountains | 581.4297 | 3409.2796
nebraska | logan | upper midwest | 571.564 | 325
nebraska | loup | upper midwest | 572.586 | 275
nebraska | madison | upper midwest | 574.6573 | 13939
nebraska | mcpherson | upper midwest | 858.7888 | 211
nebraska | merrick | upper midwest | 498.2667 | 3151
nebraska | morrill | rocky mountains | 1449.1534 | 2085
nebraska | nance | upper midwest | 454.6839 | 1525
nebraska | nemaha | upper midwest | 397.2953 | 2952
nebraska | nuckolls | upper midwest | 575.6507 | 2079
nebraska | otoe | upper midwest | 618.7701 | 6362
nebraska | pawnee | upper midwest | 432.8023 | 1230
nebraska | perkins | rocky mountains | 888.8014 | 1239
nebraska | phelps | upper midwest | 540.0996 | 3779
nebraska | pierce | upper midwest | 574.2319 | 2911
nebraska | platte | upper midwest | 679.6936 | 12658
nebraska | polk | upper midwest | 440.6215 | 2212
nebraska | red willow | upper midwest | 715.4841 | 4663
nebraska | richardson | upper midwest | 552.266 | 3718
nebraska | rock | upper midwest | 1007.1828 | 685
nebraska | saline | upper midwest | 576.1131 | 5131
nebraska | sarpy | upper midwest | 254.9028 | 58102
nebraska | saunders | upper midwest | 761.877 | 8040
nebraska | scotts bluff | upper midwest | 571.2092 | 11422.2653
nebraska | scotts bluff | rocky mountains | 175.3162 | 3505.7347
nebraska | seward | upper midwest | 575.4919 | 6266
nebraska | sheridan | rocky mountains | 2513.7971 | 2380
nebraska | sherman | upper midwest | 573.1397 | 1392
nebraska | sioux | upper midwest | 79.359 | 22.0762
nebraska | sioux | rocky mountains | 1994.829 | 554.9238
nebraska | stanton | upper midwest | 431.2588 | 2387
nebraska | thayer | upper midwest | 575.4993 | 2296
nebraska | thomas | upper midwest | 712.7886 | 291
nebraska | thurston | upper midwest | 401.0286 | 2158
nebraska | valley | upper midwest | 570.0751 | 1922
nebraska | washington | upper midwest | 400.2283 | 7761
nebraska | wayne | upper midwest | 443.5066 | 3507
nebraska | webster | upper midwest | 575.5344 | 1604
nebraska | wheeler | upper midwest | 574.8659 | 350
nebraska | york | upper midwest | 576.061 | 5564
nevada | carson city | utah/nevada | 148.4049 | 21427
nevada | churchill | utah/nevada | 4991.3915 | 9671
nevada | clark | desert southwest | 8048.1127 | 715365
nevada | douglas | utah/nevada | 750.7532 | 19638
nevada | elko | utah/nevada | 17198.8253 | 17442
nevada | esmeralda | desert southwest | 2646.6626 | 287.1776
nevada | esmeralda | utah/nevada | 938.4067 | 101.8224
nevada | eureka | utah/nevada | 4205.9798 | 836
nevada | humboldt | utah/nevada | 9652.3032 | 6289
nevada | lander | utah/nevada | 5515.9649 | 2213
nevada | lincoln | desert southwest | 10643.987 | 1988
nevada | lyon | utah/nevada | 2039.5878 | 19808
nevada | mineral | utah/nevada | 3814.7917 | 2240
nevada | nye | desert southwest | 6512.782 | 6457.0077
nevada | nye | utah/nevada | 11674.9747 | 11574.9923
nevada | pershing | utah/nevada | 6044.9647 | 2018
nevada | storey | utah/nevada | 265.8358 | 1742
nevada | washoe | utah/nevada | 6568.8801 | 163445
nevada | white pine | utah/nevada | 8875.6554 | 3707
new hampshire | belknap | new england | 477.7616 | 24766
new hampshire | carroll | new england | 980.513 | 21052
new hampshire | cheshire | new england | 720.0518 | 30204
new hampshire | coos | new england | 1833.179 | 14171
new hampshire | grafton | new england | 1750.0511 | 35986
new hampshire | hillsborough | new england | 895.1346 | 155466
new hampshire | merrimack | new england | 937.5739 | 57069
new hampshire | rockingham | new england | 728.1689 | 115033
new hampshire | strafford | new england | 382.8986 | 47100
new hampshire | sullivan | new england | 562.1062 | 18126
new jersey | atlantic | mid-atlantic and great lakes | 565.2497 | 102847
new jersey | bergen | mid-atlantic and great lakes | 280.7531 | 335730
new jersey | burlington | mid-atlantic and great lakes | 823.2983 | 166318
new jersey | camden | mid-atlantic and great lakes | 228.9684 | 190980
new jersey | cape may | mid-atlantic and great lakes | 258.4481 | 40812
new jersey | cumberland | mid-atlantic and great lakes | 498.2806 | 51931
new jersey | essex | mid-atlantic and great lakes | 133.8881 | 283712
new jersey | gloucester | mid-atlantic and great lakes | 325.0074 | 104271
new jersey | hudson | mid-atlantic and great lakes | 8.3064 | 246437
new jersey | hunterdon | mid-atlantic and great lakes | 441.125 | 47169
new jersey | mercer | mid-atlantic and great lakes | 211.4896 | 133155
new jersey | middlesex | mid-atlantic and great lakes | 317.429 | 281186
new jersey | monmouth | mid-atlantic and great lakes | 473.6337 | 233983
new jersey | morris | mid-atlantic and great lakes | 478.8082 | 180534
new jersey | ocean | mid-atlantic and great lakes | 765.4836 | 221111
new jersey | passaic | mid-atlantic and great lakes | 200.763 | 166785
new jersey | salem | mid-atlantic and great lakes | 352.2576 | 25290
new jersey | somerset | mid-atlantic and great lakes | 312.1212 | 117759
new jersey | sussex | mid-atlantic and great lakes | 537.9181 | 54752
new jersey | union | mid-atlantic and great lakes | 101.5138 | 188118
new jersey | warren | mid-atlantic and great lakes | 368.5829 | 41480
new mexico | bernalillo | desert southwest | 1168.6236 | 266000
new mexico | catron | desert southwest | 6917.6837 | 1787
new mexico | chaves | desert southwest | 5112.5754 | 20069.6621
new mexico | chaves | lower midwest | 922.505 | 3621.3379
new mexico | cibola | desert southwest | 4543.8118 | 8860
new mexico | colfax | desert southwest | 3766.4314 | 6011
new mexico | curry | lower midwest | 1408.1519 | 18015
new mexico | de baca | desert southwest | 1261.6297 | 493.1632
new mexico | de baca | lower midwest | 1071.4848 | 418.8368
new mexico | dona ana | desert southwest | 3815.1877 | 75532
new mexico | eddy | desert southwest | 120.9379 | 588.1069
new mexico | eddy | texas | 1795.6104 | 8731.843
new mexico | eddy | lower midwest | 2280.7562 | 11091.0501
new mexico | grant | desert southwest | 3979.5655 | 12586
new mexico | guadalupe | desert southwest | 2327.6697 | 1766
new mexico | harding | desert southwest | 2126.4333 | 349
new mexico | hidalgo | desert southwest | 3436.0552 | 1936
new mexico | lea | lower midwest | 4393.6962 | 22236
new mexico | lincoln | desert southwest | 4830.9713 | 9219
new mexico | los alamos | desert southwest | 123.5004 | 7663
new mexico | luna | desert southwest | 2952.3737 | 9593
new mexico | mckinley | desert southwest | 1981.2118 | 7976.9898
new mexico | mckinley | utah/nevada | 3474.889 | 13991.0102
new mexico | mora | desert southwest | 1942.0928 | 2114
new mexico | otero | desert southwest | 6656.2669 | 24464
new mexico | quay | desert southwest | 261.3056 | 370.3961
new mexico | quay | lower midwest | 2611.3925 | 3701.6039
new mexico | rio arriba | desert southwest | 5884.7951 | 15768
new mexico | roosevelt | lower midwest | 2452.1623 | 7299
new mexico | san juan | desert southwest | 475.7799 | 3814.953
new mexico | san juan | utah/nevada | 5062.0424 | 40589.047
new mexico | san miguel | desert southwest | 3569.3725 | 9024.0575
new mexico | san miguel | lower midwest | 1168.4014 | 2953.9425
new mexico | sandoval | desert southwest | 2904.0021 | 37306.133
new mexico | sandoval | utah/nevada | 801.4559 | 10295.867
new mexico | santa fe | desert southwest | 1914.6251 | 61963
new mexico | sierra | desert southwest | 4239.074 | 5917
new mexico | socorro | desert southwest | 6665.1811 | 7014
new mexico | taos | desert southwest | 2196.4239 | 14806
new mexico | torrance | desert southwest | 3357.8411 | 6264
new mexico | union | desert southwest | 3832.2504 | 1695
new mexico | valencia | desert southwest | 1062.4041 | 27500
new york | albany | new york | 537.3909 | 126251
new york | allegany | new york | 1034.4379 | 18208
new york | bronx | new york | 53.6155 | 483449
new york | broome | new york | 711.715 | 82167
new york | cattaraugus | new york | 1318.6303 | 32263
new york | cayuga | new york | 722.7573 | 31445
new york | chautauqua | new york | 1080.1412 | 54244
new york | chemung | new york | 395.5614 | 35462
new york | chenango | new york | 909.0263 | 20436
new york | clinton | new york | 1119.0303 | 31582
new york | columbia | new york | 652.4917 | 25906
new york | cortland | new york | 502.3979 | 18671
new york | delaware | new york | 1440.3767 | 19898
new york | dutchess | new york | 817.6416 | 107965
new york | erie | new york | 1058.2999 | 383164
new york | essex | new york | 1907.1676 | 16262
new york | franklin | new york | 1671.7872 | 19054
new york | fulton | new york | 525.7746 | 22554
new york | genesee | new york | 499.7204 | 23728
new york | greene | new york | 671.4907 | 19823
new york | hamilton | new york | 1809.5053 | 2262
new york | herkimer | new york | 1456.4587 | 26324
new york | jefferson | new york | 1463.9809 | 43451
new york | kings | new york | 78.6395 | 916856
new york | lewis | new york | 1290.9917 | 10514
new york | livingston | new york | 624.9101 | 24409
new york | madison | new york | 666.8078 | 27754
new york | monroe | new york | 659.49 | 300422
new york | montgomery | new york | 419.5558 | 20272
new york | nassau | new york | 326.4151 | 448528
new york | new york | new york | 19.4464 | 763846
new york | niagara | new york | 531.6714 | 90556
new york | oneida | new york | 1257.9223 | 93028
new york | onondaga | new york | 817.6854 | 187686
new york | ontario | new york | 668.0477 | 43019
new york | orange | new york | 843.0121 | 125925
new york | orleans | new york | 393.0748 | 16119
new york | oswego | new york | 1013.4348 | 46400
new york | otsego | new york | 1019.2746 | 24620
new york | putnam | new york | 246.7085 | 35041
new york | queens | new york | 106.4713 | 780117
new york | rensselaer | new york | 679.0362 | 64702
new york | richmond | new york | 56.2736 | 165516
new york | rockland | new york | 194.0318 | 99242
new york | saratoga | new york | 842.5339 | 88296
new york | schenectady | new york | 197.4726 | 62886
new york | schoharie | new york | 619.5116 | 13166
new york | schuyler | new york | 342.7872 | 7530
new york | seneca | new york | 391.6123 | 13393
new york | st. lawrence | new york | 2816.3771 | 41605
new york | steuben | new york | 1409.1028 | 40344
new york | suffolk | new york | 1238.4767 | 499922
new york | sullivan | new york | 988.1501 | 30139
new york | tioga | new york | 535.2742 | 20350
new york | tompkins | new york | 494.2578 | 38967
new york | ulster | new york | 1154.9523 | 71049
new york | warren | new york | 938.5604 | 27990
new york | washington | new york | 827.121 | 24142
new york | wayne | new york | 615.28 | 36585
new york | westchester | new york | 476.2762 | 347232
new york | wyoming | new york | 594.1736 | 15501
new york | yates | new york | 372.508 | 9517
north carolina | alamance | southeast | 433.9994 | 59960
north carolina | alexander | southeast | 261.6738 | 14425
north carolina | alleghany | southeast | 219.7618 | 4778
north carolina | anson | southeast | 546.7632 | 9755
north carolina | ashe | southeast | 445.8878 | 11755
north carolina | avery | southeast | 241.2744 | 6664
north carolina | beaufort | southeast | 851.2751 | 19941
north carolina | bertie | southeast | 705.0642 | 8359
north carolina | bladen | southeast | 874.2318 | 14430
north carolina | brunswick | southeast | 917.1792 | 46297
north carolina | buncombe | southeast | 655.4164 | 100412
north carolina | burke | southeast | 514.2109 | 35804
north carolina | cabarrus | southeast | 364.665 | 65666
north carolina | caldwell | southeast | 486.2332 | 33388
north carolina | camden | southeast | 245.3162 | 3675
north carolina | carteret | southeast | 1043.9322 | 28870
north carolina | caswell | southeast | 426.5243 | 9190
north carolina | catawba | southeast | 412.4452 | 60887
north carolina | chatham | southeast | 708.8582 | 25845
north carolina | cherokee | southeast | 468.3925 | 11753
north carolina | chowan | southeast | 188.0707 | 6059
north carolina | clay | southeast | 230.1356 | 4660
north carolina | cleveland | southeast | 475.9839 | 38555
north carolina | columbus | southeast | 956.2541 | 22489
north carolina | craven | southeast | 788.2434 | 40299
north carolina | cumberland | southeast | 664.0838 | 122431
north carolina | currituck | southeast | 270.4394 | 8880
north carolina | dare | southeast | 405.4554 | 14335
north carolina | davidson | southeast | 571.2343 | 64515
north carolina | davie | southeast | 263.9165 | 16245
north carolina | duplin | southeast | 802.7518 | 22495
north carolina | durham | southeast | 288.2928 | 109348
north carolina | edgecombe | southeast | 504.888 | 21680
north carolina | forsyth | southeast | 406.1151 | 141163
north carolina | franklin | southeast | 502.125 | 23023
north carolina | gaston | southeast | 361.5085 | 79867
north carolina | gates | southeast | 336.0793 | 4665
north carolina | graham | southeast | 298.4904 | 3701
north carolina | granville | southeast | 536.6135 | 20628
north carolina | greene | southeast | 271.0489 | 7313
north carolina | guilford | southeast | 659.9719 | 196628
north carolina | halifax | southeast | 742.9084 | 21970
north carolina | harnett | southeast | 602.2042 | 41594
north carolina | haywood | southeast | 560.5092 | 25563
north carolina | henderson | southeast | 370.955 | 45448
north carolina | hertford | southeast | 359.933 | 9334
north carolina | hoke | southeast | 399.3487 | 16532
north carolina | hyde | southeast | 692.4672 | 2119
north carolina | iredell | southeast | 602.638 | 61215
north carolina | jackson | southeast | 494.5699 | 16446
north carolina | johnston | southeast | 794.5462 | 61909
north carolina | jones | southeast | 482.6467 | 4167
north carolina | lee | southeast | 264.3962 | 22058
north carolina | lenoir | southeast | 404.8067 | 24327
north carolina | lincoln | southeast | 305.5164 | 30343
north carolina | macon | southeast | 501.0078 | 14591
north carolina | madison | southeast | 441.5807 | 8494
north carolina | martin | southeast | 470.2999 | 10318
north carolina | mcdowell | southeast | 427.131 | 17838
north carolina | mecklenburg | southeast | 541.1435 | 362213
north carolina | mitchell | southeast | 221.2724 | 6685
north carolina | montgomery | southeast | 494.9323 | 10544
north carolina | moore | southeast | 702.8905 | 37540
north carolina | nash | southeast | 553.2751 | 37782
north carolina | new hanover | southeast | 203.3393 | 86046
north carolina | northampton | southeast | 547.1515 | 9193
north carolina | onslow | southeast | 795.7836 | 60092
north carolina | orange | southeast | 400.8752 | 51457
north carolina | pamlico | southeast | 368.1202 | 5490
north carolina | pasquotank | southeast | 252.4575 | 14956
north carolina | pender | southeast | 865.6918 | 20333
north carolina | perquimans | southeast | 273.1615 | 5598
north carolina | person | southeast | 403.3784 | 15826
north carolina | pitt | southeast | 639.8926 | 67577
north carolina | polk | southeast | 236.6446 | 8989
north carolina | randolph | southeast | 788.8373 | 55373
north carolina | richmond | southeast | 481.2377 | 18430
north carolina | robeson | southeast | 944.1686 | 47997
north carolina | rockingham | southeast | 572.6969 | 38693
north carolina | rowan | southeast | 524.9595 | 53140
north carolina | rutherford | southeast | 585.6856 | 27466
north carolina | sampson | southeast | 973.2394 | 24005
north carolina | scotland | southeast | 306.6961 | 13614
north carolina | stanly | southeast | 404.8928 | 23589
north carolina | stokes | southeast | 454.3464 | 19416
north carolina | surry | southeast | 548.1854 | 29914
north carolina | swain | southeast | 535.3704 | 5672
north carolina | transylvania | southeast | 373.2176 | 14394
north carolina | tyrrell | southeast | 386.3889 | 1595
north carolina | union | southeast | 640.605 | 67864
north carolina | vance | southeast | 267.2867 | 17395
north carolina | wake | southeast | 857.1929 | 345645
north carolina | warren | southeast | 442.8002 | 8321
north carolina | washington | southeast | 382.6826 | 5526
north carolina | watauga | southeast | 300.6129 | 20403
north carolina | wayne | southeast | 560.9898 | 47831
north carolina | wilkes | southeast | 755.7508 | 28360
north carolina | wilson | southeast | 361.7387 | 31962
north carolina | yadkin | southeast | 334.8391 | 15486
north carolina | yancey | southeast | 325.1554 | 7644
north dakota | adams | upper midwest | 989.9542 | 1098
north dakota | barnes | upper midwest | 1511.5357 | 4826
north dakota | benson | upper midwest | 1448.9298 | 2233
north dakota | billings | upper midwest | 1154.3519 | 358
north dakota | bottineau | upper midwest | 1709.6621 | 2832
north dakota | bowman | upper midwest | 1168.5686 | 1385
north dakota | burke | upper midwest | 1128.2932 | 913
north dakota | burleigh | upper midwest | 1692.7588 | 33976
north dakota | cass | upper midwest | 1761.7641 | 63899
north dakota | cavalier | upper midwest | 1500.9091 | 1818
north dakota | dickey | upper midwest | 1143.7972 | 2180
north dakota | divide | upper midwest | 1292.0533 | 977
north dakota | dunn | upper midwest | 2102.0586 | 1401
north dakota | eddy | upper midwest | 648.197 | 1057
north dakota | emmons | upper midwest | 1554.8078 | 1594
north dakota | foster | upper midwest | 646.3631 | 1495
north dakota | golden valley | upper midwest | 1002.6236 | 774
north dakota | grand forks | upper midwest | 1435.0803 | 27417
north dakota | grant | upper midwest | 1664.4579 | 1128
north dakota | griggs | upper midwest | 712.9535 | 1131
north dakota | hettinger | upper midwest | 1128.3716 | 1056
north dakota | kidder | upper midwest | 1430.1883 | 1059
north dakota | lamoure | upper midwest | 1149.4254 | 1825
north dakota | logan | upper midwest | 1010.1511 | 843
north dakota | mchenry | upper midwest | 1939.1673 | 2377
north dakota | mcintosh | upper midwest | 994.9044 | 1307
north dakota | mckenzie | upper midwest | 2872.2131 | 2410
north dakota | mclean | upper midwest | 2312.0252 | 3897
north dakota | mercer | upper midwest | 1120.155 | 3625
north dakota | morton | upper midwest | 1938.7535 | 11289
north dakota | mountrail | upper midwest | 1939.1873 | 2793
north dakota | nelson | upper midwest | 1015.0602 | 1474
north dakota | oliver | upper midwest | 727.9597 | 756
north dakota | pembina | upper midwest | 1131.2594 | 3257
north dakota | pierce | upper midwest | 1051.2113 | 1835
north dakota | ramsey | upper midwest | 1293.8587 | 4955
north dakota | ransom | upper midwest | 863.2665 | 2310
north dakota | renville | upper midwest | 878.7706 | 1061
north dakota | richland | upper midwest | 1451.3289 | 6651
north dakota | rolette | upper midwest | 938.7254 | 4783
north dakota | sargent | upper midwest | 864.581 | 1675
north dakota | sheridan | upper midwest | 1015.3397 | 645
north dakota | sioux | upper midwest | 1125.9687 | 1158
north dakota | slope | upper midwest | 1216.3796 | 326
north dakota | stark | upper midwest | 1320.8721 | 10085
north dakota | steele | upper midwest | 716.2431 | 864
north dakota | stutsman | upper midwest | 2290.6554 | 8931
north dakota | towner | upper midwest | 1041.7612 | 1048
north dakota | traill | upper midwest | 864.3264 | 3394
north dakota | walsh | upper midwest | 1298.3469 | 4746
north dakota | ward | upper midwest | 2049.4716 | 25029
north dakota | wells | upper midwest | 1275.9996 | 1943
north dakota | williams | upper midwest | 2138.1172 | 9293
ohio | adams | mid-atlantic and great lakes | 581.4871 | 11147
ohio | allen | mid-atlantic and great lakes | 408.7079 | 40619
ohio | ashland | mid-atlantic and great lakes | 429.8479 | 20196
ohio | ashtabula | mid-atlantic and great lakes | 707.5504 | 39363
ohio | athens | mid-atlantic and great lakes | 499.7506 | 23578
ohio | auglaize | mid-atlantic and great lakes | 407.6868 | 17972
ohio | belmont | mid-atlantic and great lakes | 532.1012 | 28679
ohio | brown | mid-atlantic and great lakes | 495.3196 | 17014
ohio | butler | mid-atlantic and great lakes | 471.4616 | 135960
ohio | carroll | mid-atlantic and great lakes | 390.8276 | 11385
ohio | champaign | mid-atlantic and great lakes | 435.7629 | 15329
ohio | clark | mid-atlantic and great lakes | 403.1715 | 55244
ohio | clermont | mid-atlantic and great lakes | 457.5927 | 74828
ohio | clinton | mid-atlantic and great lakes | 412.2635 | 16210
ohio | columbiana | mid-atlantic and great lakes | 544.3191 | 42683
ohio | coshocton | mid-atlantic and great lakes | 573.4182 | 14658
ohio | crawford | mid-atlantic and great lakes | 401.7713 | 18099
ohio | cuyahoga | mid-atlantic and great lakes | 453.5267 | 545056
ohio | darke | mid-atlantic and great lakes | 600.3917 | 20929
ohio | defiance | mid-atlantic and great lakes | 413.2669 | 15268
ohio | delaware | mid-atlantic and great lakes | 459.8458 | 62760
ohio | erie | mid-atlantic and great lakes | 248.8804 | 31860
ohio | fairfield | mid-atlantic and great lakes | 511.2278 | 54310
ohio | fayette | mid-atlantic and great lakes | 407.9789 | 11436
ohio | franklin | mid-atlantic and great lakes | 550.9951 | 477235
ohio | fulton | mid-atlantic and great lakes | 397.4355 | 16188
ohio | gallia | mid-atlantic and great lakes | 474.7011 | 12062
ohio | geauga | mid-atlantic and great lakes | 408.6169 | 34264
ohio | greene | mid-atlantic and great lakes | 414.5075 | 62770
ohio | guernsey | mid-atlantic and great lakes | 523.057 | 16210
ohio | hamilton | mid-atlantic and great lakes | 408.3105 | 333945
ohio | hancock | mid-atlantic and great lakes | 528.086 | 30197
ohio | hardin | mid-atlantic and great lakes | 470.9943 | 11762
ohio | harrison | mid-atlantic and great lakes | 412.5321 | 6526
ohio | henry | mid-atlantic and great lakes | 421.0668 | 10934
ohio | highland | mid-atlantic and great lakes | 553.6143 | 16693
ohio | hocking | mid-atlantic and great lakes | 420.5679 | 11369
ohio | holmes | mid-atlantic and great lakes | 428.8078 | 12554
ohio | huron | mid-atlantic and great lakes | 495.6545 | 22820
ohio | jackson | mid-atlantic and great lakes | 423.9665 | 13010
ohio | jefferson | mid-atlantic and great lakes | 403.8102 | 29109
ohio | knox | mid-atlantic and great lakes | 524.3539 | 22607
ohio | lake | mid-atlantic and great lakes | 229.4628 | 94156
ohio | lawrence | mid-atlantic and great lakes | 449.8655 | 24974
ohio | licking | mid-atlantic and great lakes | 689.95 | 63989
ohio | logan | mid-atlantic and great lakes | 458.0969 | 18111
ohio | lorain | mid-atlantic and great lakes | 495.6027 | 116274
ohio | lucas | mid-atlantic and great lakes | 345.4405 | 180267
ohio | madison | mid-atlantic and great lakes | 463.9395 | 14734
ohio | mahoning | mid-atlantic and great lakes | 418.0855 | 98712
ohio | marion | mid-atlantic and great lakes | 410.6215 | 24691
ohio | medina | mid-atlantic and great lakes | 422.2307 | 65143
ohio | meigs | mid-atlantic and great lakes | 401.464 | 9557
ohio | mercer | mid-atlantic and great lakes | 472.8357 | 15532
ohio | miami | mid-atlantic and great lakes | 411.0965 | 40917
ohio | monroe | mid-atlantic and great lakes | 452.3341 | 6065
ohio | montgomery | mid-atlantic and great lakes | 466.4049 | 223943
ohio | morgan | mid-atlantic and great lakes | 424.6828 | 6034
ohio | morrow | mid-atlantic and great lakes | 397.5596 | 12855
ohio | muskingum | mid-atlantic and great lakes | 671.2017 | 34271
ohio | noble | mid-atlantic and great lakes | 395.6627 | 4852
ohio | ottawa | mid-atlantic and great lakes | 327.1716 | 17503
ohio | paulding | mid-atlantic and great lakes | 419.0229 | 7769
ohio | perry | mid-atlantic and great lakes | 409.7319 | 13576
ohio | pickaway | mid-atlantic and great lakes | 505.9197 | 19624
ohio | pike | mid-atlantic and great lakes | 447.0614 | 11012
ohio | portage | mid-atlantic and great lakes | 504.7881 | 62222
ohio | preble | mid-atlantic and great lakes | 425.7453 | 16341
ohio | putnam | mid-atlantic and great lakes | 488.6912 | 12872
ohio | richland | mid-atlantic and great lakes | 500.3922 | 48921
ohio | ross | mid-atlantic and great lakes | 697.738 | 28919
ohio | sandusky | mid-atlantic and great lakes | 407.5797 | 24182
ohio | scioto | mid-atlantic and great lakes | 613.3209 | 30870
ohio | seneca | mid-atlantic and great lakes | 552.0491 | 21774
ohio | shelby | mid-atlantic and great lakes | 404.7333 | 18467
ohio | stark | mid-atlantic and great lakes | 575.6709 | 151089
ohio | summit | mid-atlantic and great lakes | 423.7007 | 222781
ohio | trumbull | mid-atlantic and great lakes | 637.6585 | 86011
ohio | tuscarawas | mid-atlantic and great lakes | 573.0136 | 36965
ohio | union | mid-atlantic and great lakes | 434.748 | 18065
ohio | van wert | mid-atlantic and great lakes | 400.9824 | 11439
ohio | vinton | mid-atlantic and great lakes | 422.0094 | 5260
ohio | warren | mid-atlantic and great lakes | 403.6115 | 76424
ohio | washington | mid-atlantic and great lakes | 653.2677 | 25587
ohio | wayne | mid-atlantic and great lakes | 557.288 | 42638
ohio | williams | mid-atlantic and great lakes | 430.488 | 15075
ohio | wood | mid-atlantic and great lakes | 620.8552 | 49043
ohio | wyandot | mid-atlantic and great lakes | 416.8615 | 9091
oklahoma | adair | lower midwest | 576.7631 | 8156
oklahoma | alfalfa | lower midwest | 880.5011 | 2022
oklahoma | atoka | lower midwest | 989.7903 | 5391
oklahoma | beaver | lower midwest | 1814.2941 | 2192
oklahoma | beckham | lower midwest | 906.2533 | 8163
oklahoma | blaine | lower midwest | 937.2613 | 3959
oklahoma | bryan | lower midwest | 930.0152 | 16838
oklahoma | caddo | lower midwest | 1284.8372 | 10645
oklahoma | canadian | lower midwest | 907.5737 | 42434
oklahoma | carter | lower midwest | 832.6759 | 18635
oklahoma | cherokee | lower midwest | 777.4884 | 17836
oklahoma | choctaw | lower midwest | 783.2818 | 6270
oklahoma | cimarron | lower midwest | 1836.9102 | 1047
oklahoma | cleveland | lower midwest | 549.9873 | 98306
oklahoma | coal | lower midwest | 522.5609 | 2350
oklahoma | comanche | lower midwest | 1093.5925 | 44982
oklahoma | cotton | lower midwest | 627.6755 | 2483
oklahoma | craig | lower midwest | 765.2961 | 5691
oklahoma | creek | lower midwest | 969.8769 | 26539
oklahoma | custer | lower midwest | 1003.8087 | 10698
oklahoma | delaware | lower midwest | 794.9263 | 17093
oklahoma | dewey | lower midwest | 1009.758 | 1944
oklahoma | ellis | lower midwest | 1240.9649 | 1782
oklahoma | garfield | lower midwest | 1060.735 | 24175
oklahoma | garvin | lower midwest | 817.1263 | 11069
oklahoma | grady | lower midwest | 1106.657 | 19892
oklahoma | grant | lower midwest | 1003.1011 | 1910
oklahoma | greer | lower midwest | 651.7834 | 2181
oklahoma | harmon | lower midwest | 534.3925 | 1112
oklahoma | harper | lower midwest | 1036.9361 | 1527
oklahoma | haskell | lower midwest | 605.0776 | 5044
oklahoma | hughes | lower midwest | 813.9235 | 5050
oklahoma | jackson | lower midwest | 788.7774 | 10247
oklahoma | jefferson | lower midwest | 769.3482 | 2634
oklahoma | johnston | lower midwest | 666.8182 | 4312
oklahoma | kay | lower midwest | 944.9335 | 18577
oklahoma | kingfisher | lower midwest | 906.44 | 5731
oklahoma | kiowa | lower midwest | 1024.3141 | 3978
oklahoma | latimer | lower midwest | 729.9139 | 4208
oklahoma | le flore | lower midwest | 1603.204 | 18878
oklahoma | lincoln | lower midwest | 963.5978 | 13243
oklahoma | logan | lower midwest | 746.606 | 15290
oklahoma | love | lower midwest | 510.5251 | 3713
oklahoma | major | lower midwest | 954.2854 | 3109
oklahoma | marshall | lower midwest | 417.1439 | 6338
oklahoma | mayes | lower midwest | 682.2908 | 16008
oklahoma | mcclain | lower midwest | 585.8032 | 12891
oklahoma | mccurtain | lower midwest | 1888.5782 | 12958
oklahoma | mcintosh | lower midwest | 721.4055 | 8460
oklahoma | murray | lower midwest | 421.1075 | 5350
oklahoma | muskogee | lower midwest | 852.7055 | 27054
oklahoma | noble | lower midwest | 747.0427 | 4614
oklahoma | nowata | lower midwest | 580.7757 | 4224
oklahoma | okfuskee | lower midwest | 639.884 | 4354
oklahoma | oklahoma | lower midwest | 718.3727 | 287598
oklahoma | okmulgee | lower midwest | 701.9767 | 15362
oklahoma | osage | lower midwest | 2303.5517 | 18205
oklahoma | ottawa | lower midwest | 484.0832 | 12345
oklahoma | pawnee | lower midwest | 590.3313 | 6486
oklahoma | payne | lower midwest | 699.3507 | 30177
oklahoma | pittsburg | lower midwest | 1367.5123 | 18012
oklahoma | pontotoc | lower midwest | 721.454 | 14654
oklahoma | pottawatomie | lower midwest | 796.8589 | 25911
oklahoma | pushmataha | lower midwest | 1421.7749 | 4809
oklahoma | roger mills | lower midwest | 1140.8436 | 1470
oklahoma | rogers | lower midwest | 713.9993 | 31884
oklahoma | seminole | lower midwest | 634.9847 | 9750
oklahoma | sequoyah | lower midwest | 728.5555 | 16208
oklahoma | stephens | lower midwest | 890.5676 | 18127
oklahoma | texas | lower midwest | 2050.685 | 7212
oklahoma | tillman | lower midwest | 885.7898 | 3216
oklahoma | tulsa | lower midwest | 592.9248 | 241737
oklahoma | wagoner | lower midwest | 577.4366 | 26878
oklahoma | washington | lower midwest | 422.0982 | 21036
oklahoma | washita | lower midwest | 1005.8965 | 4599
oklahoma | woods | lower midwest | 1291.263 | 3533
oklahoma | woodward | lower midwest | 1246.2715 | 7654
oregon | baker | pacific northwest | 3069.097 | 7040
oregon | benton | pacific northwest | 677.628 | 34317
oregon | clackamas | pacific northwest | 1872 | 145790
oregon | clatsop | pacific northwest | 854.3414 | 15742
oregon | columbia | pacific northwest | 686.1615 | 19183
oregon | coos | pacific northwest | 1609.7245 | 27133
oregon | crook | pacific northwest | 2986.304 | 8558
oregon | curry | pacific northwest | 1624.9485 | 10417
oregon | deschutes | pacific northwest | 3052.2802 | 64090
oregon | douglas | pacific northwest | 5064.9772 | 44581
oregon | gilliam | pacific northwest | 1189.8456 | 864
oregon | grant | pacific northwest | 4526.2784 | 3352
oregon | harney | pacific northwest | 10214.7761 | 3205
oregon | hood river | pacific northwest | 512.9247 | 8173
oregon | jackson | pacific northwest | 2794.324 | 83076
oregon | jefferson | pacific northwest | 1778.4128 | 7790
oregon | josephine | pacific northwest | 1648.1007 | 34646
oregon | klamath | pacific northwest | 6154.9014 | 27280
oregon | lake | pacific northwest | 8348.194 | 3378
oregon | lane | pacific northwest | 4623.1015 | 145966
oregon | lincoln | pacific northwest | 995.8667 | 20550
oregon | linn | pacific northwest | 2313.7395 | 45204
oregon | malheur | pacific northwest | 8026.2836 | 10411
oregon | marion | pacific northwest | 1190.7193 | 112957
oregon | morrow | pacific northwest | 2059.6283 | 3916
oregon | multnomah | pacific northwest | 460.4473 | 304540
oregon | polk | pacific northwest | 747.1556 | 28288
oregon | sherman | pacific northwest | 850.3853 | 777
oregon | tillamook | pacific northwest | 1106.4225 | 10834
oregon | umatilla | pacific northwest | 3247.3863 | 26904
oregon | union | pacific northwest | 2016.6753 | 10501
oregon | wallowa | pacific northwest | 3146.8321 | 3133
oregon | wasco | pacific northwest | 2390.0132 | 10031
oregon | washington | pacific northwest | 720.3529 | 200934
oregon | wheeler | pacific northwest | 1728.7438 | 651
oregon | yamhill | pacific northwest | 720.2657 | 34726
pennsylvania | adams | mid-atlantic and great lakes | 524.3485 | 38013
pennsylvania | allegheny | mid-atlantic and great lakes | 742.3984 | 533960
pennsylvania | armstrong | mid-atlantic and great lakes | 649.5949 | 28713
pennsylvania | beaver | mid-atlantic and great lakes | 442.5113 | 71383
pennsylvania | bedford | mid-atlantic and great lakes | 1014.4984 | 20233
pennsylvania | berks | mid-atlantic and great lakes | 860.9077 | 154356
pennsylvania | blair | mid-atlantic and great lakes | 524.8103 | 52159
pennsylvania | bradford | mid-atlantic and great lakes | 1159.6254 | 25321
pennsylvania | bucks | mid-atlantic and great lakes | 618.7083 | 234849
pennsylvania | butler | mid-atlantic and great lakes | 794.2285 | 72835
pennsylvania | cambria | mid-atlantic and great lakes | 701.426 | 58950
pennsylvania | cameron | mid-atlantic and great lakes | 398.5136 | 2273
pennsylvania | carbon | mid-atlantic and great lakes | 384.128 | 26684
pennsylvania | centre | mid-atlantic and great lakes | 1111.5826 | 57573
pennsylvania | chester | mid-atlantic and great lakes | 758.2828 | 182900
pennsylvania | clarion | mid-atlantic and great lakes | 617.4003 | 16128
pennsylvania | clearfield | mid-atlantic and great lakes | 1150.1272 | 32288
pennsylvania | clinton | mid-atlantic and great lakes | 893.2266 | 15151
pennsylvania | columbia | mid-atlantic and great lakes | 501.5344 | 26479
pennsylvania | crawford | mid-atlantic and great lakes | 1035.2563 | 35028
pennsylvania | cumberland | mid-atlantic and great lakes | 555.8671 | 93943
pennsylvania | dauphin | mid-atlantic and great lakes | 560.1396 | 110435
pennsylvania | delaware | mid-atlantic and great lakes | 189.4396 | 208700
pennsylvania | elk | mid-atlantic and great lakes | 822.2846 | 13693
pennsylvania | erie | mid-atlantic and great lakes | 801.0194 | 110413
pennsylvania | fayette | mid-atlantic and great lakes | 795.4945 | 55997
pennsylvania | forest | mid-atlantic and great lakes | 430.8427 | 2511
pennsylvania | franklin | mid-atlantic and great lakes | 780.0735 | 58389
pennsylvania | fulton | mid-atlantic and great lakes | 441.081 | 6014
pennsylvania | greene | mid-atlantic and great lakes | 576.1706 | 14724
pennsylvania | huntingdon | mid-atlantic and great lakes | 901.886 | 17280
pennsylvania | indiana | mid-atlantic and great lakes | 833.1995 | 35005
pennsylvania | jefferson | mid-atlantic and great lakes | 660.0983 | 18561
pennsylvania | juniata | mid-atlantic and great lakes | 373.796 | 9476
pennsylvania | lackawanna | mid-atlantic and great lakes | 448.1343 | 87226
pennsylvania | lancaster | mid-atlantic and great lakes | 997.1303 | 193602
pennsylvania | lawrence | mid-atlantic and great lakes | 365.0737 | 37126
pennsylvania | lebanon | mid-atlantic and great lakes | 365.4453 | 52258
pennsylvania | lehigh | mid-atlantic and great lakes | 349.397 | 133983
pennsylvania | luzerne | mid-atlantic and great lakes | 914.607 | 131932
pennsylvania | lycoming | mid-atlantic and great lakes | 1255.4491 | 46700
pennsylvania | mckean | mid-atlantic and great lakes | 967.9682 | 17183
pennsylvania | mercer | mid-atlantic and great lakes | 678.6089 | 46442
pennsylvania | mifflin | mid-atlantic and great lakes | 410.4874 | 18743
pennsylvania | monroe | mid-atlantic and great lakes | 612.5314 | 61091
pennsylvania | montgomery | mid-atlantic and great lakes | 489.9165 | 307750
pennsylvania | montour | mid-atlantic and great lakes | 122.987 | 7393
pennsylvania | northampton | mid-atlantic and great lakes | 375.3995 | 113565
pennsylvania | northumberland | mid-atlantic and great lakes | 473.6465 | 39242
pennsylvania | perry | mid-atlantic and great lakes | 554.5868 | 17903
pennsylvania | philadelphia | mid-atlantic and great lakes | 141.1548 | 599736
pennsylvania | pike | mid-atlantic and great lakes | 562.4698 | 21925
pennsylvania | potter | mid-atlantic and great lakes | 1081.0871 | 7227
pennsylvania | schuylkill | mid-atlantic and great lakes | 787.4062 | 60192
pennsylvania | snyder | mid-atlantic and great lakes | 322.1911 | 14750
pennsylvania | somerset | mid-atlantic and great lakes | 1073.3919 | 31090
pennsylvania | sullivan | mid-atlantic and great lakes | 453.1407 | 2777
pennsylvania | susquehanna | mid-atlantic and great lakes | 832.9469 | 17798
pennsylvania | tioga | mid-atlantic and great lakes | 1132.6388 | 16727
pennsylvania | union | mid-atlantic and great lakes | 325.4386 | 14765
pennsylvania | venango | mid-atlantic and great lakes | 683.7329 | 22621
pennsylvania | warren | mid-atlantic and great lakes | 912.6187 | 17767
pennsylvania | washington | mid-atlantic and great lakes | 871.1433 | 85089
pennsylvania | wayne | mid-atlantic and great lakes | 764.3138 | 20625
pennsylvania | westmoreland | mid-atlantic and great lakes | 1050.1495 | 153650
pennsylvania | wyoming | mid-atlantic and great lakes | 414.565 | 11237
pennsylvania | york | mid-atlantic and great lakes | 892.9016 | 168372
puerto rico | puerto rico | florida | 0 | 0
quebec (state) | quebec (county) | florida | 0 | 0
rhode island | bristol | new england | 27.2682 | 19150
rhode island | kent | new england | 179.1338 | 68645
rhode island | newport | new england | 185.3645 | 34911
rhode island | providence | new england | 436.5753 | 241717
rhode island | washington | new england | 345.4495 | 49177
south carolina | abbeville | southeast | 503.9557 | 9990
south carolina | aiken | southeast | 1068.151 | 64253
south carolina | allendale | southeast | 411.6949 | 3706
south carolina | anderson | southeast | 759.7331 | 73829
south carolina | bamberg | southeast | 403.4563 | 6048
south carolina | barnwell | southeast | 549.7052 | 8937
south carolina | beaufort | southeast | 659.5197 | 64945
south carolina | berkeley | southeast | 1226.6641 | 65419
south carolina | calhoun | southeast | 383.3442 | 6080
south carolina | charleston | southeast | 1047.5415 | 144309
south carolina | cherokee | southeast | 396.9166 | 21519
south carolina | chester | southeast | 594.2 | 12876
south carolina | chesterfield | southeast | 809.1989 | 18173
south carolina | clarendon | southeast | 707.2558 | 13132
south carolina | colleton | southeast | 1040.7839 | 15131
south carolina | darlington | southeast | 557.6684 | 26531
south carolina | dillon | southeast | 412.1952 | 11923
south carolina | dorchester | southeast | 577.2246 | 50259
south carolina | edgefield | southeast | 537.9299 | 9348
south carolina | fairfield | southeast | 714.2413 | 9419
south carolina | florence | southeast | 809.2779 | 52653
south carolina | georgetown | southeast | 844.7862 | 24524
south carolina | greenville | southeast | 799.1028 | 176531
south carolina | greenwood | southeast | 460.0755 | 27547
south carolina | hampton | southeast | 549.0853 | 7598
south carolina | horry | southeast | 1144.8594 | 112225
south carolina | jasper | southeast | 681.6358 | 8517
south carolina | kershaw | southeast | 737.6744 | 23928
south carolina | lancaster | southeast | 548.0377 | 29697
south carolina | laurens | southeast | 724.6016 | 25525
south carolina | lee | southeast | 413.3573 | 6797
south carolina | lexington | southeast | 760.0512 | 102733
south carolina | marion | southeast | 491.6526 | 13058
south carolina | marlboro | southeast | 483.2705 | 10383
south carolina | mccormick | southeast | 365.8316 | 4027
south carolina | newberry | southeast | 647.2771 | 14709
south carolina | oconee | southeast | 663.823 | 30676
south carolina | orangeburg | southeast | 1113.441 | 35788
south carolina | pickens | southeast | 519.5155 | 45228
south carolina | richland | southeast | 777.1964 | 145194
south carolina | saluda | southeast | 461.0376 | 7527
south carolina | spartanburg | southeast | 824.2556 | 109246
south carolina | sumter | southeast | 686.2319 | 40398
south carolina | union | southeast | 520.5245 | 11974
south carolina | williamsburg | southeast | 920.8632 | 13007
south carolina | york | southeast | 696.7638 | 85864
south dakota | aurora | upper midwest | 714.8326 | 1102
south dakota | beadle | upper midwest | 1267.2866 | 7276
south dakota | bennett | upper midwest | 1196.3939 | 1090
south dakota | bon homme | upper midwest | 581.0906 | 2457
south dakota | brookings | upper midwest | 803.7111 | 12029
south dakota | brown | upper midwest | 1729.6069 | 15489
south dakota | brule | upper midwest | 850.9477 | 2136
south dakota | buffalo | upper midwest | 492.0639 | 532
south dakota | butte | upper midwest | 2228.2901 | 4092.6828
south dakota | butte | rocky mountains | 36.6513 | 67.3172
south dakota | campbell | upper midwest | 761.5203 | 694
south dakota | charles mix | upper midwest | 1133.5823 | 3249
south dakota | clark | upper midwest | 968.6566 | 1445
south dakota | clay | upper midwest | 421.335 | 5110
south dakota | codington | upper midwest | 715.349 | 11432
south dakota | corson | upper midwest | 2513.5332 | 1260
south dakota | custer | rocky mountains | 1547.6675 | 3636
south dakota | davison | upper midwest | 434.909 | 8296
south dakota | day | upper midwest | 1098.0544 | 2504
south dakota | deuel | upper midwest | 632.8586 | 1819
south dakota | dewey | upper midwest | 2431.4774 | 1730
south dakota | douglas | upper midwest | 443.6699 | 1210
south dakota | edmunds | upper midwest | 1151.706 | 1607
south dakota | fall river | rocky mountains | 1750.8406 | 3272
south dakota | faulk | upper midwest | 1005.667 | 869
south dakota | grant | upper midwest | 683.4771 | 3089
south dakota | gregory | upper midwest | 1053.3512 | 1936
south dakota | haakon | upper midwest | 1819.0488 | 850
south dakota | hamlin | upper midwest | 538.6096 | 2108
south dakota | hand | upper midwest | 1432.1132 | 1494
south dakota | hanson | upper midwest | 434.2173 | 1045
south dakota | harding | upper midwest | 2676.8478 | 539
south dakota | hughes | upper midwest | 788.5645 | 7066
south dakota | hutchinson | upper midwest | 816.819 | 2930
south dakota | hyde | upper midwest | 874.6701 | 600
south dakota | jackson | upper midwest | 1862.6057 | 996
south dakota | jerauld | upper midwest | 532.2781 | 870
south dakota | jones | upper midwest | 964.9471 | 458
south dakota | kingsbury | upper midwest | 863.6144 | 2222
south dakota | lake | upper midwest | 574.6165 | 4483
south dakota | lawrence | upper midwest | 380.6872 | 5004.8016
south dakota | lawrence | rocky mountains | 420.7272 | 5531.1984
south dakota | lincoln | upper midwest | 582.8191 | 16649
south dakota | lyman | upper midwest | 1710.9339 | 1392
south dakota | marshall | upper midwest | 878.6229 | 1815
south dakota | mccook | upper midwest | 577.2864 | 2168
south dakota | mcpherson | upper midwest | 1151.0823 | 1025
south dakota | meade | upper midwest | 3363.5958 | 9541.9826
south dakota | meade | rocky mountains | 127.2604 | 361.0174
south dakota | mellette | upper midwest | 1293.9866 | 693
south dakota | miner | upper midwest | 572.0034 | 1032
south dakota | minnehaha | upper midwest | 815.3216 | 67028
south dakota | moody | upper midwest | 521.146 | 2554
south dakota | pennington | upper midwest | 1884.8986 | 27916.6041
south dakota | pennington | rocky mountains | 900.3238 | 13334.3959
south dakota | perkins | upper midwest | 2889.0696 | 1291
south dakota | potter | upper midwest | 889.5949 | 1062
south dakota | roberts | upper midwest | 1133.7403 | 3823
south dakota | sanborn | upper midwest | 571.5271 | 975
south dakota | shannon | upper midwest | 2085.8556 | 3144
south dakota | spink | upper midwest | 1510.6839 | 2608
south dakota | stanley | upper midwest | 1522.6356 | 1228
south dakota | sully | upper midwest | 1056.9278 | 610
south dakota | todd | upper midwest | 1390.4439 | 2780
south dakota | tripp | upper midwest | 1619.8641 | 2419
south dakota | turner | upper midwest | 617.4498 | 3452
south dakota | union | upper midwest | 469.5769 | 5756
south dakota | walworth | upper midwest | 739.8018 | 2392
south dakota | yankton | upper midwest | 531.9965 | 8770
south dakota | ziebach | upper midwest | 1976.0598 | 836
tennessee | anderson | southeast | 333.7213 | 31253
tennessee | bedford | southeast | 477.5554 | 16530
tennessee | benton | southeast | 433.2487 | 7063
tennessee | bledsoe | southeast | 399.8401 | 4697
tennessee | blount | southeast | 560.2343 | 49265
tennessee | bradley | southeast | 336.2488 | 37947
tennessee | campbell | southeast | 500.2068 | 16354
tennessee | cannon | southeast | 260.4168 | 5472
tennessee | carroll | southeast | 605.4071 | 11507
tennessee | carter | southeast | 347.2092 | 24197
tennessee | cheatham | southeast | 306.1744 | 14520
tennessee | chester | southeast | 296.0449 | 6208
tennessee | claiborne | southeast | 453.7761 | 12853
tennessee | clay | southeast | 258.5823 | 3358
tennessee | cocke | southeast | 427.8874 | 14788
tennessee | coffee | southeast | 436.8899 | 20926
tennessee | crockett | southeast | 262.7121 | 5709
tennessee | cumberland | southeast | 692.2794 | 23791
tennessee | davidson | southeast | 517.1427 | 259499
tennessee | decatur | southeast | 349.0778 | 4927
tennessee | dekalb | southeast | 329.3356 | 7420
tennessee | dickson | southeast | 495.5484 | 19107
tennessee | dyer | southeast | 525.0265 | 15183
tennessee | fayette | southeast | 704.8054 | 14505
tennessee | fentress | southeast | 490.9679 | 7250
tennessee | franklin | southeast | 581.467 | 16011
tennessee | gibson | southeast | 602.3653 | 19690
tennessee | giles | southeast | 610.4077 | 11875
tennessee | grainger | southeast | 273.7744 | 9029
tennessee | greene | southeast | 633.0985 | 28018
tennessee | grundy | southeast | 343.7854 | 5405
tennessee | hamblen | southeast | 190.3558 | 24560
tennessee | hamilton | southeast | 569.0473 | 136682
tennessee | hancock | southeast | 224.6094 | 2825
tennessee | hardeman | southeast | 675.8951 | 9301
tennessee | hardin | southeast | 599.3784 | 10643
tennessee | hawkins | southeast | 497.9176 | 23343
tennessee | haywood | southeast | 537.4794 | 7459
tennessee | henderson | southeast | 516.1222 | 11224
tennessee | henry | southeast | 594.474 | 13604
tennessee | hickman | southeast | 620.2398 | 8976
tennessee | houston | southeast | 206.9042 | 3349
tennessee | humphreys | southeast | 551.4128 | 7454
tennessee | jackson | southeast | 314.776 | 4789
tennessee | jefferson | southeast | 335.6292 | 19864
tennessee | johnson | southeast | 303.5728 | 7195
tennessee | knox | southeast | 535.2695 | 177249
tennessee | lake | southeast | 191.7706 | 2270
tennessee | lauderdale | southeast | 463.7861 | 9795
tennessee | lawrence | southeast | 610.9094 | 16275
tennessee | lewis | southeast | 281.996 | 4781
tennessee | lincoln | southeast | 558.9913 | 13382
tennessee | loudon | southeast | 244.3639 | 19826
tennessee | macon | southeast | 306.9259 | 8561
tennessee | madison | southeast | 555.6888 | 38073
tennessee | marion | southeast | 511.3386 | 11403
tennessee | marshall | southeast | 387.4632 | 11850
tennessee | maury | southeast | 621.8208 | 31663
tennessee | mcminn | southeast | 433.7183 | 20865
tennessee | mcnairy | southeast | 554.5023 | 10326
tennessee | meigs | southeast | 221.0711 | 4686
tennessee | monroe | southeast | 654.0892 | 17711
tennessee | montgomery | southeast | 536.3096 | 63673
tennessee | moore | southeast | 125.27 | 2492
tennessee | morgan | southeast | 497.4991 | 7692
tennessee | obion | southeast | 547.1062 | 13077
tennessee | overton | southeast | 431.8975 | 8820
tennessee | perry | southeast | 423.9879 | 3160
tennessee | pickett | southeast | 181.1509 | 2177
tennessee | polk | southeast | 450.7125 | 6653
tennessee | putnam | southeast | 415.1169 | 28930
tennessee | rhea | southeast | 346.3271 | 12276
tennessee | roane | southeast | 388.1404 | 22376
tennessee | robertson | southeast | 493.4517 | 24197
tennessee | rutherford | southeast | 630.415 | 96232
tennessee | scott | southeast | 542.0366 | 8671
tennessee | sequatchie | southeast | 268.3761 | 5519
tennessee | sevier | southeast | 595.8898 | 35343
tennessee | shelby | southeast | 799.0973 | 350971
tennessee | smith | southeast | 322.1654 | 7410
tennessee | stewart | southeast | 492.707 | 5386
tennessee | sullivan | southeast | 433.618 | 66298
tennessee | sumner | southeast | 538.6741 | 60975
tennessee | tipton | southeast | 464.9126 | 21617
tennessee | trousdale | southeast | 120.4436 | 2976
tennessee | unicoi | southeast | 182.1702 | 7726
tennessee | union | southeast | 248.98 | 7391
tennessee | van buren | southeast | 287.0099 | 2246
tennessee | warren | southeast | 432.1761 | 15850
tennessee | washington | southeast | 335.5958 | 51322
tennessee | wayne | southeast | 730.2294 | 6136
tennessee | weakley | southeast | 584.6184 | 13898
tennessee | white | southeast | 362.7594 | 10272
tennessee | williamson | southeast | 597.9538 | 64886
tennessee | wilson | southeast | 575.2936 | 42563
texas | anderson | texas | 1070.1936 | 17218
texas | andrews | texas | 1499.8638 | 5259
texas | angelina | texas | 861.9748 | 31090
texas | aransas | texas | 301.4808 | 9795
texas | archer | texas | 925.0399 | 3538
texas | armstrong | texas | 865.8666 | 751
texas | atascosa | texas | 1221.0251 | 15246
texas | austin | texas | 619.7632 | 10415.775
texas | austin | louisiana and ozarks | 25.0639 | 421.225
texas | bailey | lower midwest | 826.1906 | 2468
texas | bandera | texas | 790.3061 | 8564
texas | bastrop | texas | 894.8174 | 25840
texas | baylor | texas | 900.988 | 1669
texas | bee | texas | 878.7642 | 9042
texas | bell | texas | 1089.7292 | 114035
texas | bexar | texas | 1257.1704 | 608931
texas | blanco | texas | 714.1536 | 4309
texas | borden | texas | 905.6021 | 264
texas | bosque | texas | 994.3023 | 7254
texas | bowie | texas | 13.8542 | 512.5835
texas | bowie | lower midwest | 923.1864 | 34156.4165
texas | brazoria | texas | 1444.625 | 106589
texas | brazos | texas | 566.1485 | 71739
texas | brewster | texas | 6169.1713 | 4207
texas | briscoe | texas | 334.3157 | 256.7951
texas | briscoe | lower midwest | 566.5833 | 435.2049
texas | brooks | texas | 941.8381 | 2642
texas | brown | texas | 951.2397 | 14778
texas | burleson | texas | 684.8004 | 6822
texas | burnet | texas | 1012.7244 | 16511
texas | caldwell | texas | 542.3968 | 12301
texas | calhoun | texas | 487.3795 | 7766
texas | callahan | texas | 900.9868 | 5447
texas | cameron | texas | 1162.3723 | 119631
texas | camp | lower midwest | 197.6497 | 4678
texas | carson | lower midwest | 923.5059 | 2452
texas | cass | lower midwest | 956.7253 | 12429
texas | castro | lower midwest | 900.1345 | 2744
texas | chambers | texas | 7.1299 | 134.2737
texas | chambers | louisiana and ozarks | 627.5178 | 11817.7263
texas | cherokee | texas | 1057.3354 | 17894
texas | childress | texas | 712.7878 | 2326
texas | clay | texas | 1109.2774 | 4319
texas | cochran | lower midwest | 774.6153 | 1113
texas | coke | texas | 927.1959 | 1466
texas | coleman | texas | 1313.2584 | 3857
texas | collin | texas | 886.8827 | 283759
texas | collingsworth | texas | 37.7894 | 24.2114
texas | collingsworth | lower midwest | 1802.4089 | 1154.7886
texas | colorado | texas | 975.4313 | 8182
texas | comal | texas | 574.3668 | 41363
texas | comanche | texas | 950.9814 | 5580
texas | concho | texas | 989.9009 | 1041
texas | cooke | texas | 1769.7745 | 14513
texas | coryell | texas | 1057.1801 | 22545
texas | cottle | texas | 910.2714 | 677
texas | crane | texas | 773.7128 | 1471
texas | crockett | texas | 2813.3172 | 1422
texas | crosby | lower midwest | 901.7254 | 2237
texas | culberson | texas | 3815.9673 | 908
texas | dallam | lower midwest | 1503.1451 | 2448
texas | dallas | texas | 907.9918 | 855960
texas | dawson | texas | 901.641 | 4385
texas | deaf smith | lower midwest | 1492.5748 | 6365
texas | delta | texas | 278.963 | 2088
texas | denton | texas | 953.2129 | 240289
texas | dewitt | texas | 911.6201 | 7407
texas | dickens | texas | 906.2783 | 930
texas | dimmit | texas | 1335.5549 | 3421
texas | donley | texas | 1323.1814 | 1076.1445
texas | donley | lower midwest | 542.0571 | 440.8555
texas | duval | texas | 1792.462 | 4090
texas | eastland | texas | 929.1233 | 7465
texas | ector | texas | 901.8286 | 48688
texas | edwards | texas | 2141.064 | 839
texas | el paso | desert southwest | 1006.977 | 256557
texas | ellis | texas | 952.6577 | 50503
texas | erath | texas | 1089.62 | 14569
texas | falls | texas | 774.9605 | 6302
texas | fannin | texas | 891.5002 | 12149
texas | fayette | texas | 955.8334 | 10078
texas | fisher | texas | 901.0117 | 1668
texas | floyd | lower midwest | 992.6069 | 2402
texas | foard | texas | 701.8213 | 573
texas | fort bend | texas | 880.9112 | 185448.0391
texas | fort bend | louisiana and ozarks | 9.1962 | 1935.9609
texas | franklin | lower midwest | 294.531 | 4159
texas | freestone | texas | 727.3762 | 5951.4137
texas | freestone | louisiana and ozarks | 159.812 | 1307.5863
texas | frio | texas | 1135.3995 | 4854
texas | gaines | lower midwest | 1500.9206 | 5606
texas | galveston | texas | 357.5446 | 93765.2094
texas | galveston | louisiana and ozarks | 57.975 | 15203.7907
texas | garza | texas | 492.6078 | 459.5936
texas | garza | lower midwest | 1298.4258 | 1211.4064
texas | gillespie | texas | 1061.1041 | 10572
texas | glasscock | texas | 901.6322 | 441
texas | goliad | texas | 866.9753 | 2868
texas | gonzales | texas | 1064.8443 | 7120
texas | gray | lower midwest | 928.3634 | 8443
texas | grayson | texas | 970.257 | 46905
texas | gregg | lower midwest | 279.5662 | 45798
texas | grimes | texas | 523.6508 | 5775.4455
texas | grimes | louisiana and ozarks | 283.4799 | 3126.5545
texas | guadalupe | texas | 714.7821 | 45762
texas | hale | lower midwest | 1004.4918 | 11846
texas | hall | lower midwest | 886.0207 | 1372
texas | hamilton | texas | 836.4403 | 3442
texas | hansford | lower midwest | 920.0227 | 2006
texas | hardeman | texas | 692.4082 | 1722
texas | hardin | louisiana and ozarks | 894.4035 | 20462
texas | harris | texas | 1722.9751 | 1399066.683
texas | harris | louisiana and ozarks | 44.4434 | 36088.3174
texas | harrison | lower midwest | 914.6815 | 24523
texas | hartley | lower midwest | 1461.9183 | 1771
texas | haskell | texas | 910.7706 | 2297
texas | hays | texas | 685.2185 | 55245
texas | hemphill | lower midwest | 912.7618 | 1382
texas | henderson | texas | 943.7066 | 31020
texas | hidalgo | texas | 1583.1405 | 216471
texas | hill | texas | 992.6199 | 13238
texas | hockley | lower midwest | 908.2837 | 8242
texas | hood | texas | 437.087 | 20795
texas | hopkins | texas | 580.7603 | 9742.1977
texas | hopkins | lower midwest | 212.5677 | 3565.8023
texas | houston | texas | 1223.3778 | 8656
texas | howard | texas | 904.1592 | 11333
texas | hudspeth | desert southwest | 1362.7339 | 351.9489
texas | hudspeth | texas | 3182.9537 | 822.0511
texas | hunt | texas | 883.3522 | 32076
texas | hutchinson | lower midwest | 895.5369 | 8812
texas | irion | texas | 1050.0792 | 653
texas | jack | texas | 920.864 | 3136
texas | jackson | texas | 854.233 | 5284
texas | jasper | louisiana and ozarks | 962.8601 | 13770
texas | jeff davis | texas | 2261.9607 | 1034
texas | jefferson | louisiana and ozarks | 959.9777 | 93441
texas | jim hogg | texas | 1139.914 | 1902
texas | jim wells | texas | 866.5312 | 13961
texas | johnson | texas | 735.6536 | 52193
texas | jones | texas | 936.7538 | 6034
texas | karnes | texas | 750.0093 | 4463
texas | kaufman | texas | 806.6661 | 34964
texas | kendall | texas | 663.0571 | 12617
texas | kenedy | texas | 1361.9447 | 147
texas | kent | texas | 900.7087 | 350
texas | kerr | texas | 1115.4397 | 20550
texas | kimble | texas | 1250.9886 | 2016
texas | king | texas | 913.0042 | 113
texas | kinney | texas | 1365.0925 | 1350
texas | kleberg | texas | 872.7844 | 11097
texas | knox | texas | 851.6987 | 1506
texas | la salle | texas | 1493.9215 | 1931
texas | lamar | texas | 926.8932 | 19829
texas | lamb | lower midwest | 1017.3264 | 5081
texas | lampasas | texas | 716.4099 | 7539
texas | lavaca | texas | 981.12 | 7808
texas | lee | texas | 618.8636 | 6151
texas | leon | texas | 577.1181 | 3640.4621
texas | leon | louisiana and ozarks | 516.0966 | 3255.5379
texas | liberty | louisiana and ozarks | 1177.3295 | 25073
texas | limestone | texas | 932.4675 | 8499
texas | lipscomb | lower midwest | 931.9945 | 1263
texas | live oak | texas | 1081.0467 | 4257
texas | llano | texas | 965.3655 | 9008
texas | lubbock | lower midwest | 901.0113 | 105781
texas | lynn | lower midwest | 893.9273 | 2246
texas | madison | texas | 166.3937 | 1505.5615
texas | madison | louisiana and ozarks | 296.3508 | 2681.4385
texas | marion | lower midwest | 414.0666 | 4595
texas | martin | texas | 915.7761 | 1649
texas | mason | texas | 931.1005 | 1754
texas | matagorda | texas | 1137.9934 | 13894
texas | maverick | texas | 1280.6381 | 15563
texas | mcculloch | texas | 1049.1765 | 3338
texas | mclennan | texas | 1058.8132 | 86892
texas | mcmullen | texas | 1153.8563 | 310
texas | medina | texas | 1335.2641 | 15530
texas | menard | texas | 902.4552 | 994
texas | midland | texas | 902.0007 | 50845
texas | milam | texas | 1017.869 | 9408
texas | mills | texas | 740.9817 | 1975
texas | mitchell | texas | 915.9833 | 2809
texas | montague | texas | 932.1741 | 7989
texas | montgomery | texas | 683.5325 | 102682.7457
texas | montgomery | louisiana and ozarks | 398.3877 | 59847.2543
texas | moore | lower midwest | 909.2284 | 7197
texas | morris | lower midwest | 262.154 | 5226
texas | motley | texas | 989.6709 | 542
texas | nacogdoches | texas | 893.101 | 21711.0484
texas | nacogdoches | lower midwest | 88.44 | 2149.9516
texas | navarro | texas | 1080.8251 | 17380
texas | newton | texas | 124.1955 | 706.5281
texas | newton | lower midwest | 13.2236 | 75.2268
texas | newton | louisiana and ozarks | 825.1678 | 4694.2451
texas | nolan | texas | 913.6548 | 5999
texas | nueces | texas | 1098.2543 | 124587
texas | ochiltree | lower midwest | 917.683 | 3617
texas | oldham | lower midwest | 1506.6865 | 691
texas | orange | louisiana and ozarks | 371.0553 | 31031
texas | palo pinto | texas | 985.2563 | 10871
texas | panola | lower midwest | 819.8002 | 9271
texas | parker | texas | 911.2725 | 42069
texas | parmer | lower midwest | 1769.5224 | 3413
texas | pecos | texas | 4776.2332 | 4894
texas | polk | louisiana and ozarks | 1091.5433 | 16503
texas | potter | lower midwest | 921.9537 | 42933
texas | presidio | texas | 3841.6769 | 2906
texas | rains | texas | 255.4588 | 4377
texas | randall | lower midwest | 923.2757 | 47975
texas | reagan | texas | 1176.5121 | 1156
texas | real | texas | 679.6565 | 1374
texas | red river | texas | 1044.1227 | 5469
texas | reeves | texas | 2657.6492 | 3839
texas | refugio | texas | 781.3402 | 2841
texas | roberts | lower midwest | 924.7982 | 359
texas | robertson | texas | 480.2794 | 1801.9394
texas | robertson | louisiana and ozarks | 1263.1241 | 4739.0606
texas | rockwall | texas | 148.5138 | 26448
texas | runnels | texas | 1055.4383 | 4165
texas | rusk | texas | 468.1057 | 9238.7787
texas | rusk | lower midwest | 468.0268 | 9237.2213
texas | sabine | texas | 558.3356 | 4609.0676
texas | sabine | louisiana and ozarks | 15.6187 | 128.9324
texas | san augustine | texas | 585.8025 | 3625
texas | san jacinto | louisiana and ozarks | 640.7956 | 10096
texas | san patricio | texas | 699.1728 | 22637
texas | san saba | texas | 1150.9542 | 2257
texas | schleicher | texas | 1307.6192 | 1182
texas | scurry | texas | 907.7579 | 5838
texas | shackelford | texas | 915.7729 | 1367
texas | shelby | lower midwest | 834.3373 | 9648
texas | sherman | lower midwest | 921.9848 | 1081
texas | smith | texas | 834.6369 | 68176.9397
texas | smith | lower midwest | 133.1716 | 10878.0603
texas | somervell | texas | 191.4517 | 3078
texas | starr | texas | 1217.3264 | 17001
texas | stephens | texas | 920.2239 | 3665
texas | sterling | texas | 933.7755 | 440
texas | stonewall | texas | 921.6434 | 642
texas | sutton | texas | 1455.9004 | 1550
texas | swisher | lower midwest | 901.031 | 2762
texas | tarrant | texas | 901.0071 | 657134
texas | taylor | texas | 918.9562 | 50725
texas | terrell | texas | 2351.661 | 430
texas | terry | lower midwest | 891.3752 | 4200
texas | throckmorton | texas | 915.6556 | 721
texas | titus | texas | 58.6183 | 1502.0105
texas | titus | lower midwest | 363.3759 | 9310.9895
texas | tom green | texas | 1534.8275 | 42331
texas | travis | texas | 1020.6387 | 404467
texas | trinity | texas | 27.0297 | 228.9144
texas | trinity | louisiana and ozarks | 698.2041 | 5913.0856
texas | tyler | louisiana and ozarks | 931.182 | 8007
texas | upshur | lower midwest | 590.3279 | 14925
texas | upton | texas | 1234.8916 | 1256
texas | uvalde | texas | 1558.1495 | 9025
texas | val verde | texas | 3221.7106 | 15654
texas | van zandt | texas | 778.902 | 18148.2219
texas | van zandt | lower midwest | 81.4935 | 1898.7781
texas | victoria | texas | 877.8813 | 32187
texas | walker | texas | 42.7851 | 1115.3595
texas | walker | louisiana and ozarks | 761.5836 | 19853.6405
texas | waller | texas | 65.1034 | 1728.5127
texas | waller | louisiana and ozarks | 463.7047 | 12311.4873
texas | ward | texas | 815.3352 | 3995
texas | washington | texas | 473.6163 | 9752.1272
texas | washington | louisiana and ozarks | 159.5313 | 3284.8728
texas | webb | texas | 3363.7712 | 67106
texas | wharton | texas | 1090.3523 | 15132
texas | wheeler | lower midwest | 915.3737 | 2181
texas | wichita | texas | 628.5138 | 49016
texas | wilbarger | texas | 965.9765 | 5289
texas | willacy | texas | 593.8873 | 5764
texas | williamson | texas | 1140.0074 | 152606
texas | wilson | texas | 805.7641 | 15009
texas | winkler | texas | 838.5539 | 2578
texas | wise | texas | 923.7552 | 21015
texas | wood | texas | 163.653 | 4039.9327
texas | wood | lower midwest | 529.7773 | 13078.0673
texas | yoakum | lower midwest | 797.55 | 2643
texas | young | texas | 932.7915 | 7343
texas | zapata | texas | 1049.0821 | 4297
texas | zavala | texas | 1301.6147 | 3573
utah | beaver | utah/nevada | 2605.2214 | 2265
utah | box elder | utah/nevada | 6710.0635 | 16058
utah | cache | utah/nevada | 1172.458 | 34722
utah | carbon | utah/nevada | 1484.5592 | 7978
utah | daggett | utah/nevada | 717.8005 | 426
utah | davis | utah/nevada | 624.405 | 93545
utah | duchesne | utah/nevada | 3241.0451 | 6003
utah | emery | utah/nevada | 4461.9595 | 3732
utah | garfield | utah/nevada | 5198.453 | 1930
utah | grand | utah/nevada | 3685.6491 | 3889
utah | iron | utah/nevada | 3304.7863 | 15022
utah | juab | utah/nevada | 3423.2269 | 3093
utah | kane | utah/nevada | 4111.0118 | 2900
utah | millard | utah/nevada | 6819.9354 | 4201
utah | morgan | utah/nevada | 621.4239 | 2820
utah | piute | utah/nevada | 759.0212 | 576
utah | rich | utah/nevada | 1098.1366 | 805
utah | salt lake | utah/nevada | 801.4195 | 342622
utah | san juan | utah/nevada | 7940.1236 | 4505
utah | sanpete | utah/nevada | 1603.2195 | 7952
utah | sevier | utah/nevada | 1910.0467 | 7094
utah | summit | utah/nevada | 1897.5874 | 12990
utah | tooele | utah/nevada | 7286.6357 | 17971
utah | uintah | utah/nevada | 4510.3819 | 10563
utah | utah | utah/nevada | 2146.9634 | 140602
utah | wasatch | utah/nevada | 1195.3546 | 7287
utah | washington | utah/nevada | 2424.7837 | 46334
utah | wayne | utah/nevada | 2456.3906 | 1059
utah | weber | utah/nevada | 662.4955 | 78748
vermont | addison | new england | 807.9837 | 14084
vermont | bennington | new england | 678.2645 | 15470
vermont | caledonia | new england | 668.4863 | 12553
vermont | chittenden | new england | 614.3052 | 61827
vermont | essex | new england | 678.3871 | 2818
vermont | franklin | new england | 694.0958 | 18513
vermont | grand isle | new england | 185.3378 | 2902
vermont | lamoille | new england | 458.7905 | 10014
vermont | orange | new england | 689.7481 | 11887
vermont | orleans | new england | 717.6488 | 11320
vermont | rutland | new england | 957.1425 | 25984
vermont | washington | new england | 697.7379 | 25027
vermont | windham | new england | 787.6924 | 19290
vermont | windsor | new england | 983.1881 | 24753
virginia | accomack | mid-atlantic and great lakes | 427.1972 | 13798
virginia | albemarle | mid-atlantic and great lakes | 252.3135 | 13242.2268
virginia | albemarle | southeast | 474.7188 | 24914.7732
virginia | alexandria | southeast | 13.7673 | 68082
virginia | alleghany | southeast | 447.9583 | 6891
virginia | amelia | southeast | 359.1252 | 4821
virginia | amherst | mid-atlantic and great lakes | 461.3508 | 11796.1871
virginia | amherst | southeast | 29.8728 | 763.813
virginia | appomattox | mid-atlantic and great lakes | 278.1852 | 4702.3633
virginia | appomattox | southeast | 78.7186 | 1330.6367
virginia | arlington | southeast | 26.4584 | 98050
virginia | augusta | mid-atlantic and great lakes | 816.675 | 23876.4528
virginia | augusta | southeast | 158.692 | 4639.5472
virginia | bath | southeast | 532.0703 | 2162
virginia | bedford | mid-atlantic and great lakes | 654.5149 | 25450.5136
virginia | bedford | southeast | 119.3658 | 4641.4864
virginia | bland | mid-atlantic and great lakes | 361.0114 | 2566
virginia | botetourt | mid-atlantic and great lakes | 202.6047 | 4917.4617
virginia | botetourt | southeast | 338.2007 | 8208.5383
virginia | bristol | southeast | 14.7917 | 7879
virginia | brunswick | southeast | 566.1877 | 6366
virginia | buchanan | mid-atlantic and great lakes | 368.2037 | 7102.8073
virginia | buchanan | southeast | 148.5292 | 2865.1927
virginia | buckingham | mid-atlantic and great lakes | 484.1523 | 5011.0384
virginia | buckingham | southeast | 92.1691 | 953.9616
virginia | buena vista | southeast | 6.7597 | 2603
virginia | campbell | mid-atlantic and great lakes | 183.4216 | 8334.9334
virginia | campbell | southeast | 310.4232 | 14106.0666
virginia | caroline | southeast | 530.2926 | 10456
virginia | carroll | mid-atlantic and great lakes | 479.6496 | 12831
virginia | charles city | southeast | 203.3339 | 2955
virginia | charlotte | southeast | 481.3453 | 5109
virginia | charlottesville | southeast | 7.5869 | 17778
virginia | chesapeake | southeast | 345.585 | 79574
virginia | chesterfield | southeast | 434.1584 | 115680
virginia | clarke | southeast | 171.721 | 5509
virginia | colonial heights | southeast | 7.3096 | 7275
virginia | covington | southeast | 5.3851 | 2632
virginia | craig | mid-atlantic and great lakes | 21.1899 | 141.9318
virginia | craig | southeast | 304.7234 | 2041.0682
virginia | culpeper | southeast | 365.4529 | 16231
virginia | cumberland | mid-atlantic and great lakes | 78.5813 | 1053.9891
virginia | cumberland | southeast | 218.1518 | 2926.0109
virginia | danville | mid-atlantic and great lakes | 40.8457 | 18831
virginia | dickenson | mid-atlantic and great lakes | 111.1199 | 2303.0885
virginia | dickenson | southeast | 206.8359 | 4286.9115
virginia | dinwiddie | southeast | 510.2627 | 10504
virginia | emporia | southeast | 7.0311 | 2316
virginia | essex | southeast | 295.2343 | 4517
virginia | fairfax | southeast | 406.6199 | 399974
virginia | falls church | southeast | 1.9832 | 5101
virginia | fauquier | southeast | 646.5198 | 23658
virginia | floyd | mid-atlantic and great lakes | 382.3323 | 6415
virginia | fluvanna | mid-atlantic and great lakes | 241.1643 | 7932.0311
virginia | fluvanna | southeast | 46.1217 | 1516.9689
virginia | franklin | mid-atlantic and great lakes | 691.4593 | 25999.9463
virginia | franklin | southeast | 8.2458 | 310.0537
virginia | frederick | mid-atlantic and great lakes | 359.977 | 24541.7965
virginia | frederick | southeast | 63.3977 | 4322.2035
virginia | fredericksburg | southeast | 10.4079 | 9505
virginia | galax | mid-atlantic and great lakes | 8.3761 | 2922
virginia | giles | mid-atlantic and great lakes | 356.6748 | 7215
virginia | gloucester | southeast | 237.8361 | 14293
virginia | goochland | mid-atlantic and great lakes | 38.8368 | 1028.716
virginia | goochland | southeast | 263.1092 | 6969.284
virginia | grayson | mid-atlantic and great lakes | 452.1879 | 6846
virginia | greene | mid-atlantic and great lakes | 5.6516 | 255.7901
virginia | greene | southeast | 144.1493 | 6524.2099
virginia | greensville | southeast | 292.3299 | 3566
virginia | halifax | mid-atlantic and great lakes | 23.9824 | 432.0371
virginia | halifax | southeast | 813.3876 | 14652.9629
virginia | hampton | southeast | 60.7661 | 55031
virginia | hanover | southeast | 480.6756 | 36589
virginia | harrisonburg | mid-atlantic and great lakes | 6.0424 | 5127.6983
virginia | harrisonburg | southeast | 12.7976 | 10860.3017
virginia | henrico | southeast | 237.2908 | 124601
virginia | henry | mid-atlantic and great lakes | 400.5536 | 23151
virginia | highland | mid-atlantic and great lakes | 211.8803 | 543.343
virginia | highland | southeast | 209.6631 | 537.657
virginia | hopewell | southeast | 10.3225 | 9129
virginia | isle of wight | southeast | 355.406 | 13718
virginia | james city | southeast | 182.984 | 26860
virginia | king and queen | southeast | 309.2286 | 2882
virginia | king george | southeast | 163.2958 | 8376
virginia | king william | southeast | 290.6065 | 5979
virginia | lancaster | southeast | 190.5411 | 5265
virginia | lee | southeast | 430.1309 | 10159
virginia | lexington | southeast | 2.559 | 2237
virginia | loudoun | southeast | 515.2013 | 104583
virginia | louisa | mid-atlantic and great lakes | 9.9989 | 248.1894
virginia | louisa | southeast | 511.4818 | 12695.8106
virginia | lunenburg | southeast | 438.3438 | 4957
virginia | lynchburg | mid-atlantic and great lakes | 51.9257 | 28476
virginia | madison | southeast | 324.3986 | 5083
virginia | manassas park | southeast | 2.1687 | 4507
virginia | manassas | southeast | 6.8058 | 12527
virginia | martinsville | mid-atlantic and great lakes | 11.1341 | 6084
virginia | mathews | southeast | 98.9518 | 3858
virginia | mecklenburg | southeast | 676.03 | 13495
virginia | middlesex | southeast | 176.7767 | 4708
virginia | montgomery | mid-atlantic and great lakes | 387.4155 | 35767
virginia | nelson | mid-atlantic and great lakes | 456.9404 | 6396
virginia | new kent | southeast | 221.2559 | 6813
virginia | newport news | southeast | 116.023 | 70664
virginia | norfolk | southeast | 65.0172 | 86485
virginia | northampton | mid-atlantic and great lakes | 186.8015 | 5323
virginia | northumberland | southeast | 201.7297 | 5540
virginia | norton | southeast | 6.7412 | 1750
virginia | nottoway | southeast | 307.8243 | 5706
virginia | orange | southeast | 348.7513 | 12895
virginia | page | mid-atlantic and great lakes | 274.2276 | 8781.7428
virginia | page | southeast | 30.1109 | 964.2572
virginia | patrick | mid-atlantic and great lakes | 478.2421 | 8081
virginia | petersburg | southeast | 21.1953 | 13634
virginia | pittsylvania | mid-atlantic and great lakes | 419.4609 | 11267.5949
virginia | pittsylvania | southeast | 555.2586 | 14915.4051
virginia | poquoson | southeast | 15.3344 | 4525
virginia | portsmouth | southeast | 39.622 | 37324
virginia | powhatan | southeast | 253.89 | 9494
virginia | prince edward | southeast | 349.9505 | 7916
virginia | prince george | southeast | 267.7301 | 11451
virginia | prince william | southeast | 337.4536 | 130785
virginia | pulaski | mid-atlantic and great lakes | 341.7953 | 14821
virginia | radford | mid-atlantic and great lakes | 10.5389 | 5990
virginia | rappahannock | southeast | 276.3926 | 3072
virginia | richmond | southeast | 281.7359 | 90310
virginia | roanoke | mid-atlantic and great lakes | 269.9576 | 72030.3568
virginia | roanoke | southeast | 31.0682 | 8289.6432
virginia | rockbridge | mid-atlantic and great lakes | 52.7241 | 831.1214
virginia | rockbridge | southeast | 553.4199 | 8723.8786
virginia | rockingham | mid-atlantic and great lakes | 609.7973 | 21062.1589
virginia | rockingham | southeast | 234.9431 | 8114.8411
virginia | russell | mid-atlantic and great lakes | 321.4099 | 7893.9317
virginia | russell | southeast | 164.8622 | 4049.0683
virginia | salem | mid-atlantic and great lakes | 9.5991 | 10045
virginia | scott | mid-atlantic and great lakes | 68.969 | 1273.6867
virginia | scott | southeast | 460.3386 | 8501.3133
virginia | shenandoah | mid-atlantic and great lakes | 394.6523 | 13429.1851
virginia | shenandoah | southeast | 107.1714 | 3646.8149
virginia | smyth | mid-atlantic and great lakes | 436.1792 | 13319
virginia | southampton | southeast | 609.79 | 6719
virginia | spotsylvania | southeast | 406.2294 | 41942
virginia | stafford | southeast | 279.9552 | 41769
virginia | staunton | mid-atlantic and great lakes | 17.6131 | 10480
virginia | suffolk | southeast | 435.8458 | 30868
virginia | surry | southeast | 277.8317 | 2826
virginia | sussex | southeast | 498.554 | 3994
virginia | tazewell | mid-atlantic and great lakes | 501.0562 | 17566.3636
virginia | tazewell | southeast | 25.176 | 882.6364
virginia | virginia beach | southeast | 265.8582 | 165089
virginia | warren | mid-atlantic and great lakes | 6.8245 | 433.9867
virginia | warren | southeast | 214.6654 | 13651.0133
virginia | washington | mid-atlantic and great lakes | 450.4124 | 18611.4065
virginia | washington | southeast | 102.4083 | 4231.5935
virginia | waynesboro | southeast | 13.6931 | 8903
virginia | westmoreland | southeast | 257.4633 | 7310
virginia | williamsburg | southeast | 8.9867 | 4571
virginia | winchester | mid-atlantic and great lakes | 9.3571 | 10607
virginia | wise | southeast | 413.8749 | 15968
virginia | wythe | mid-atlantic and great lakes | 456.8329 | 12472
virginia | york | southeast | 122.8495 | 24006
washington | adams | pacific northwest | 1932.6907 | 5720
washington | asotin | pacific northwest | 636.4184 | 9236
washington | benton | pacific northwest | 1752.2964 | 65304
washington | chelan | pacific northwest | 2995.3323 | 27827
washington | clallam | pacific northwest | 1741.8653 | 31329
washington | clark | pacific northwest | 647.5386 | 158099
washington | columbia | pacific northwest | 866.188 | 1762
washington | cowlitz | pacific northwest | 1168.0708 | 40244
washington | douglas | pacific northwest | 1847.2072 | 13894
washington | ferry | pacific northwest | 2256.5677 | 3190
washington | franklin | pacific northwest | 1265.4795 | 23245
washington | garfield | pacific northwest | 723.0042 | 989
washington | grant | pacific northwest | 2788.25 | 30041
washington | grays harbor | pacific northwest | 2023.9942 | 28579
washington | island | pacific northwest | 392.5247 | 32746
washington | jefferson | pacific northwest | 1928.2064 | 14049
washington | king | pacific northwest | 2184.2676 | 789232
washington | kitsap | pacific northwest | 556.0036 | 97220
washington | kittitas | pacific northwest | 2342.6606 | 16595
washington | klickitat | pacific northwest | 1911.1827 | 8327
washington | lewis | pacific northwest | 2446.8118 | 29743
washington | lincoln | pacific northwest | 2332.8641 | 4422
washington | mason | pacific northwest | 1048.2787 | 23832
washington | okanogan | pacific northwest | 5307.8966 | 16519
washington | pacific | pacific northwest | 933.1929 | 9499
washington | pend oreille | pacific northwest | 1424.4615 | 5479
washington | pierce | pacific northwest | 1819.8502 | 299918
washington | san juan | pacific northwest | 364.0016 | 7613
washington | skagit | pacific northwest | 1826.7142 | 45557
washington | skamania | pacific northwest | 1672.3965 | 4522
washington | snohomish | pacific northwest | 2115.9061 | 268325
washington | spokane | pacific northwest | 1783.6665 | 187167
washington | stevens | pacific northwest | 2538.8701 | 17316
washington | thurston | pacific northwest | 759.847 | 100650
washington | wahkiakum | pacific northwest | 279.9659 | 1737
washington | walla walla | pacific northwest | 1301.987 | 21719
washington | whatcom | pacific northwest | 2168.2607 | 80370
washington | whitman | pacific northwest | 2184.5699 | 17468
washington | yakima | pacific northwest | 4321.9372 | 80592
west virginia | barbour | mid-atlantic and great lakes | 351.6472 | 6548
west virginia | berkeley | mid-atlantic and great lakes | 333.3823 | 39855
west virginia | boone | mid-atlantic and great lakes | 517.4147 | 9928
west virginia | braxton | mid-atlantic and great lakes | 507.9738 | 6000
west virginia | brooke | mid-atlantic and great lakes | 99.2205 | 10020
west virginia | cabell | mid-atlantic and great lakes | 279.2817 | 41223
west virginia | calhoun | mid-atlantic and great lakes | 281.0931 | 3268
west virginia | clay | mid-atlantic and great lakes | 344.7281 | 3728
west virginia | doddridge | mid-atlantic and great lakes | 329.2266 | 3099
west virginia | fayette | mid-atlantic and great lakes | 669.3855 | 18813
west virginia | gilmer | mid-atlantic and great lakes | 348.1402 | 2753
west virginia | grant | mid-atlantic and great lakes | 481.8554 | 4941
west virginia | greenbrier | mid-atlantic and great lakes | 1012.7998 | 15443
west virginia | hampshire | mid-atlantic and great lakes | 648.0209 | 9595
west virginia | hancock | mid-atlantic and great lakes | 89.4133 | 13297
west virginia | hardy | mid-atlantic and great lakes | 596.7937 | 5818
west virginia | harrison | mid-atlantic and great lakes | 417.0972 | 28533
west virginia | jackson | mid-atlantic and great lakes | 487.99 | 11931
west virginia | jefferson | mid-atlantic and great lakes | 215.0257 | 19931
west virginia | kanawha | mid-atlantic and great lakes | 897.9395 | 84201
west virginia | lewis | mid-atlantic and great lakes | 394.9689 | 6863
west virginia | lincoln | mid-atlantic and great lakes | 444.719 | 8783
west virginia | logan | mid-atlantic and great lakes | 450.8296 | 14907
west virginia | marion | mid-atlantic and great lakes | 331.3951 | 23786
west virginia | marshall | mid-atlantic and great lakes | 318.967 | 13869
west virginia | mason | mid-atlantic and great lakes | 455.3913 | 11149
west virginia | mcdowell | mid-atlantic and great lakes | 553.8465 | 9176
west virginia | mercer | mid-atlantic and great lakes | 419.9124 | 26603
west virginia | mineral | mid-atlantic and great lakes | 334.3018 | 11550
west virginia | mingo | mid-atlantic and great lakes | 419.38 | 11125
west virginia | monongalia | mid-atlantic and great lakes | 351.7576 | 39777
west virginia | monroe | mid-atlantic and great lakes | 479.1248 | 5655
west virginia | morgan | mid-atlantic and great lakes | 212.8478 | 7303
west virginia | nicholas | mid-atlantic and great lakes | 665.1679 | 10938
west virginia | ohio | mid-atlantic and great lakes | 109.9452 | 18914
west virginia | pendleton | mid-atlantic and great lakes | 710.0487 | 3285
west virginia | pleasants | mid-atlantic and great lakes | 131.2647 | 2861
west virginia | pocahontas | mid-atlantic and great lakes | 944.6175 | 3758
west virginia | preston | mid-atlantic and great lakes | 658.7781 | 12895
west virginia | putnam | mid-atlantic and great lakes | 354.0201 | 21981
west virginia | raleigh | mid-atlantic and great lakes | 592.2828 | 31831
west virginia | randolph | mid-atlantic and great lakes | 1032.0993 | 11695
west virginia | ritchie | mid-atlantic and great lakes | 449.064 | 4367
west virginia | roane | mid-atlantic and great lakes | 488.0802 | 6195
west virginia | summers | mid-atlantic and great lakes | 373.3556 | 5572
west virginia | taylor | mid-atlantic and great lakes | 172.25 | 6778
west virginia | tucker | mid-atlantic and great lakes | 420.4729 | 3057
west virginia | tyler | mid-atlantic and great lakes | 260.9394 | 3858
west virginia | upshur | mid-atlantic and great lakes | 348.6144 | 9619
west virginia | wayne | mid-atlantic and great lakes | 512.4687 | 17347
west virginia | webster | mid-atlantic and great lakes | 544.0549 | 3792
west virginia | wetzel | mid-atlantic and great lakes | 351.354 | 6968
west virginia | wirt | mid-atlantic and great lakes | 231.3215 | 2391
west virginia | wood | mid-atlantic and great lakes | 373.43 | 36571
west virginia | wyoming | mid-atlantic and great lakes | 488.4703 | 9687
wisconsin | adams | upper midwest | 692.8883 | 8666
wisconsin | ashland | upper midwest | 998.4899 | 6736
wisconsin | barron | upper midwest | 888.7296 | 19173
wisconsin | bayfield | upper midwest | 1505.9557 | 6686
wisconsin | brown | upper midwest | 500.0864 | 92084.9901
wisconsin | brown | mid-atlantic and great lakes | 34.2026 | 6298.0099
wisconsin | buffalo | upper midwest | 706.5381 | 5708
wisconsin | burnett | upper midwest | 884.2487 | 6807
wisconsin | calumet | upper midwest | 330.1286 | 15434.3823
wisconsin | calumet | mid-atlantic and great lakes | 67.1752 | 3140.6177
wisconsin | chippewa | upper midwest | 1045.1773 | 24410
wisconsin | clark | upper midwest | 1221.1152 | 12679
wisconsin | columbia | upper midwest | 800.7937 | 22735
wisconsin | crawford | upper midwest | 597.2336 | 6812
wisconsin | dane | upper midwest | 1117.0085 | 184640.1689
wisconsin | dane | mid-atlantic and great lakes | 115.6078 | 19109.8311
wisconsin | dodge | upper midwest | 536.2192 | 20097.4818
wisconsin | dodge | mid-atlantic and great lakes | 366.663 | 13742.5182
wisconsin | door | upper midwest | 527.5027 | 12548
wisconsin | douglas | upper midwest | 1341.6329 | 18555
wisconsin | dunn | upper midwest | 858.4579 | 16373
wisconsin | eau claire | upper midwest | 644.2647 | 39493
wisconsin | florence | upper midwest | 498.8436 | 1948.5281
wisconsin | florence | mid-atlantic and great lakes | 9.8492 | 38.4719
wisconsin | fond du lac | upper midwest | 546.9583 | 29079.17
wisconsin | fond du lac | mid-atlantic and great lakes | 218.523 | 11617.83
wisconsin | forest | upper midwest | 1040.7193 | 3836
wisconsin | grant | upper midwest | 1186.5586 | 19396
wisconsin | green lake | upper midwest | 385.4813 | 7919
wisconsin | green | upper midwest | 584.6359 | 14866
wisconsin | iowa | upper midwest | 768.2289 | 9547
wisconsin | iron | upper midwest | 803.0699 | 2822
wisconsin | jackson | upper midwest | 1005.213 | 7843
wisconsin | jefferson | upper midwest | 27.2946 | 1507.6227
wisconsin | jefferson | mid-atlantic and great lakes | 554.1638 | 30609.3773
wisconsin | juneau | upper midwest | 800.5873 | 10527
wisconsin | kenosha | upper midwest | 17.1813 | 3858.5923
wisconsin | kenosha | mid-atlantic and great lakes | 261.7823 | 58791.4077
wisconsin | kewaunee | upper midwest | 341.4451 | 8239
wisconsin | la crosse | upper midwest | 476.6554 | 46137
wisconsin | lafayette | upper midwest | 634.1382 | 6609
wisconsin | langlade | upper midwest | 879.8308 | 8587
wisconsin | lincoln | upper midwest | 904.0635 | 12094
wisconsin | manitowoc | upper midwest | 590.9034 | 34013
wisconsin | marathon | upper midwest | 1577.6707 | 53176
wisconsin | marinette | upper midwest | 1423.1774 | 17974
wisconsin | marquette | upper midwest | 461.3839 | 6571
wisconsin | menominee | upper midwest | 365.4127 | 1318
wisconsin | milwaukee | mid-atlantic and great lakes | 238.5407 | 383591
wisconsin | monroe | upper midwest | 903.3149 | 17376
wisconsin | oconto | upper midwest | 903.4153 | 13532.3231
wisconsin | oconto | mid-atlantic and great lakes | 125.6871 | 1882.6769
wisconsin | oneida | upper midwest | 1241.414 | 16003
wisconsin | outagamie | upper midwest | 36.5914 | 3957.5254
wisconsin | outagamie | mid-atlantic and great lakes | 607.3759 | 65690.4746
wisconsin | ozaukee | mid-atlantic and great lakes | 233.3523 | 34228
wisconsin | pepin | upper midwest | 253.184 | 3051
wisconsin | pierce | upper midwest | 592.6879 | 15002
wisconsin | polk | upper midwest | 959.041 | 18004
wisconsin | portage | upper midwest | 819.8304 | 27814
wisconsin | price | upper midwest | 1276.3802 | 6329
wisconsin | racine | mid-atlantic and great lakes | 339.4504 | 75651
wisconsin | richland | upper midwest | 588.242 | 7349
wisconsin | rock | upper midwest | 683.4315 | 59309.0937
wisconsin | rock | mid-atlantic and great lakes | 41.4364 | 3595.9063
wisconsin | rusk | upper midwest | 929.876 | 6232
wisconsin | sauk | upper midwest | 848.0066 | 25192
wisconsin | sawyer | upper midwest | 1353.061 | 7038
wisconsin | shawano | upper midwest | 658.7453 | 12323.5618
wisconsin | shawano | mid-atlantic and great lakes | 250.9906 | 4695.4382
wisconsin | sheboygan | upper midwest | 77.4157 | 6935.0004
wisconsin | sheboygan | mid-atlantic and great lakes | 440.438 | 39454.9996
wisconsin | st. croix | upper midwest | 737.3453 | 31799
wisconsin | taylor | upper midwest | 984.8062 | 8388
wisconsin | trempealeau | upper midwest | 740.6916 | 11524
wisconsin | vernon | upper midwest | 820.1263 | 11616
wisconsin | vilas | upper midwest | 717.2089 | 6826.0818
wisconsin | vilas | mid-atlantic and great lakes | 297.5465 | 2831.9182
wisconsin | walworth | upper midwest | 200.6845 | 13823.1751
wisconsin | walworth | mid-atlantic and great lakes | 375.6645 | 25875.8249
wisconsin | washburn | upper midwest | 845.6441 | 6916
wisconsin | washington | mid-atlantic and great lakes | 440.4123 | 51605
wisconsin | waukesha | mid-atlantic and great lakes | 580.5336 | 152663
wisconsin | waupaca | upper midwest | 549.579 | 15352.9034
wisconsin | waupaca | mid-atlantic and great lakes | 215.9991 | 6034.0967
wisconsin | waushara | upper midwest | 547.2376 | 8530.8551
wisconsin | waushara | mid-atlantic and great lakes | 90.9712 | 1418.1449
wisconsin | winnebago | upper midwest | 464.1833 | 54412.182
wisconsin | winnebago | mid-atlantic and great lakes | 114.8496 | 13462.818
wisconsin | wood | upper midwest | 809.1267 | 31598
wyoming | albany | rocky mountains | 4295.8452 | 15691
wyoming | big horn | pacific northwest | 691.1748 | 1013.4643
wyoming | big horn | rocky mountains | 2419.3917 | 3547.5357
wyoming | campbell | rocky mountains | 4796.792 | 17172
wyoming | carbon | pacific northwest | 3069.7426 | 2463.0934
wyoming | carbon | rocky mountains | 4891.5942 | 3924.9066
wyoming | converse | pacific northwest | 3914.5253 | 5198.5626
wyoming | converse | rocky mountains | 357.252 | 474.4374
wyoming | crook | rocky mountains | 2862.8788 | 2921
wyoming | fremont | pacific northwest | 4832.7593 | 8036.1429
wyoming | fremont | rocky mountains | 4461.5372 | 7418.8571
wyoming | goshen | rocky mountains | 2232.7189 | 5311
wyoming | hot springs | pacific northwest | 1999.3813 | 2185
wyoming | johnson | rocky mountains | 4181.0836 | 3782
wyoming | laramie | pacific northwest | 1491.4731 | 20865.5834
wyoming | laramie | rocky mountains | 1194.4615 | 16710.4166
wyoming | lincoln | pacific northwest | 4087.1988 | 6861
wyoming | natrona | pacific northwest | 1219.6511 | 6955.8344
wyoming | natrona | rocky mountains | 4148.625 | 23660.1656
wyoming | niobrara | rocky mountains | 2630.9418 | 1069
wyoming | park | pacific northwest | 6944.4741 | 11831.0173
wyoming | park | rocky mountains | 31.6863 | 53.9827
wyoming | platte | rocky mountains | 2109.8099 | 3838
wyoming | sheridan | pacific northwest | 292.947 | 1422.0064
wyoming | sheridan | rocky mountains | 2253.3319 | 10937.9936
wyoming | sublette | pacific northwest | 4920.0076 | 3906
wyoming | sweetwater | pacific northwest | 10484.8908 | 16446.7395
wyoming | sweetwater | rocky mountains | 18.0162 | 28.2604
wyoming | teton | pacific northwest | 4220.1426 | 8973
wyoming | uinta | pacific northwest | 947.4441 | 3482.8043
wyoming | uinta | rocky mountains | 1138.5191 | 4185.1957
wyoming | washakie | pacific northwest | 1103.8098 | 1713.6921
wyoming | washakie | rocky mountains | 1145.4296 | 1778.3079
wyoming | weston | rocky mountains | 2396.9729 | 3021

## generator_capital_cost
cost type | tech | zone | vintage | unit | REF | E+ | E- | E+ RE+ | E+ RE- | E+ B+ | E- B+ | E+ RE+ B+ | E+ RE- B+ | cover | Notes:
capacity (extension) | existing_nuclear power plant | all | all | 2016 usd/kilowatt | 500 | 500 | 500 | 500 | 500 | 500 | 500 | 500 | 500 |  | An inflation factor of 4% was used to convert 2016 dollars (seen here) to 2018 dollars (shown elsewhere in the outputs)
capacity (new) | advanced nuclear plant | all | 2020 | 2016 usd/kilowatt | 6465 | 6465 | 6465 | 6465 | 6465 | 6465 | 6465 | 6465 | 6465
|  |  | 2025 | 2016 usd/kilowatt | 6333 | 6333 | 6333 | 6333 | 6333 | 6333 | 6333 | 6333 | 6333
|  |  | 2030 | 2016 usd/kilowatt | 6186 | 6186 | 6186 | 6186 | 6186 | 6186 | 6186 | 6186 | 6186
|  |  | 2035 | 2016 usd/kilowatt | 6019 | 6019 | 6019 | 6019 | 6019 | 6019 | 6019 | 6019 | 6019
|  |  | 2040 | 2016 usd/kilowatt | 5852 | 5852 | 5852 | 5852 | 5852 | 5852 | 5852 | 5852 | 5852
|  |  | 2045 | 2016 usd/kilowatt | 5688 | 5688 | 5688 | 5688 | 5688 | 5688 | 5688 | 5688 | 5688
|  |  | 2050 | 2016 usd/kilowatt | 5515 | 5515 | 5515 | 5515 | 5515 | 5515 | 5515 | 5515 | 5515
| biomass power plant | all | 2020 | 2016 usd/kilowatt | 3672 | 3672 | 3672 | 3672 | 3672 | 3672 | 3672 | 3672 | 3672
|  |  | 2025 | 2016 usd/kilowatt | 3697 | 3697 | 3697 | 3697 | 3697 | 3697 | 3697 | 3697 | 3697
|  |  | 2030 | 2016 usd/kilowatt | 3622 | 3622 | 3622 | 3622 | 3622 | 3622 | 3622 | 3622 | 3622
|  |  | 2035 | 2016 usd/kilowatt | 3549 | 3549 | 3549 | 3549 | 3549 | 3549 | 3549 | 3549 | 3549
|  |  | 2040 | 2016 usd/kilowatt | 3477 | 3477 | 3477 | 3477 | 3477 | 3477 | 3477 | 3477 | 3477
|  |  | 2045 | 2016 usd/kilowatt | 3405 | 3405 | 3405 | 3405 | 3405 | 3405 | 3405 | 3405 | 3405
|  |  | 2050 | 2016 usd/kilowatt | 3329 | 3329 | 3329 | 3329 | 3329 | 3329 | 3329 | 3329 | 3329
| biomass w/ccu allam power plant | all | all | 2016 usd/kilowatt | 7144 | 7144 | 7144 | 7144 | 7144 | 7144 | 7144 | 7144 | 7144
| biomass w/ccu power plant | all | all | 2016 usd/kilowatt | 6338 | 6338 | 6338 | 6338 | 6338 | 6338 | 6338 | 6338 | 6338
| gas combined cycle ccu oxyfuel | all | all | 2016 usd/kilowatt | 1924 | 1924 | 1924 | 1924 | 1924 | 1924 | 1924 | 1924 | 1924
| gas combined cycle power plant | all | 2020 | 2016 usd/kilowatt | 888 | 888 | 888 | 888 | 888 | 888 | 888 | 888 | 888
|  |  | 2025 | 2016 usd/kilowatt | 865 | 865 | 865 | 865 | 865 | 865 | 865 | 865 | 865
|  |  | 2030 | 2016 usd/kilowatt | 842 | 842 | 842 | 842 | 842 | 842 | 842 | 842 | 842
|  |  | 2035 | 2016 usd/kilowatt | 826 | 826 | 826 | 826 | 826 | 826 | 826 | 826 | 826
|  |  | 2040 | 2016 usd/kilowatt | 813 | 813 | 813 | 813 | 813 | 813 | 813 | 813 | 813
|  |  | 2045 | 2016 usd/kilowatt | 804 | 804 | 804 | 804 | 804 | 804 | 804 | 804 | 804
|  |  | 2050 | 2016 usd/kilowatt | 793 | 793 | 793 | 793 | 793 | 793 | 793 | 793 | 793
| gas combined cycle power plant with ccu | all | 2020 | 2016 usd/kilowatt | 2176 | 2176 | 2176 | 2176 | 2176 | 2176 | 2176 | 2176 | 2176
|  |  | 2025 | 2016 usd/kilowatt | 2090 | 2090 | 2090 | 2090 | 2090 | 2090 | 2090 | 2090 | 2090
|  |  | 2030 | 2016 usd/kilowatt | 1979 | 1979 | 1979 | 1979 | 1979 | 1979 | 1979 | 1979 | 1979
|  |  | 2035 | 2016 usd/kilowatt | 1903 | 1903 | 1903 | 1903 | 1903 | 1903 | 1903 | 1903 | 1903
|  |  | 2040 | 2016 usd/kilowatt | 1837 | 1837 | 1837 | 1837 | 1837 | 1837 | 1837 | 1837 | 1837
|  |  | 2045 | 2016 usd/kilowatt | 1781 | 1781 | 1781 | 1781 | 1781 | 1781 | 1781 | 1781 | 1781
|  |  | 2050 | 2016 usd/kilowatt | 1723 | 1723 | 1723 | 1723 | 1723 | 1723 | 1723 | 1723 | 1723
| gas combustion turbine power plant | all | all | 2016 usd/kilowatt | 520 | 520 | 520 | 520 | 520 | 520 | 520 | 520 | 520
| geothermal power plant_1 | all | 2020 | 2016 usd/kilowatt | 5472 | 5472 | 5472 | 5472 | 5472 | 5472 | 5472 | 5472 | 5472
|  |  | 2025 | 2016 usd/kilowatt | 5430 | 5430 | 5430 | 5430 | 5430 | 5430 | 5430 | 5430 | 5430
|  |  | 2030 | 2016 usd/kilowatt | 5361 | 5361 | 5361 | 5361 | 5361 | 5361 | 5361 | 5361 | 5361
|  |  | 2035 | 2016 usd/kilowatt | 5292 | 5292 | 5292 | 5292 | 5292 | 5292 | 5292 | 5292 | 5292
|  |  | 2040 | 2016 usd/kilowatt | 5222 | 5222 | 5222 | 5222 | 5222 | 5222 | 5222 | 5222 | 5222
|  |  | 2045 | 2016 usd/kilowatt | 5153 | 5153 | 5153 | 5153 | 5153 | 5153 | 5153 | 5153 | 5153
|  |  | 2050 | 2016 usd/kilowatt | 5084 | 5084 | 5084 | 5084 | 5084 | 5084 | 5084 | 5084 | 5084
| li-ion | all | 2020 | 2016 usd/kilowatt | 555 | 555 | 555 | 555 | 555 | 555 | 555 | 555 | 555
|  |  | 2025 | 2016 usd/kilowatt | 473 | 473 | 473 | 473 | 473 | 473 | 473 | 473 | 473
|  |  | 2030 | 2016 usd/kilowatt | 378 | 378 | 378 | 378 | 378 | 378 | 378 | 378 | 378
|  |  | 2035 | 2016 usd/kilowatt | 337 | 337 | 337 | 337 | 337 | 337 | 337 | 337 | 337
|  |  | 2040 | 2016 usd/kilowatt | 315 | 315 | 315 | 315 | 315 | 315 | 315 | 315 | 315
|  |  | 2045 | 2016 usd/kilowatt | 294 | 294 | 294 | 294 | 294 | 294 | 294 | 294 | 294
|  |  | 2050 | 2016 usd/kilowatt | 272 | 272 | 272 | 272 | 272 | 272 | 272 | 272 | 272
| offshore wind fixed power plant_1 | all | 2020 | 2016 usd/kilowatt | 2748 | 2748 | 2748 | 2748 | 2748 | 2748 | 2748 | 2748 | 2748
|  |  | 2025 | 2016 usd/kilowatt | 2494 | 2494 | 2494 | 2494 | 2494 | 2494 | 2494 | 2494 | 2494
|  |  | 2030 | 2016 usd/kilowatt | 2119 | 2119 | 2119 | 2119 | 2119 | 2119 | 2119 | 2119 | 2119
|  |  | 2035 | 2016 usd/kilowatt | 1800 | 1800 | 1800 | 1800 | 1800 | 1800 | 1800 | 1800 | 1800
|  |  | 2040 | 2016 usd/kilowatt | 1529 | 1529 | 1529 | 1529 | 1529 | 1529 | 1529 | 1529 | 1529
|  |  | 2045 | 2016 usd/kilowatt | 1299 | 1299 | 1299 | 1299 | 1299 | 1299 | 1299 | 1299 | 1299
|  |  | 2050 | 2016 usd/kilowatt | 1104 | 1104 | 1104 | 1104 | 1104 | 1104 | 1104 | 1104 | 1104
| offshore wind fixed power plant_2 | all | 2020 | 2016 usd/kilowatt | 2824 | 2824 | 2824 | 2824 | 2824 | 2824 | 2824 | 2824 | 2824
|  |  | 2025 | 2016 usd/kilowatt | 2563 | 2563 | 2563 | 2563 | 2563 | 2563 | 2563 | 2563 | 2563
|  |  | 2030 | 2016 usd/kilowatt | 2178 | 2178 | 2178 | 2178 | 2178 | 2178 | 2178 | 2178 | 2178
|  |  | 2035 | 2016 usd/kilowatt | 1850 | 1850 | 1850 | 1850 | 1850 | 1850 | 1850 | 1850 | 1850
|  |  | 2040 | 2016 usd/kilowatt | 1572 | 1572 | 1572 | 1572 | 1572 | 1572 | 1572 | 1572 | 1572
|  |  | 2045 | 2016 usd/kilowatt | 1335 | 1335 | 1335 | 1335 | 1335 | 1335 | 1335 | 1335 | 1335
|  |  | 2050 | 2016 usd/kilowatt | 1134 | 1134 | 1134 | 1134 | 1134 | 1134 | 1134 | 1134 | 1134
| offshore wind fixed power plant_3 | all | 2020 | 2016 usd/kilowatt | 2910 | 2910 | 2910 | 2910 | 2910 | 2910 | 2910 | 2910 | 2910
|  |  | 2025 | 2016 usd/kilowatt | 2641 | 2641 | 2641 | 2641 | 2641 | 2641 | 2641 | 2641 | 2641
|  |  | 2030 | 2016 usd/kilowatt | 2244 | 2244 | 2244 | 2244 | 2244 | 2244 | 2244 | 2244 | 2244
|  |  | 2035 | 2016 usd/kilowatt | 1906 | 1906 | 1906 | 1906 | 1906 | 1906 | 1906 | 1906 | 1906
|  |  | 2040 | 2016 usd/kilowatt | 1619 | 1619 | 1619 | 1619 | 1619 | 1619 | 1619 | 1619 | 1619
|  |  | 2045 | 2016 usd/kilowatt | 1376 | 1376 | 1376 | 1376 | 1376 | 1376 | 1376 | 1376 | 1376
|  |  | 2050 | 2016 usd/kilowatt | 1169 | 1169 | 1169 | 1169 | 1169 | 1169 | 1169 | 1169 | 1169
| offshore wind fixed power plant_4 | all | 2020 | 2016 usd/kilowatt | 3160 | 3160 | 3160 | 3160 | 3160 | 3160 | 3160 | 3160 | 3160
|  |  | 2025 | 2016 usd/kilowatt | 2868 | 2868 | 2868 | 2868 | 2868 | 2868 | 2868 | 2868 | 2868
|  |  | 2030 | 2016 usd/kilowatt | 2437 | 2437 | 2437 | 2437 | 2437 | 2437 | 2437 | 2437 | 2437
|  |  | 2035 | 2016 usd/kilowatt | 2070 | 2070 | 2070 | 2070 | 2070 | 2070 | 2070 | 2070 | 2070
|  |  | 2040 | 2016 usd/kilowatt | 1759 | 1759 | 1759 | 1759 | 1759 | 1759 | 1759 | 1759 | 1759
|  |  | 2045 | 2016 usd/kilowatt | 1494 | 1494 | 1494 | 1494 | 1494 | 1494 | 1494 | 1494 | 1494
|  |  | 2050 | 2016 usd/kilowatt | 1269 | 1269 | 1269 | 1269 | 1269 | 1269 | 1269 | 1269 | 1269
| offshore wind floating power plant_1 | all | 2020 | 2016 usd/kilowatt | 3994 | 3994 | 3994 | 3994 | 3994 | 3994 | 3994 | 3994 | 3994
|  |  | 2025 | 2016 usd/kilowatt | 3523 | 3523 | 3523 | 3523 | 3523 | 3523 | 3523 | 3523 | 3523
|  |  | 2030 | 2016 usd/kilowatt | 2849 | 2849 | 2849 | 2849 | 2849 | 2849 | 2849 | 2849 | 2849
|  |  | 2035 | 2016 usd/kilowatt | 2305 | 2305 | 2305 | 2305 | 2305 | 2305 | 2305 | 2305 | 2305
|  |  | 2040 | 2016 usd/kilowatt | 1864 | 1864 | 1864 | 1864 | 1864 | 1864 | 1864 | 1864 | 1864
|  |  | 2045 | 2016 usd/kilowatt | 1508 | 1508 | 1508 | 1508 | 1508 | 1508 | 1508 | 1508 | 1508
|  |  | 2050 | 2016 usd/kilowatt | 1220 | 1220 | 1220 | 1220 | 1220 | 1220 | 1220 | 1220 | 1220
| offshore wind floating power plant_2 | all | 2020 | 2016 usd/kilowatt | 3889 | 3889 | 3889 | 3889 | 3889 | 3889 | 3889 | 3889 | 3889
|  |  | 2025 | 2016 usd/kilowatt | 3430 | 3430 | 3430 | 3430 | 3430 | 3430 | 3430 | 3430 | 3430
|  |  | 2030 | 2016 usd/kilowatt | 2775 | 2775 | 2775 | 2775 | 2775 | 2775 | 2775 | 2775 | 2775
|  |  | 2035 | 2016 usd/kilowatt | 2244 | 2244 | 2244 | 2244 | 2244 | 2244 | 2244 | 2244 | 2244
|  |  | 2040 | 2016 usd/kilowatt | 1815 | 1815 | 1815 | 1815 | 1815 | 1815 | 1815 | 1815 | 1815
|  |  | 2045 | 2016 usd/kilowatt | 1468 | 1468 | 1468 | 1468 | 1468 | 1468 | 1468 | 1468 | 1468
|  |  | 2050 | 2016 usd/kilowatt | 1188 | 1188 | 1188 | 1188 | 1188 | 1188 | 1188 | 1188 | 1188
| offshore wind floating power plant_3 | all | 2020 | 2016 usd/kilowatt | 3899 | 3899 | 3899 | 3899 | 3899 | 3899 | 3899 | 3899 | 3899
|  |  | 2025 | 2016 usd/kilowatt | 3439 | 3439 | 3439 | 3439 | 3439 | 3439 | 3439 | 3439 | 3439
|  |  | 2030 | 2016 usd/kilowatt | 2782 | 2782 | 2782 | 2782 | 2782 | 2782 | 2782 | 2782 | 2782
|  |  | 2035 | 2016 usd/kilowatt | 2250 | 2250 | 2250 | 2250 | 2250 | 2250 | 2250 | 2250 | 2250
|  |  | 2040 | 2016 usd/kilowatt | 1820 | 1820 | 1820 | 1820 | 1820 | 1820 | 1820 | 1820 | 1820
|  |  | 2045 | 2016 usd/kilowatt | 1472 | 1472 | 1472 | 1472 | 1472 | 1472 | 1472 | 1472 | 1472
|  |  | 2050 | 2016 usd/kilowatt | 1191 | 1191 | 1191 | 1191 | 1191 | 1191 | 1191 | 1191 | 1191
| offshore wind floating power plant_4 | all | 2020 | 2016 usd/kilowatt | 4041 | 4041 | 4041 | 4041 | 4041 | 4041 | 4041 | 4041 | 4041
|  |  | 2025 | 2016 usd/kilowatt | 3565 | 3565 | 3565 | 3565 | 3565 | 3565 | 3565 | 3565 | 3565
|  |  | 2030 | 2016 usd/kilowatt | 2883 | 2883 | 2883 | 2883 | 2883 | 2883 | 2883 | 2883 | 2883
|  |  | 2035 | 2016 usd/kilowatt | 2332 | 2332 | 2332 | 2332 | 2332 | 2332 | 2332 | 2332 | 2332
|  |  | 2040 | 2016 usd/kilowatt | 1886 | 1886 | 1886 | 1886 | 1886 | 1886 | 1886 | 1886 | 1886
|  |  | 2045 | 2016 usd/kilowatt | 1526 | 1526 | 1526 | 1526 | 1526 | 1526 | 1526 | 1526 | 1526
|  |  | 2050 | 2016 usd/kilowatt | 1234 | 1234 | 1234 | 1234 | 1234 | 1234 | 1234 | 1234 | 1234
| offshore wind floating power plant_5 | all | 2020 | 2016 usd/kilowatt | 4152 | 4152 | 4152 | 4152 | 4152 | 4152 | 4152 | 4152 | 4152
|  |  | 2025 | 2016 usd/kilowatt | 3662 | 3662 | 3662 | 3662 | 3662 | 3662 | 3662 | 3662 | 3662
|  |  | 2030 | 2016 usd/kilowatt | 2962 | 2962 | 2962 | 2962 | 2962 | 2962 | 2962 | 2962 | 2962
|  |  | 2035 | 2016 usd/kilowatt | 2396 | 2396 | 2396 | 2396 | 2396 | 2396 | 2396 | 2396 | 2396
|  |  | 2040 | 2016 usd/kilowatt | 1938 | 1938 | 1938 | 1938 | 1938 | 1938 | 1938 | 1938 | 1938
|  |  | 2045 | 2016 usd/kilowatt | 1567 | 1567 | 1567 | 1567 | 1567 | 1567 | 1567 | 1567 | 1567
|  |  | 2050 | 2016 usd/kilowatt | 1268 | 1268 | 1268 | 1268 | 1268 | 1268 | 1268 | 1268 | 1268
| offshore wind floating power plant_6 | all | 2020 | 2016 usd/kilowatt | 4160 | 4160 | 4160 | 4160 | 4160 | 4160 | 4160 | 4160 | 4160
|  |  | 2025 | 2016 usd/kilowatt | 3669 | 3669 | 3669 | 3669 | 3669 | 3669 | 3669 | 3669 | 3669
|  |  | 2030 | 2016 usd/kilowatt | 2968 | 2968 | 2968 | 2968 | 2968 | 2968 | 2968 | 2968 | 2968
|  |  | 2035 | 2016 usd/kilowatt | 2400 | 2400 | 2400 | 2400 | 2400 | 2400 | 2400 | 2400 | 2400
|  |  | 2040 | 2016 usd/kilowatt | 1942 | 1942 | 1942 | 1942 | 1942 | 1942 | 1942 | 1942 | 1942
|  |  | 2045 | 2016 usd/kilowatt | 1570 | 1570 | 1570 | 1570 | 1570 | 1570 | 1570 | 1570 | 1570
|  |  | 2050 | 2016 usd/kilowatt | 1270 | 1270 | 1270 | 1270 | 1270 | 1270 | 1270 | 1270 | 1270
| offshore wind floating power plant_7 | all | 2020 | 2016 usd/kilowatt | 4110 | 4110 | 4110 | 4110 | 4110 | 4110 | 4110 | 4110 | 4110
|  |  | 2025 | 2016 usd/kilowatt | 3625 | 3625 | 3625 | 3625 | 3625 | 3625 | 3625 | 3625 | 3625
|  |  | 2030 | 2016 usd/kilowatt | 2932 | 2932 | 2932 | 2932 | 2932 | 2932 | 2932 | 2932 | 2932
|  |  | 2035 | 2016 usd/kilowatt | 2372 | 2372 | 2372 | 2372 | 2372 | 2372 | 2372 | 2372 | 2372
|  |  | 2040 | 2016 usd/kilowatt | 1918 | 1918 | 1918 | 1918 | 1918 | 1918 | 1918 | 1918 | 1918
|  |  | 2045 | 2016 usd/kilowatt | 1552 | 1552 | 1552 | 1552 | 1552 | 1552 | 1552 | 1552 | 1552
|  |  | 2050 | 2016 usd/kilowatt | 1255 | 1255 | 1255 | 1255 | 1255 | 1255 | 1255 | 1255 | 1255
| offshore wind floating power plant_8 | all | 2020 | 2016 usd/kilowatt | 4313 | 4313 | 4313 | 4313 | 4313 | 4313 | 4313 | 4313 | 4313
|  |  | 2025 | 2016 usd/kilowatt | 3804 | 3804 | 3804 | 3804 | 3804 | 3804 | 3804 | 3804 | 3804
|  |  | 2030 | 2016 usd/kilowatt | 3077 | 3077 | 3077 | 3077 | 3077 | 3077 | 3077 | 3077 | 3077
|  |  | 2035 | 2016 usd/kilowatt | 2489 | 2489 | 2489 | 2489 | 2489 | 2489 | 2489 | 2489 | 2489
|  |  | 2040 | 2016 usd/kilowatt | 2013 | 2013 | 2013 | 2013 | 2013 | 2013 | 2013 | 2013 | 2013
|  |  | 2045 | 2016 usd/kilowatt | 1628 | 1628 | 1628 | 1628 | 1628 | 1628 | 1628 | 1628 | 1628
|  |  | 2050 | 2016 usd/kilowatt | 1317 | 1317 | 1317 | 1317 | 1317 | 1317 | 1317 | 1317 | 1317
| onshore wind power plant_1 | california agg. | 2020 | 2016 usd/kilowatt | 1944 | 1944 | 1944 | 1944 | 1944 | 1944 | 1944 | 1944 | 1944
|  |  | 2025 | 2016 usd/kilowatt | 1839 | 1839 | 1839 | 1839 | 1839 | 1839 | 1839 | 1839 | 1839
|  |  | 2030 | 2016 usd/kilowatt | 1664 | 1664 | 1664 | 1664 | 1664 | 1664 | 1664 | 1664 | 1664
|  |  | 2035 | 2016 usd/kilowatt | 1542 | 1542 | 1542 | 1542 | 1542 | 1542 | 1542 | 1542 | 1542
|  |  | 2040 | 2016 usd/kilowatt | 1456 | 1456 | 1456 | 1456 | 1456 | 1456 | 1456 | 1456 | 1456
|  |  | 2045 | 2016 usd/kilowatt | 1368 | 1368 | 1368 | 1368 | 1368 | 1368 | 1368 | 1368 | 1368
|  |  | 2050 | 2016 usd/kilowatt | 1280 | 1280 | 1280 | 1280 | 1280 | 1280 | 1280 | 1280 | 1280
|  | desert southwest agg. | 2020 | 2016 usd/kilowatt | 1513 | 1513 | 1513 | 1513 | 1513 | 1513 | 1513 | 1513 | 1513
|  |  | 2025 | 2016 usd/kilowatt | 1431 | 1431 | 1431 | 1431 | 1431 | 1431 | 1431 | 1431 | 1431
|  |  | 2030 | 2016 usd/kilowatt | 1295 | 1295 | 1295 | 1295 | 1295 | 1295 | 1295 | 1295 | 1295
|  |  | 2035 | 2016 usd/kilowatt | 1200 | 1200 | 1200 | 1200 | 1200 | 1200 | 1200 | 1200 | 1200
|  |  | 2040 | 2016 usd/kilowatt | 1133 | 1133 | 1133 | 1133 | 1133 | 1133 | 1133 | 1133 | 1133
|  |  | 2045 | 2016 usd/kilowatt | 1065 | 1065 | 1065 | 1065 | 1065 | 1065 | 1065 | 1065 | 1065
|  |  | 2050 | 2016 usd/kilowatt | 996 | 996 | 996 | 996 | 996 | 996 | 996 | 996 | 996
|  | louisiana and ozarks agg. | 2020 | 2016 usd/kilowatt | 1496 | 1496 | 1496 | 1496 | 1496 | 1496 | 1496 | 1496 | 1496
|  |  | 2025 | 2016 usd/kilowatt | 1415 | 1415 | 1415 | 1415 | 1415 | 1415 | 1415 | 1415 | 1415
|  |  | 2030 | 2016 usd/kilowatt | 1280 | 1280 | 1280 | 1280 | 1280 | 1280 | 1280 | 1280 | 1280
|  |  | 2035 | 2016 usd/kilowatt | 1186 | 1186 | 1186 | 1186 | 1186 | 1186 | 1186 | 1186 | 1186
|  |  | 2040 | 2016 usd/kilowatt | 1120 | 1120 | 1120 | 1120 | 1120 | 1120 | 1120 | 1120 | 1120
|  |  | 2045 | 2016 usd/kilowatt | 1052 | 1052 | 1052 | 1052 | 1052 | 1052 | 1052 | 1052 | 1052
|  |  | 2050 | 2016 usd/kilowatt | 985 | 985 | 985 | 985 | 985 | 985 | 985 | 985 | 985
|  | lower midwest agg. | 2020 | 2016 usd/kilowatt | 1496 | 1496 | 1496 | 1496 | 1496 | 1496 | 1496 | 1496 | 1496
|  |  | 2025 | 2016 usd/kilowatt | 1415 | 1415 | 1415 | 1415 | 1415 | 1415 | 1415 | 1415 | 1415
|  |  | 2030 | 2016 usd/kilowatt | 1280 | 1280 | 1280 | 1280 | 1280 | 1280 | 1280 | 1280 | 1280
|  |  | 2035 | 2016 usd/kilowatt | 1186 | 1186 | 1186 | 1186 | 1186 | 1186 | 1186 | 1186 | 1186
|  |  | 2040 | 2016 usd/kilowatt | 1120 | 1120 | 1120 | 1120 | 1120 | 1120 | 1120 | 1120 | 1120
|  |  | 2045 | 2016 usd/kilowatt | 1052 | 1052 | 1052 | 1052 | 1052 | 1052 | 1052 | 1052 | 1052
|  |  | 2050 | 2016 usd/kilowatt | 985 | 985 | 985 | 985 | 985 | 985 | 985 | 985 | 985
|  | mid-atlantic and great lakes agg. | 2020 | 2016 usd/kilowatt | 1961 | 1961 | 1961 | 1961 | 1961 | 1961 | 1961 | 1961 | 1961
|  |  | 2025 | 2016 usd/kilowatt | 1855 | 1855 | 1855 | 1855 | 1855 | 1855 | 1855 | 1855 | 1855
|  |  | 2030 | 2016 usd/kilowatt | 1678 | 1678 | 1678 | 1678 | 1678 | 1678 | 1678 | 1678 | 1678
|  |  | 2035 | 2016 usd/kilowatt | 1555 | 1555 | 1555 | 1555 | 1555 | 1555 | 1555 | 1555 | 1555
|  |  | 2040 | 2016 usd/kilowatt | 1468 | 1468 | 1468 | 1468 | 1468 | 1468 | 1468 | 1468 | 1468
|  |  | 2045 | 2016 usd/kilowatt | 1380 | 1380 | 1380 | 1380 | 1380 | 1380 | 1380 | 1380 | 1380
|  |  | 2050 | 2016 usd/kilowatt | 1291 | 1291 | 1291 | 1291 | 1291 | 1291 | 1291 | 1291 | 1291
|  | new england agg. | 2020 | 2016 usd/kilowatt | 2692 | 2692 | 2692 | 2692 | 2692 | 2692 | 2692 | 2692 | 2692
|  |  | 2025 | 2016 usd/kilowatt | 2547 | 2547 | 2547 | 2547 | 2547 | 2547 | 2547 | 2547 | 2547
|  |  | 2030 | 2016 usd/kilowatt | 2304 | 2304 | 2304 | 2304 | 2304 | 2304 | 2304 | 2304 | 2304
|  |  | 2035 | 2016 usd/kilowatt | 2135 | 2135 | 2135 | 2135 | 2135 | 2135 | 2135 | 2135 | 2135
|  |  | 2040 | 2016 usd/kilowatt | 2015 | 2015 | 2015 | 2015 | 2015 | 2015 | 2015 | 2015 | 2015
|  |  | 2045 | 2016 usd/kilowatt | 1894 | 1894 | 1894 | 1894 | 1894 | 1894 | 1894 | 1894 | 1894
|  |  | 2050 | 2016 usd/kilowatt | 1772 | 1772 | 1772 | 1772 | 1772 | 1772 | 1772 | 1772 | 1772
|  | new york agg. | 2020 | 2016 usd/kilowatt | 2692 | 2692 | 2692 | 2692 | 2692 | 2692 | 2692 | 2692 | 2692
|  |  | 2025 | 2016 usd/kilowatt | 2547 | 2547 | 2547 | 2547 | 2547 | 2547 | 2547 | 2547 | 2547
|  |  | 2030 | 2016 usd/kilowatt | 2304 | 2304 | 2304 | 2304 | 2304 | 2304 | 2304 | 2304 | 2304
|  |  | 2035 | 2016 usd/kilowatt | 2135 | 2135 | 2135 | 2135 | 2135 | 2135 | 2135 | 2135 | 2135
|  |  | 2040 | 2016 usd/kilowatt | 2015 | 2015 | 2015 | 2015 | 2015 | 2015 | 2015 | 2015 | 2015
|  |  | 2045 | 2016 usd/kilowatt | 1894 | 1894 | 1894 | 1894 | 1894 | 1894 | 1894 | 1894 | 1894
|  |  | 2050 | 2016 usd/kilowatt | 1772 | 1772 | 1772 | 1772 | 1772 | 1772 | 1772 | 1772 | 1772
|  | pacific northwest agg. | 2020 | 2016 usd/kilowatt | 1853 | 1853 | 1853 | 1853 | 1853 | 1853 | 1853 | 1853 | 1853
|  |  | 2025 | 2016 usd/kilowatt | 1753 | 1753 | 1753 | 1753 | 1753 | 1753 | 1753 | 1753 | 1753
|  |  | 2030 | 2016 usd/kilowatt | 1586 | 1586 | 1586 | 1586 | 1586 | 1586 | 1586 | 1586 | 1586
|  |  | 2035 | 2016 usd/kilowatt | 1470 | 1470 | 1470 | 1470 | 1470 | 1470 | 1470 | 1470 | 1470
|  |  | 2040 | 2016 usd/kilowatt | 1387 | 1387 | 1387 | 1387 | 1387 | 1387 | 1387 | 1387 | 1387
|  |  | 2045 | 2016 usd/kilowatt | 1304 | 1304 | 1304 | 1304 | 1304 | 1304 | 1304 | 1304 | 1304
|  |  | 2050 | 2016 usd/kilowatt | 1220 | 1220 | 1220 | 1220 | 1220 | 1220 | 1220 | 1220 | 1220
|  | rocky mountains agg. | 2020 | 2016 usd/kilowatt | 1496 | 1496 | 1496 | 1496 | 1496 | 1496 | 1496 | 1496 | 1496
|  |  | 2025 | 2016 usd/kilowatt | 1415 | 1415 | 1415 | 1415 | 1415 | 1415 | 1415 | 1415 | 1415
|  |  | 2030 | 2016 usd/kilowatt | 1280 | 1280 | 1280 | 1280 | 1280 | 1280 | 1280 | 1280 | 1280
|  |  | 2035 | 2016 usd/kilowatt | 1186 | 1186 | 1186 | 1186 | 1186 | 1186 | 1186 | 1186 | 1186
|  |  | 2040 | 2016 usd/kilowatt | 1120 | 1120 | 1120 | 1120 | 1120 | 1120 | 1120 | 1120 | 1120
|  |  | 2045 | 2016 usd/kilowatt | 1052 | 1052 | 1052 | 1052 | 1052 | 1052 | 1052 | 1052 | 1052
|  |  | 2050 | 2016 usd/kilowatt | 985 | 985 | 985 | 985 | 985 | 985 | 985 | 985 | 985
|  | southeast agg. | 2020 | 2016 usd/kilowatt | 1496 | 1496 | 1496 | 1496 | 1496 | 1496 | 1496 | 1496 | 1496
|  |  | 2025 | 2016 usd/kilowatt | 1415 | 1415 | 1415 | 1415 | 1415 | 1415 | 1415 | 1415 | 1415
|  |  | 2030 | 2016 usd/kilowatt | 1280 | 1280 | 1280 | 1280 | 1280 | 1280 | 1280 | 1280 | 1280
|  |  | 2035 | 2016 usd/kilowatt | 1186 | 1186 | 1186 | 1186 | 1186 | 1186 | 1186 | 1186 | 1186
|  |  | 2040 | 2016 usd/kilowatt | 1120 | 1120 | 1120 | 1120 | 1120 | 1120 | 1120 | 1120 | 1120
|  |  | 2045 | 2016 usd/kilowatt | 1052 | 1052 | 1052 | 1052 | 1052 | 1052 | 1052 | 1052 | 1052
|  |  | 2050 | 2016 usd/kilowatt | 985 | 985 | 985 | 985 | 985 | 985 | 985 | 985 | 985
|  | texas agg. | 2020 | 2016 usd/kilowatt | 1496 | 1496 | 1496 | 1496 | 1496 | 1496 | 1496 | 1496 | 1496
|  |  | 2025 | 2016 usd/kilowatt | 1415 | 1415 | 1415 | 1415 | 1415 | 1415 | 1415 | 1415 | 1415
|  |  | 2030 | 2016 usd/kilowatt | 1280 | 1280 | 1280 | 1280 | 1280 | 1280 | 1280 | 1280 | 1280
|  |  | 2035 | 2016 usd/kilowatt | 1186 | 1186 | 1186 | 1186 | 1186 | 1186 | 1186 | 1186 | 1186
|  |  | 2040 | 2016 usd/kilowatt | 1120 | 1120 | 1120 | 1120 | 1120 | 1120 | 1120 | 1120 | 1120
|  |  | 2045 | 2016 usd/kilowatt | 1052 | 1052 | 1052 | 1052 | 1052 | 1052 | 1052 | 1052 | 1052
|  |  | 2050 | 2016 usd/kilowatt | 985 | 985 | 985 | 985 | 985 | 985 | 985 | 985 | 985
|  | upper midwest agg. | 2020 | 2016 usd/kilowatt | 1496 | 1496 | 1496 | 1496 | 1496 | 1496 | 1496 | 1496 | 1496
|  |  | 2025 | 2016 usd/kilowatt | 1415 | 1415 | 1415 | 1415 | 1415 | 1415 | 1415 | 1415 | 1415
|  |  | 2030 | 2016 usd/kilowatt | 1280 | 1280 | 1280 | 1280 | 1280 | 1280 | 1280 | 1280 | 1280
|  |  | 2035 | 2016 usd/kilowatt | 1186 | 1186 | 1186 | 1186 | 1186 | 1186 | 1186 | 1186 | 1186
|  |  | 2040 | 2016 usd/kilowatt | 1120 | 1120 | 1120 | 1120 | 1120 | 1120 | 1120 | 1120 | 1120
|  |  | 2045 | 2016 usd/kilowatt | 1052 | 1052 | 1052 | 1052 | 1052 | 1052 | 1052 | 1052 | 1052
|  |  | 2050 | 2016 usd/kilowatt | 985 | 985 | 985 | 985 | 985 | 985 | 985 | 985 | 985
|  | utah/nevada agg. | 2020 | 2016 usd/kilowatt | 1496 | 1496 | 1496 | 1496 | 1496 | 1496 | 1496 | 1496 | 1496
|  |  | 2025 | 2016 usd/kilowatt | 1415 | 1415 | 1415 | 1415 | 1415 | 1415 | 1415 | 1415 | 1415
|  |  | 2030 | 2016 usd/kilowatt | 1280 | 1280 | 1280 | 1280 | 1280 | 1280 | 1280 | 1280 | 1280
|  |  | 2035 | 2016 usd/kilowatt | 1186 | 1186 | 1186 | 1186 | 1186 | 1186 | 1186 | 1186 | 1186
|  |  | 2040 | 2016 usd/kilowatt | 1120 | 1120 | 1120 | 1120 | 1120 | 1120 | 1120 | 1120 | 1120
|  |  | 2045 | 2016 usd/kilowatt | 1052 | 1052 | 1052 | 1052 | 1052 | 1052 | 1052 | 1052 | 1052
|  |  | 2050 | 2016 usd/kilowatt | 985 | 985 | 985 | 985 | 985 | 985 | 985 | 985 | 985
| onshore wind power plant_2 | california agg. | 2020 | 2016 usd/kilowatt | 1944 | 1944 | 1944 | 1944 | 1944 | 1944 | 1944 | 1944 | 1944
|  |  | 2025 | 2016 usd/kilowatt | 1839 | 1839 | 1839 | 1839 | 1839 | 1839 | 1839 | 1839 | 1839
|  |  | 2030 | 2016 usd/kilowatt | 1664 | 1664 | 1664 | 1664 | 1664 | 1664 | 1664 | 1664 | 1664
|  |  | 2035 | 2016 usd/kilowatt | 1544 | 1544 | 1544 | 1544 | 1544 | 1544 | 1544 | 1544 | 1544
|  |  | 2040 | 2016 usd/kilowatt | 1460 | 1460 | 1460 | 1460 | 1460 | 1460 | 1460 | 1460 | 1460
|  |  | 2045 | 2016 usd/kilowatt | 1376 | 1376 | 1376 | 1376 | 1376 | 1376 | 1376 | 1376 | 1376
|  |  | 2050 | 2016 usd/kilowatt | 1290 | 1290 | 1290 | 1290 | 1290 | 1290 | 1290 | 1290 | 1290
|  | desert southwest agg. | 2020 | 2016 usd/kilowatt | 1513 | 1513 | 1513 | 1513 | 1513 | 1513 | 1513 | 1513 | 1513
|  |  | 2025 | 2016 usd/kilowatt | 1431 | 1431 | 1431 | 1431 | 1431 | 1431 | 1431 | 1431 | 1431
|  |  | 2030 | 2016 usd/kilowatt | 1295 | 1295 | 1295 | 1295 | 1295 | 1295 | 1295 | 1295 | 1295
|  |  | 2035 | 2016 usd/kilowatt | 1202 | 1202 | 1202 | 1202 | 1202 | 1202 | 1202 | 1202 | 1202
|  |  | 2040 | 2016 usd/kilowatt | 1136 | 1136 | 1136 | 1136 | 1136 | 1136 | 1136 | 1136 | 1136
|  |  | 2045 | 2016 usd/kilowatt | 1070 | 1070 | 1070 | 1070 | 1070 | 1070 | 1070 | 1070 | 1070
|  |  | 2050 | 2016 usd/kilowatt | 1004 | 1004 | 1004 | 1004 | 1004 | 1004 | 1004 | 1004 | 1004
|  | louisiana and ozarks agg. | 2020 | 2016 usd/kilowatt | 1496 | 1496 | 1496 | 1496 | 1496 | 1496 | 1496 | 1496 | 1496
|  |  | 2025 | 2016 usd/kilowatt | 1415 | 1415 | 1415 | 1415 | 1415 | 1415 | 1415 | 1415 | 1415
|  |  | 2030 | 2016 usd/kilowatt | 1280 | 1280 | 1280 | 1280 | 1280 | 1280 | 1280 | 1280 | 1280
|  |  | 2035 | 2016 usd/kilowatt | 1188 | 1188 | 1188 | 1188 | 1188 | 1188 | 1188 | 1188 | 1188
|  |  | 2040 | 2016 usd/kilowatt | 1123 | 1123 | 1123 | 1123 | 1123 | 1123 | 1123 | 1123 | 1123
|  |  | 2045 | 2016 usd/kilowatt | 1058 | 1058 | 1058 | 1058 | 1058 | 1058 | 1058 | 1058 | 1058
|  |  | 2050 | 2016 usd/kilowatt | 992 | 992 | 992 | 992 | 992 | 992 | 992 | 992 | 992
|  | lower midwest agg. | 2020 | 2016 usd/kilowatt | 1496 | 1496 | 1496 | 1496 | 1496 | 1496 | 1496 | 1496 | 1496
|  |  | 2025 | 2016 usd/kilowatt | 1415 | 1415 | 1415 | 1415 | 1415 | 1415 | 1415 | 1415 | 1415
|  |  | 2030 | 2016 usd/kilowatt | 1280 | 1280 | 1280 | 1280 | 1280 | 1280 | 1280 | 1280 | 1280
|  |  | 2035 | 2016 usd/kilowatt | 1188 | 1188 | 1188 | 1188 | 1188 | 1188 | 1188 | 1188 | 1188
|  |  | 2040 | 2016 usd/kilowatt | 1123 | 1123 | 1123 | 1123 | 1123 | 1123 | 1123 | 1123 | 1123
|  |  | 2045 | 2016 usd/kilowatt | 1058 | 1058 | 1058 | 1058 | 1058 | 1058 | 1058 | 1058 | 1058
|  |  | 2050 | 2016 usd/kilowatt | 992 | 992 | 992 | 992 | 992 | 992 | 992 | 992 | 992
|  | mid-atlantic and great lakes agg. | 2020 | 2016 usd/kilowatt | 1961 | 1961 | 1961 | 1961 | 1961 | 1961 | 1961 | 1961 | 1961
|  |  | 2025 | 2016 usd/kilowatt | 1855 | 1855 | 1855 | 1855 | 1855 | 1855 | 1855 | 1855 | 1855
|  |  | 2030 | 2016 usd/kilowatt | 1678 | 1678 | 1678 | 1678 | 1678 | 1678 | 1678 | 1678 | 1678
|  |  | 2035 | 2016 usd/kilowatt | 1557 | 1557 | 1557 | 1557 | 1557 | 1557 | 1557 | 1557 | 1557
|  |  | 2040 | 2016 usd/kilowatt | 1473 | 1473 | 1473 | 1473 | 1473 | 1473 | 1473 | 1473 | 1473
|  |  | 2045 | 2016 usd/kilowatt | 1387 | 1387 | 1387 | 1387 | 1387 | 1387 | 1387 | 1387 | 1387
|  |  | 2050 | 2016 usd/kilowatt | 1300 | 1300 | 1300 | 1300 | 1300 | 1300 | 1300 | 1300 | 1300
|  | new england agg. | 2020 | 2016 usd/kilowatt | 2692 | 2692 | 2692 | 2692 | 2692 | 2692 | 2692 | 2692 | 2692
|  |  | 2025 | 2016 usd/kilowatt | 2547 | 2547 | 2547 | 2547 | 2547 | 2547 | 2547 | 2547 | 2547
|  |  | 2030 | 2016 usd/kilowatt | 2304 | 2304 | 2304 | 2304 | 2304 | 2304 | 2304 | 2304 | 2304
|  |  | 2035 | 2016 usd/kilowatt | 2138 | 2138 | 2138 | 2138 | 2138 | 2138 | 2138 | 2138 | 2138
|  |  | 2040 | 2016 usd/kilowatt | 2022 | 2022 | 2022 | 2022 | 2022 | 2022 | 2022 | 2022 | 2022
|  |  | 2045 | 2016 usd/kilowatt | 1905 | 1905 | 1905 | 1905 | 1905 | 1905 | 1905 | 1905 | 1905
|  |  | 2050 | 2016 usd/kilowatt | 1786 | 1786 | 1786 | 1786 | 1786 | 1786 | 1786 | 1786 | 1786
|  | new york agg. | 2020 | 2016 usd/kilowatt | 2692 | 2692 | 2692 | 2692 | 2692 | 2692 | 2692 | 2692 | 2692
|  |  | 2025 | 2016 usd/kilowatt | 2547 | 2547 | 2547 | 2547 | 2547 | 2547 | 2547 | 2547 | 2547
|  |  | 2030 | 2016 usd/kilowatt | 2304 | 2304 | 2304 | 2304 | 2304 | 2304 | 2304 | 2304 | 2304
|  |  | 2035 | 2016 usd/kilowatt | 2138 | 2138 | 2138 | 2138 | 2138 | 2138 | 2138 | 2138 | 2138
|  |  | 2040 | 2016 usd/kilowatt | 2022 | 2022 | 2022 | 2022 | 2022 | 2022 | 2022 | 2022 | 2022
|  |  | 2045 | 2016 usd/kilowatt | 1905 | 1905 | 1905 | 1905 | 1905 | 1905 | 1905 | 1905 | 1905
|  |  | 2050 | 2016 usd/kilowatt | 1786 | 1786 | 1786 | 1786 | 1786 | 1786 | 1786 | 1786 | 1786
|  | pacific northwest agg. | 2020 | 2016 usd/kilowatt | 1853 | 1853 | 1853 | 1853 | 1853 | 1853 | 1853 | 1853 | 1853
|  |  | 2025 | 2016 usd/kilowatt | 1753 | 1753 | 1753 | 1753 | 1753 | 1753 | 1753 | 1753 | 1753
|  |  | 2030 | 2016 usd/kilowatt | 1586 | 1586 | 1586 | 1586 | 1586 | 1586 | 1586 | 1586 | 1586
|  |  | 2035 | 2016 usd/kilowatt | 1472 | 1472 | 1472 | 1472 | 1472 | 1472 | 1472 | 1472 | 1472
|  |  | 2040 | 2016 usd/kilowatt | 1392 | 1392 | 1392 | 1392 | 1392 | 1392 | 1392 | 1392 | 1392
|  |  | 2045 | 2016 usd/kilowatt | 1311 | 1311 | 1311 | 1311 | 1311 | 1311 | 1311 | 1311 | 1311
|  |  | 2050 | 2016 usd/kilowatt | 1229 | 1229 | 1229 | 1229 | 1229 | 1229 | 1229 | 1229 | 1229
|  | rocky mountains agg. | 2020 | 2016 usd/kilowatt | 1496 | 1496 | 1496 | 1496 | 1496 | 1496 | 1496 | 1496 | 1496
|  |  | 2025 | 2016 usd/kilowatt | 1415 | 1415 | 1415 | 1415 | 1415 | 1415 | 1415 | 1415 | 1415
|  |  | 2030 | 2016 usd/kilowatt | 1280 | 1280 | 1280 | 1280 | 1280 | 1280 | 1280 | 1280 | 1280
|  |  | 2035 | 2016 usd/kilowatt | 1188 | 1188 | 1188 | 1188 | 1188 | 1188 | 1188 | 1188 | 1188
|  |  | 2040 | 2016 usd/kilowatt | 1123 | 1123 | 1123 | 1123 | 1123 | 1123 | 1123 | 1123 | 1123
|  |  | 2045 | 2016 usd/kilowatt | 1058 | 1058 | 1058 | 1058 | 1058 | 1058 | 1058 | 1058 | 1058
|  |  | 2050 | 2016 usd/kilowatt | 992 | 992 | 992 | 992 | 992 | 992 | 992 | 992 | 992
|  | southeast agg. | 2020 | 2016 usd/kilowatt | 1496 | 1496 | 1496 | 1496 | 1496 | 1496 | 1496 | 1496 | 1496
|  |  | 2025 | 2016 usd/kilowatt | 1415 | 1415 | 1415 | 1415 | 1415 | 1415 | 1415 | 1415 | 1415
|  |  | 2030 | 2016 usd/kilowatt | 1280 | 1280 | 1280 | 1280 | 1280 | 1280 | 1280 | 1280 | 1280
|  |  | 2035 | 2016 usd/kilowatt | 1188 | 1188 | 1188 | 1188 | 1188 | 1188 | 1188 | 1188 | 1188
|  |  | 2040 | 2016 usd/kilowatt | 1123 | 1123 | 1123 | 1123 | 1123 | 1123 | 1123 | 1123 | 1123
|  |  | 2045 | 2016 usd/kilowatt | 1058 | 1058 | 1058 | 1058 | 1058 | 1058 | 1058 | 1058 | 1058
|  |  | 2050 | 2016 usd/kilowatt | 992 | 992 | 992 | 992 | 992 | 992 | 992 | 992 | 992
|  | texas agg. | 2020 | 2016 usd/kilowatt | 1496 | 1496 | 1496 | 1496 | 1496 | 1496 | 1496 | 1496 | 1496
|  |  | 2025 | 2016 usd/kilowatt | 1415 | 1415 | 1415 | 1415 | 1415 | 1415 | 1415 | 1415 | 1415
|  |  | 2030 | 2016 usd/kilowatt | 1280 | 1280 | 1280 | 1280 | 1280 | 1280 | 1280 | 1280 | 1280
|  |  | 2035 | 2016 usd/kilowatt | 1188 | 1188 | 1188 | 1188 | 1188 | 1188 | 1188 | 1188 | 1188
|  |  | 2040 | 2016 usd/kilowatt | 1123 | 1123 | 1123 | 1123 | 1123 | 1123 | 1123 | 1123 | 1123
|  |  | 2045 | 2016 usd/kilowatt | 1058 | 1058 | 1058 | 1058 | 1058 | 1058 | 1058 | 1058 | 1058
|  |  | 2050 | 2016 usd/kilowatt | 992 | 992 | 992 | 992 | 992 | 992 | 992 | 992 | 992
|  | upper midwest agg. | 2020 | 2016 usd/kilowatt | 1496 | 1496 | 1496 | 1496 | 1496 | 1496 | 1496 | 1496 | 1496
|  |  | 2025 | 2016 usd/kilowatt | 1415 | 1415 | 1415 | 1415 | 1415 | 1415 | 1415 | 1415 | 1415
|  |  | 2030 | 2016 usd/kilowatt | 1280 | 1280 | 1280 | 1280 | 1280 | 1280 | 1280 | 1280 | 1280
|  |  | 2035 | 2016 usd/kilowatt | 1188 | 1188 | 1188 | 1188 | 1188 | 1188 | 1188 | 1188 | 1188
|  |  | 2040 | 2016 usd/kilowatt | 1123 | 1123 | 1123 | 1123 | 1123 | 1123 | 1123 | 1123 | 1123
|  |  | 2045 | 2016 usd/kilowatt | 1058 | 1058 | 1058 | 1058 | 1058 | 1058 | 1058 | 1058 | 1058
|  |  | 2050 | 2016 usd/kilowatt | 992 | 992 | 992 | 992 | 992 | 992 | 992 | 992 | 992
|  | utah/nevada agg. | 2020 | 2016 usd/kilowatt | 1496 | 1496 | 1496 | 1496 | 1496 | 1496 | 1496 | 1496 | 1496
|  |  | 2025 | 2016 usd/kilowatt | 1415 | 1415 | 1415 | 1415 | 1415 | 1415 | 1415 | 1415 | 1415
|  |  | 2030 | 2016 usd/kilowatt | 1280 | 1280 | 1280 | 1280 | 1280 | 1280 | 1280 | 1280 | 1280
|  |  | 2035 | 2016 usd/kilowatt | 1188 | 1188 | 1188 | 1188 | 1188 | 1188 | 1188 | 1188 | 1188
|  |  | 2040 | 2016 usd/kilowatt | 1123 | 1123 | 1123 | 1123 | 1123 | 1123 | 1123 | 1123 | 1123
|  |  | 2045 | 2016 usd/kilowatt | 1058 | 1058 | 1058 | 1058 | 1058 | 1058 | 1058 | 1058 | 1058
|  |  | 2050 | 2016 usd/kilowatt | 992 | 992 | 992 | 992 | 992 | 992 | 992 | 992 | 992
| onshore wind power plant_3 | desert southwest agg. | 2020 | 2016 usd/kilowatt | 1513 | 1513 | 1513 | 1513 | 1513 | 1513 | 1513 | 1513 | 1513
|  |  | 2025 | 2016 usd/kilowatt | 1431 | 1431 | 1431 | 1431 | 1431 | 1431 | 1431 | 1431 | 1431
|  |  | 2030 | 2016 usd/kilowatt | 1295 | 1295 | 1295 | 1295 | 1295 | 1295 | 1295 | 1295 | 1295
|  |  | 2035 | 2016 usd/kilowatt | 1203 | 1203 | 1203 | 1203 | 1203 | 1203 | 1203 | 1203 | 1203
|  |  | 2040 | 2016 usd/kilowatt | 1140 | 1140 | 1140 | 1140 | 1140 | 1140 | 1140 | 1140 | 1140
|  |  | 2045 | 2016 usd/kilowatt | 1076 | 1076 | 1076 | 1076 | 1076 | 1076 | 1076 | 1076 | 1076
|  |  | 2050 | 2016 usd/kilowatt | 1011 | 1011 | 1011 | 1011 | 1011 | 1011 | 1011 | 1011 | 1011
|  | louisiana and ozarks agg. | 2020 | 2016 usd/kilowatt | 1496 | 1496 | 1496 | 1496 | 1496 | 1496 | 1496 | 1496 | 1496
|  |  | 2025 | 2016 usd/kilowatt | 1415 | 1415 | 1415 | 1415 | 1415 | 1415 | 1415 | 1415 | 1415
|  |  | 2030 | 2016 usd/kilowatt | 1280 | 1280 | 1280 | 1280 | 1280 | 1280 | 1280 | 1280 | 1280
|  |  | 2035 | 2016 usd/kilowatt | 1189 | 1189 | 1189 | 1189 | 1189 | 1189 | 1189 | 1189 | 1189
|  |  | 2040 | 2016 usd/kilowatt | 1127 | 1127 | 1127 | 1127 | 1127 | 1127 | 1127 | 1127 | 1127
|  |  | 2045 | 2016 usd/kilowatt | 1064 | 1064 | 1064 | 1064 | 1064 | 1064 | 1064 | 1064 | 1064
|  |  | 2050 | 2016 usd/kilowatt | 1000 | 1000 | 1000 | 1000 | 1000 | 1000 | 1000 | 1000 | 1000
|  | lower midwest agg. | 2020 | 2016 usd/kilowatt | 1496 | 1496 | 1496 | 1496 | 1496 | 1496 | 1496 | 1496 | 1496
|  |  | 2025 | 2016 usd/kilowatt | 1415 | 1415 | 1415 | 1415 | 1415 | 1415 | 1415 | 1415 | 1415
|  |  | 2030 | 2016 usd/kilowatt | 1280 | 1280 | 1280 | 1280 | 1280 | 1280 | 1280 | 1280 | 1280
|  |  | 2035 | 2016 usd/kilowatt | 1189 | 1189 | 1189 | 1189 | 1189 | 1189 | 1189 | 1189 | 1189
|  |  | 2040 | 2016 usd/kilowatt | 1127 | 1127 | 1127 | 1127 | 1127 | 1127 | 1127 | 1127 | 1127
|  |  | 2045 | 2016 usd/kilowatt | 1064 | 1064 | 1064 | 1064 | 1064 | 1064 | 1064 | 1064 | 1064
|  |  | 2050 | 2016 usd/kilowatt | 1000 | 1000 | 1000 | 1000 | 1000 | 1000 | 1000 | 1000 | 1000
|  | mid-atlantic and great lakes agg. | 2020 | 2016 usd/kilowatt | 1961 | 1961 | 1961 | 1961 | 1961 | 1961 | 1961 | 1961 | 1961
|  |  | 2025 | 2016 usd/kilowatt | 1855 | 1855 | 1855 | 1855 | 1855 | 1855 | 1855 | 1855 | 1855
|  |  | 2030 | 2016 usd/kilowatt | 1678 | 1678 | 1678 | 1678 | 1678 | 1678 | 1678 | 1678 | 1678
|  |  | 2035 | 2016 usd/kilowatt | 1559 | 1559 | 1559 | 1559 | 1559 | 1559 | 1559 | 1559 | 1559
|  |  | 2040 | 2016 usd/kilowatt | 1477 | 1477 | 1477 | 1477 | 1477 | 1477 | 1477 | 1477 | 1477
|  |  | 2045 | 2016 usd/kilowatt | 1395 | 1395 | 1395 | 1395 | 1395 | 1395 | 1395 | 1395 | 1395
|  |  | 2050 | 2016 usd/kilowatt | 1310 | 1310 | 1310 | 1310 | 1310 | 1310 | 1310 | 1310 | 1310
|  | new england agg. | 2020 | 2016 usd/kilowatt | 2692 | 2692 | 2692 | 2692 | 2692 | 2692 | 2692 | 2692 | 2692
|  |  | 2025 | 2016 usd/kilowatt | 2547 | 2547 | 2547 | 2547 | 2547 | 2547 | 2547 | 2547 | 2547
|  |  | 2030 | 2016 usd/kilowatt | 2304 | 2304 | 2304 | 2304 | 2304 | 2304 | 2304 | 2304 | 2304
|  |  | 2035 | 2016 usd/kilowatt | 2141 | 2141 | 2141 | 2141 | 2141 | 2141 | 2141 | 2141 | 2141
|  |  | 2040 | 2016 usd/kilowatt | 2029 | 2029 | 2029 | 2029 | 2029 | 2029 | 2029 | 2029 | 2029
|  |  | 2045 | 2016 usd/kilowatt | 1915 | 1915 | 1915 | 1915 | 1915 | 1915 | 1915 | 1915 | 1915
|  |  | 2050 | 2016 usd/kilowatt | 1799 | 1799 | 1799 | 1799 | 1799 | 1799 | 1799 | 1799 | 1799
|  | new york agg. | 2020 | 2016 usd/kilowatt | 2692 | 2692 | 2692 | 2692 | 2692 | 2692 | 2692 | 2692 | 2692
|  |  | 2025 | 2016 usd/kilowatt | 2547 | 2547 | 2547 | 2547 | 2547 | 2547 | 2547 | 2547 | 2547
|  |  | 2030 | 2016 usd/kilowatt | 2304 | 2304 | 2304 | 2304 | 2304 | 2304 | 2304 | 2304 | 2304
|  |  | 2035 | 2016 usd/kilowatt | 2141 | 2141 | 2141 | 2141 | 2141 | 2141 | 2141 | 2141 | 2141
|  |  | 2040 | 2016 usd/kilowatt | 2029 | 2029 | 2029 | 2029 | 2029 | 2029 | 2029 | 2029 | 2029
|  |  | 2045 | 2016 usd/kilowatt | 1915 | 1915 | 1915 | 1915 | 1915 | 1915 | 1915 | 1915 | 1915
|  |  | 2050 | 2016 usd/kilowatt | 1799 | 1799 | 1799 | 1799 | 1799 | 1799 | 1799 | 1799 | 1799
|  | pacific northwest agg. | 2020 | 2016 usd/kilowatt | 1853 | 1853 | 1853 | 1853 | 1853 | 1853 | 1853 | 1853 | 1853
|  |  | 2025 | 2016 usd/kilowatt | 1753 | 1753 | 1753 | 1753 | 1753 | 1753 | 1753 | 1753 | 1753
|  |  | 2030 | 2016 usd/kilowatt | 1586 | 1586 | 1586 | 1586 | 1586 | 1586 | 1586 | 1586 | 1586
|  |  | 2035 | 2016 usd/kilowatt | 1474 | 1474 | 1474 | 1474 | 1474 | 1474 | 1474 | 1474 | 1474
|  |  | 2040 | 2016 usd/kilowatt | 1396 | 1396 | 1396 | 1396 | 1396 | 1396 | 1396 | 1396 | 1396
|  |  | 2045 | 2016 usd/kilowatt | 1318 | 1318 | 1318 | 1318 | 1318 | 1318 | 1318 | 1318 | 1318
|  |  | 2050 | 2016 usd/kilowatt | 1238 | 1238 | 1238 | 1238 | 1238 | 1238 | 1238 | 1238 | 1238
|  | rocky mountains agg. | 2020 | 2016 usd/kilowatt | 1496 | 1496 | 1496 | 1496 | 1496 | 1496 | 1496 | 1496 | 1496
|  |  | 2025 | 2016 usd/kilowatt | 1415 | 1415 | 1415 | 1415 | 1415 | 1415 | 1415 | 1415 | 1415
|  |  | 2030 | 2016 usd/kilowatt | 1280 | 1280 | 1280 | 1280 | 1280 | 1280 | 1280 | 1280 | 1280
|  |  | 2035 | 2016 usd/kilowatt | 1189 | 1189 | 1189 | 1189 | 1189 | 1189 | 1189 | 1189 | 1189
|  |  | 2040 | 2016 usd/kilowatt | 1127 | 1127 | 1127 | 1127 | 1127 | 1127 | 1127 | 1127 | 1127
|  |  | 2045 | 2016 usd/kilowatt | 1064 | 1064 | 1064 | 1064 | 1064 | 1064 | 1064 | 1064 | 1064
|  |  | 2050 | 2016 usd/kilowatt | 1000 | 1000 | 1000 | 1000 | 1000 | 1000 | 1000 | 1000 | 1000
|  | southeast agg. | 2020 | 2016 usd/kilowatt | 1496 | 1496 | 1496 | 1496 | 1496 | 1496 | 1496 | 1496 | 1496
|  |  | 2025 | 2016 usd/kilowatt | 1415 | 1415 | 1415 | 1415 | 1415 | 1415 | 1415 | 1415 | 1415
|  |  | 2030 | 2016 usd/kilowatt | 1280 | 1280 | 1280 | 1280 | 1280 | 1280 | 1280 | 1280 | 1280
|  |  | 2035 | 2016 usd/kilowatt | 1189 | 1189 | 1189 | 1189 | 1189 | 1189 | 1189 | 1189 | 1189
|  |  | 2040 | 2016 usd/kilowatt | 1127 | 1127 | 1127 | 1127 | 1127 | 1127 | 1127 | 1127 | 1127
|  |  | 2045 | 2016 usd/kilowatt | 1064 | 1064 | 1064 | 1064 | 1064 | 1064 | 1064 | 1064 | 1064
|  |  | 2050 | 2016 usd/kilowatt | 1000 | 1000 | 1000 | 1000 | 1000 | 1000 | 1000 | 1000 | 1000
|  | texas agg. | 2020 | 2016 usd/kilowatt | 1496 | 1496 | 1496 | 1496 | 1496 | 1496 | 1496 | 1496 | 1496
|  |  | 2025 | 2016 usd/kilowatt | 1415 | 1415 | 1415 | 1415 | 1415 | 1415 | 1415 | 1415 | 1415
|  |  | 2030 | 2016 usd/kilowatt | 1280 | 1280 | 1280 | 1280 | 1280 | 1280 | 1280 | 1280 | 1280
|  |  | 2035 | 2016 usd/kilowatt | 1189 | 1189 | 1189 | 1189 | 1189 | 1189 | 1189 | 1189 | 1189
|  |  | 2040 | 2016 usd/kilowatt | 1127 | 1127 | 1127 | 1127 | 1127 | 1127 | 1127 | 1127 | 1127
|  |  | 2045 | 2016 usd/kilowatt | 1064 | 1064 | 1064 | 1064 | 1064 | 1064 | 1064 | 1064 | 1064
|  |  | 2050 | 2016 usd/kilowatt | 1000 | 1000 | 1000 | 1000 | 1000 | 1000 | 1000 | 1000 | 1000
|  | upper midwest agg. | 2020 | 2016 usd/kilowatt | 1496 | 1496 | 1496 | 1496 | 1496 | 1496 | 1496 | 1496 | 1496
|  |  | 2025 | 2016 usd/kilowatt | 1415 | 1415 | 1415 | 1415 | 1415 | 1415 | 1415 | 1415 | 1415
|  |  | 2030 | 2016 usd/kilowatt | 1280 | 1280 | 1280 | 1280 | 1280 | 1280 | 1280 | 1280 | 1280
|  |  | 2035 | 2016 usd/kilowatt | 1189 | 1189 | 1189 | 1189 | 1189 | 1189 | 1189 | 1189 | 1189
|  |  | 2040 | 2016 usd/kilowatt | 1127 | 1127 | 1127 | 1127 | 1127 | 1127 | 1127 | 1127 | 1127
|  |  | 2045 | 2016 usd/kilowatt | 1064 | 1064 | 1064 | 1064 | 1064 | 1064 | 1064 | 1064 | 1064
|  |  | 2050 | 2016 usd/kilowatt | 1000 | 1000 | 1000 | 1000 | 1000 | 1000 | 1000 | 1000 | 1000
|  | utah/nevada agg. | 2020 | 2016 usd/kilowatt | 1496 | 1496 | 1496 | 1496 | 1496 | 1496 | 1496 | 1496 | 1496
|  |  | 2025 | 2016 usd/kilowatt | 1415 | 1415 | 1415 | 1415 | 1415 | 1415 | 1415 | 1415 | 1415
|  |  | 2030 | 2016 usd/kilowatt | 1280 | 1280 | 1280 | 1280 | 1280 | 1280 | 1280 | 1280 | 1280
|  |  | 2035 | 2016 usd/kilowatt | 1189 | 1189 | 1189 | 1189 | 1189 | 1189 | 1189 | 1189 | 1189
|  |  | 2040 | 2016 usd/kilowatt | 1127 | 1127 | 1127 | 1127 | 1127 | 1127 | 1127 | 1127 | 1127
|  |  | 2045 | 2016 usd/kilowatt | 1064 | 1064 | 1064 | 1064 | 1064 | 1064 | 1064 | 1064 | 1064
|  |  | 2050 | 2016 usd/kilowatt | 1000 | 1000 | 1000 | 1000 | 1000 | 1000 | 1000 | 1000 | 1000
| onshore wind power plant_4 | california agg. | 2020 | 2016 usd/kilowatt | 1944 | 1944 | 1944 | 1944 | 1944 | 1944 | 1944 | 1944 | 1944
|  |  | 2025 | 2016 usd/kilowatt | 1839 | 1839 | 1839 | 1839 | 1839 | 1839 | 1839 | 1839 | 1839
|  |  | 2030 | 2016 usd/kilowatt | 1664 | 1664 | 1664 | 1664 | 1664 | 1664 | 1664 | 1664 | 1664
|  |  | 2035 | 2016 usd/kilowatt | 1548 | 1548 | 1548 | 1548 | 1548 | 1548 | 1548 | 1548 | 1548
|  |  | 2040 | 2016 usd/kilowatt | 1470 | 1470 | 1470 | 1470 | 1470 | 1470 | 1470 | 1470 | 1470
|  |  | 2045 | 2016 usd/kilowatt | 1390 | 1390 | 1390 | 1390 | 1390 | 1390 | 1390 | 1390 | 1390
|  |  | 2050 | 2016 usd/kilowatt | 1309 | 1309 | 1309 | 1309 | 1309 | 1309 | 1309 | 1309 | 1309
|  | desert southwest agg. | 2020 | 2016 usd/kilowatt | 1513 | 1513 | 1513 | 1513 | 1513 | 1513 | 1513 | 1513 | 1513
|  |  | 2025 | 2016 usd/kilowatt | 1431 | 1431 | 1431 | 1431 | 1431 | 1431 | 1431 | 1431 | 1431
|  |  | 2030 | 2016 usd/kilowatt | 1295 | 1295 | 1295 | 1295 | 1295 | 1295 | 1295 | 1295 | 1295
|  |  | 2035 | 2016 usd/kilowatt | 1204 | 1204 | 1204 | 1204 | 1204 | 1204 | 1204 | 1204 | 1204
|  |  | 2040 | 2016 usd/kilowatt | 1144 | 1144 | 1144 | 1144 | 1144 | 1144 | 1144 | 1144 | 1144
|  |  | 2045 | 2016 usd/kilowatt | 1082 | 1082 | 1082 | 1082 | 1082 | 1082 | 1082 | 1082 | 1082
|  |  | 2050 | 2016 usd/kilowatt | 1019 | 1019 | 1019 | 1019 | 1019 | 1019 | 1019 | 1019 | 1019
|  | louisiana and ozarks agg. | 2020 | 2016 usd/kilowatt | 1496 | 1496 | 1496 | 1496 | 1496 | 1496 | 1496 | 1496 | 1496
|  |  | 2025 | 2016 usd/kilowatt | 1415 | 1415 | 1415 | 1415 | 1415 | 1415 | 1415 | 1415 | 1415
|  |  | 2030 | 2016 usd/kilowatt | 1280 | 1280 | 1280 | 1280 | 1280 | 1280 | 1280 | 1280 | 1280
|  |  | 2035 | 2016 usd/kilowatt | 1191 | 1191 | 1191 | 1191 | 1191 | 1191 | 1191 | 1191 | 1191
|  |  | 2040 | 2016 usd/kilowatt | 1131 | 1131 | 1131 | 1131 | 1131 | 1131 | 1131 | 1131 | 1131
|  |  | 2045 | 2016 usd/kilowatt | 1070 | 1070 | 1070 | 1070 | 1070 | 1070 | 1070 | 1070 | 1070
|  |  | 2050 | 2016 usd/kilowatt | 1007 | 1007 | 1007 | 1007 | 1007 | 1007 | 1007 | 1007 | 1007
|  | lower midwest agg. | 2020 | 2016 usd/kilowatt | 1496 | 1496 | 1496 | 1496 | 1496 | 1496 | 1496 | 1496 | 1496
|  |  | 2025 | 2016 usd/kilowatt | 1415 | 1415 | 1415 | 1415 | 1415 | 1415 | 1415 | 1415 | 1415
|  |  | 2030 | 2016 usd/kilowatt | 1280 | 1280 | 1280 | 1280 | 1280 | 1280 | 1280 | 1280 | 1280
|  |  | 2035 | 2016 usd/kilowatt | 1191 | 1191 | 1191 | 1191 | 1191 | 1191 | 1191 | 1191 | 1191
|  |  | 2040 | 2016 usd/kilowatt | 1131 | 1131 | 1131 | 1131 | 1131 | 1131 | 1131 | 1131 | 1131
|  |  | 2045 | 2016 usd/kilowatt | 1070 | 1070 | 1070 | 1070 | 1070 | 1070 | 1070 | 1070 | 1070
|  |  | 2050 | 2016 usd/kilowatt | 1007 | 1007 | 1007 | 1007 | 1007 | 1007 | 1007 | 1007 | 1007
|  | mid-atlantic and great lakes agg. | 2020 | 2016 usd/kilowatt | 1961 | 1961 | 1961 | 1961 | 1961 | 1961 | 1961 | 1961 | 1961
|  |  | 2025 | 2016 usd/kilowatt | 1855 | 1855 | 1855 | 1855 | 1855 | 1855 | 1855 | 1855 | 1855
|  |  | 2030 | 2016 usd/kilowatt | 1678 | 1678 | 1678 | 1678 | 1678 | 1678 | 1678 | 1678 | 1678
|  |  | 2035 | 2016 usd/kilowatt | 1561 | 1561 | 1561 | 1561 | 1561 | 1561 | 1561 | 1561 | 1561
|  |  | 2040 | 2016 usd/kilowatt | 1482 | 1482 | 1482 | 1482 | 1482 | 1482 | 1482 | 1482 | 1482
|  |  | 2045 | 2016 usd/kilowatt | 1402 | 1402 | 1402 | 1402 | 1402 | 1402 | 1402 | 1402 | 1402
|  |  | 2050 | 2016 usd/kilowatt | 1320 | 1320 | 1320 | 1320 | 1320 | 1320 | 1320 | 1320 | 1320
|  | new england agg. | 2020 | 2016 usd/kilowatt | 2692 | 2692 | 2692 | 2692 | 2692 | 2692 | 2692 | 2692 | 2692
|  |  | 2025 | 2016 usd/kilowatt | 2547 | 2547 | 2547 | 2547 | 2547 | 2547 | 2547 | 2547 | 2547
|  |  | 2030 | 2016 usd/kilowatt | 2304 | 2304 | 2304 | 2304 | 2304 | 2304 | 2304 | 2304 | 2304
|  |  | 2035 | 2016 usd/kilowatt | 2143 | 2143 | 2143 | 2143 | 2143 | 2143 | 2143 | 2143 | 2143
|  |  | 2040 | 2016 usd/kilowatt | 2035 | 2035 | 2035 | 2035 | 2035 | 2035 | 2035 | 2035 | 2035
|  |  | 2045 | 2016 usd/kilowatt | 1925 | 1925 | 1925 | 1925 | 1925 | 1925 | 1925 | 1925 | 1925
|  |  | 2050 | 2016 usd/kilowatt | 1813 | 1813 | 1813 | 1813 | 1813 | 1813 | 1813 | 1813 | 1813
|  | new york agg. | 2020 | 2016 usd/kilowatt | 2692 | 2692 | 2692 | 2692 | 2692 | 2692 | 2692 | 2692 | 2692
|  |  | 2025 | 2016 usd/kilowatt | 2547 | 2547 | 2547 | 2547 | 2547 | 2547 | 2547 | 2547 | 2547
|  |  | 2030 | 2016 usd/kilowatt | 2304 | 2304 | 2304 | 2304 | 2304 | 2304 | 2304 | 2304 | 2304
|  |  | 2035 | 2016 usd/kilowatt | 2143 | 2143 | 2143 | 2143 | 2143 | 2143 | 2143 | 2143 | 2143
|  |  | 2040 | 2016 usd/kilowatt | 2035 | 2035 | 2035 | 2035 | 2035 | 2035 | 2035 | 2035 | 2035
|  |  | 2045 | 2016 usd/kilowatt | 1925 | 1925 | 1925 | 1925 | 1925 | 1925 | 1925 | 1925 | 1925
|  |  | 2050 | 2016 usd/kilowatt | 1813 | 1813 | 1813 | 1813 | 1813 | 1813 | 1813 | 1813 | 1813
|  | pacific northwest agg. | 2020 | 2016 usd/kilowatt | 1853 | 1853 | 1853 | 1853 | 1853 | 1853 | 1853 | 1853 | 1853
|  |  | 2025 | 2016 usd/kilowatt | 1753 | 1753 | 1753 | 1753 | 1753 | 1753 | 1753 | 1753 | 1753
|  |  | 2030 | 2016 usd/kilowatt | 1586 | 1586 | 1586 | 1586 | 1586 | 1586 | 1586 | 1586 | 1586
|  |  | 2035 | 2016 usd/kilowatt | 1475 | 1475 | 1475 | 1475 | 1475 | 1475 | 1475 | 1475 | 1475
|  |  | 2040 | 2016 usd/kilowatt | 1401 | 1401 | 1401 | 1401 | 1401 | 1401 | 1401 | 1401 | 1401
|  |  | 2045 | 2016 usd/kilowatt | 1325 | 1325 | 1325 | 1325 | 1325 | 1325 | 1325 | 1325 | 1325
|  |  | 2050 | 2016 usd/kilowatt | 1248 | 1248 | 1248 | 1248 | 1248 | 1248 | 1248 | 1248 | 1248
|  | rocky mountains agg. | 2020 | 2016 usd/kilowatt | 1496 | 1496 | 1496 | 1496 | 1496 | 1496 | 1496 | 1496 | 1496
|  |  | 2025 | 2016 usd/kilowatt | 1415 | 1415 | 1415 | 1415 | 1415 | 1415 | 1415 | 1415 | 1415
|  |  | 2030 | 2016 usd/kilowatt | 1280 | 1280 | 1280 | 1280 | 1280 | 1280 | 1280 | 1280 | 1280
|  |  | 2035 | 2016 usd/kilowatt | 1191 | 1191 | 1191 | 1191 | 1191 | 1191 | 1191 | 1191 | 1191
|  |  | 2040 | 2016 usd/kilowatt | 1131 | 1131 | 1131 | 1131 | 1131 | 1131 | 1131 | 1131 | 1131
|  |  | 2045 | 2016 usd/kilowatt | 1070 | 1070 | 1070 | 1070 | 1070 | 1070 | 1070 | 1070 | 1070
|  |  | 2050 | 2016 usd/kilowatt | 1007 | 1007 | 1007 | 1007 | 1007 | 1007 | 1007 | 1007 | 1007
|  | southeast agg. | 2020 | 2016 usd/kilowatt | 1496 | 1496 | 1496 | 1496 | 1496 | 1496 | 1496 | 1496 | 1496
|  |  | 2025 | 2016 usd/kilowatt | 1415 | 1415 | 1415 | 1415 | 1415 | 1415 | 1415 | 1415 | 1415
|  |  | 2030 | 2016 usd/kilowatt | 1280 | 1280 | 1280 | 1280 | 1280 | 1280 | 1280 | 1280 | 1280
|  |  | 2035 | 2016 usd/kilowatt | 1191 | 1191 | 1191 | 1191 | 1191 | 1191 | 1191 | 1191 | 1191
|  |  | 2040 | 2016 usd/kilowatt | 1131 | 1131 | 1131 | 1131 | 1131 | 1131 | 1131 | 1131 | 1131
|  |  | 2045 | 2016 usd/kilowatt | 1070 | 1070 | 1070 | 1070 | 1070 | 1070 | 1070 | 1070 | 1070
|  |  | 2050 | 2016 usd/kilowatt | 1007 | 1007 | 1007 | 1007 | 1007 | 1007 | 1007 | 1007 | 1007
|  | texas agg. | 2020 | 2016 usd/kilowatt | 1496 | 1496 | 1496 | 1496 | 1496 | 1496 | 1496 | 1496 | 1496
|  |  | 2025 | 2016 usd/kilowatt | 1415 | 1415 | 1415 | 1415 | 1415 | 1415 | 1415 | 1415 | 1415
|  |  | 2030 | 2016 usd/kilowatt | 1280 | 1280 | 1280 | 1280 | 1280 | 1280 | 1280 | 1280 | 1280
|  |  | 2035 | 2016 usd/kilowatt | 1191 | 1191 | 1191 | 1191 | 1191 | 1191 | 1191 | 1191 | 1191
|  |  | 2040 | 2016 usd/kilowatt | 1131 | 1131 | 1131 | 1131 | 1131 | 1131 | 1131 | 1131 | 1131
|  |  | 2045 | 2016 usd/kilowatt | 1070 | 1070 | 1070 | 1070 | 1070 | 1070 | 1070 | 1070 | 1070
|  |  | 2050 | 2016 usd/kilowatt | 1007 | 1007 | 1007 | 1007 | 1007 | 1007 | 1007 | 1007 | 1007
|  | upper midwest agg. | 2020 | 2016 usd/kilowatt | 1496 | 1496 | 1496 | 1496 | 1496 | 1496 | 1496 | 1496 | 1496
|  |  | 2025 | 2016 usd/kilowatt | 1415 | 1415 | 1415 | 1415 | 1415 | 1415 | 1415 | 1415 | 1415
|  |  | 2030 | 2016 usd/kilowatt | 1280 | 1280 | 1280 | 1280 | 1280 | 1280 | 1280 | 1280 | 1280
|  |  | 2035 | 2016 usd/kilowatt | 1191 | 1191 | 1191 | 1191 | 1191 | 1191 | 1191 | 1191 | 1191
|  |  | 2040 | 2016 usd/kilowatt | 1131 | 1131 | 1131 | 1131 | 1131 | 1131 | 1131 | 1131 | 1131
|  |  | 2045 | 2016 usd/kilowatt | 1070 | 1070 | 1070 | 1070 | 1070 | 1070 | 1070 | 1070 | 1070
|  |  | 2050 | 2016 usd/kilowatt | 1007 | 1007 | 1007 | 1007 | 1007 | 1007 | 1007 | 1007 | 1007
|  | utah/nevada agg. | 2020 | 2016 usd/kilowatt | 1496 | 1496 | 1496 | 1496 | 1496 | 1496 | 1496 | 1496 | 1496
|  |  | 2025 | 2016 usd/kilowatt | 1415 | 1415 | 1415 | 1415 | 1415 | 1415 | 1415 | 1415 | 1415
|  |  | 2030 | 2016 usd/kilowatt | 1280 | 1280 | 1280 | 1280 | 1280 | 1280 | 1280 | 1280 | 1280
|  |  | 2035 | 2016 usd/kilowatt | 1191 | 1191 | 1191 | 1191 | 1191 | 1191 | 1191 | 1191 | 1191
|  |  | 2040 | 2016 usd/kilowatt | 1131 | 1131 | 1131 | 1131 | 1131 | 1131 | 1131 | 1131 | 1131
|  |  | 2045 | 2016 usd/kilowatt | 1070 | 1070 | 1070 | 1070 | 1070 | 1070 | 1070 | 1070 | 1070
|  |  | 2050 | 2016 usd/kilowatt | 1007 | 1007 | 1007 | 1007 | 1007 | 1007 | 1007 | 1007 | 1007
| onshore wind power plant_5 | california agg. | 2020 | 2016 usd/kilowatt | 1944 | 1944 | 1944 | 1944 | 1944 | 1944 | 1944 | 1944 | 1944
|  |  | 2025 | 2016 usd/kilowatt | 1839 | 1839 | 1839 | 1839 | 1839 | 1839 | 1839 | 1839 | 1839
|  |  | 2030 | 2016 usd/kilowatt | 1664 | 1664 | 1664 | 1664 | 1664 | 1664 | 1664 | 1664 | 1664
|  |  | 2035 | 2016 usd/kilowatt | 1550 | 1550 | 1550 | 1550 | 1550 | 1550 | 1550 | 1550 | 1550
|  |  | 2040 | 2016 usd/kilowatt | 1475 | 1475 | 1475 | 1475 | 1475 | 1475 | 1475 | 1475 | 1475
|  |  | 2045 | 2016 usd/kilowatt | 1398 | 1398 | 1398 | 1398 | 1398 | 1398 | 1398 | 1398 | 1398
|  |  | 2050 | 2016 usd/kilowatt | 1319 | 1319 | 1319 | 1319 | 1319 | 1319 | 1319 | 1319 | 1319
|  | desert southwest agg. | 2020 | 2016 usd/kilowatt | 1513 | 1513 | 1513 | 1513 | 1513 | 1513 | 1513 | 1513 | 1513
|  |  | 2025 | 2016 usd/kilowatt | 1431 | 1431 | 1431 | 1431 | 1431 | 1431 | 1431 | 1431 | 1431
|  |  | 2030 | 2016 usd/kilowatt | 1295 | 1295 | 1295 | 1295 | 1295 | 1295 | 1295 | 1295 | 1295
|  |  | 2035 | 2016 usd/kilowatt | 1206 | 1206 | 1206 | 1206 | 1206 | 1206 | 1206 | 1206 | 1206
|  |  | 2040 | 2016 usd/kilowatt | 1148 | 1148 | 1148 | 1148 | 1148 | 1148 | 1148 | 1148 | 1148
|  |  | 2045 | 2016 usd/kilowatt | 1088 | 1088 | 1088 | 1088 | 1088 | 1088 | 1088 | 1088 | 1088
|  |  | 2050 | 2016 usd/kilowatt | 1026 | 1026 | 1026 | 1026 | 1026 | 1026 | 1026 | 1026 | 1026
|  | louisiana and ozarks agg. | 2020 | 2016 usd/kilowatt | 1496 | 1496 | 1496 | 1496 | 1496 | 1496 | 1496 | 1496 | 1496
|  |  | 2025 | 2016 usd/kilowatt | 1415 | 1415 | 1415 | 1415 | 1415 | 1415 | 1415 | 1415 | 1415
|  |  | 2030 | 2016 usd/kilowatt | 1280 | 1280 | 1280 | 1280 | 1280 | 1280 | 1280 | 1280 | 1280
|  |  | 2035 | 2016 usd/kilowatt | 1192 | 1192 | 1192 | 1192 | 1192 | 1192 | 1192 | 1192 | 1192
|  |  | 2040 | 2016 usd/kilowatt | 1134 | 1134 | 1134 | 1134 | 1134 | 1134 | 1134 | 1134 | 1134
|  |  | 2045 | 2016 usd/kilowatt | 1075 | 1075 | 1075 | 1075 | 1075 | 1075 | 1075 | 1075 | 1075
|  |  | 2050 | 2016 usd/kilowatt | 1014 | 1014 | 1014 | 1014 | 1014 | 1014 | 1014 | 1014 | 1014
|  | lower midwest agg. | 2020 | 2016 usd/kilowatt | 1496 | 1496 | 1496 | 1496 | 1496 | 1496 | 1496 | 1496 | 1496
|  |  | 2025 | 2016 usd/kilowatt | 1415 | 1415 | 1415 | 1415 | 1415 | 1415 | 1415 | 1415 | 1415
|  |  | 2030 | 2016 usd/kilowatt | 1280 | 1280 | 1280 | 1280 | 1280 | 1280 | 1280 | 1280 | 1280
|  |  | 2035 | 2016 usd/kilowatt | 1192 | 1192 | 1192 | 1192 | 1192 | 1192 | 1192 | 1192 | 1192
|  |  | 2040 | 2016 usd/kilowatt | 1134 | 1134 | 1134 | 1134 | 1134 | 1134 | 1134 | 1134 | 1134
|  |  | 2045 | 2016 usd/kilowatt | 1075 | 1075 | 1075 | 1075 | 1075 | 1075 | 1075 | 1075 | 1075
|  |  | 2050 | 2016 usd/kilowatt | 1014 | 1014 | 1014 | 1014 | 1014 | 1014 | 1014 | 1014 | 1014
|  | mid-atlantic and great lakes agg. | 2020 | 2016 usd/kilowatt | 1961 | 1961 | 1961 | 1961 | 1961 | 1961 | 1961 | 1961 | 1961
|  |  | 2025 | 2016 usd/kilowatt | 1855 | 1855 | 1855 | 1855 | 1855 | 1855 | 1855 | 1855 | 1855
|  |  | 2030 | 2016 usd/kilowatt | 1678 | 1678 | 1678 | 1678 | 1678 | 1678 | 1678 | 1678 | 1678
|  |  | 2035 | 2016 usd/kilowatt | 1563 | 1563 | 1563 | 1563 | 1563 | 1563 | 1563 | 1563 | 1563
|  |  | 2040 | 2016 usd/kilowatt | 1487 | 1487 | 1487 | 1487 | 1487 | 1487 | 1487 | 1487 | 1487
|  |  | 2045 | 2016 usd/kilowatt | 1409 | 1409 | 1409 | 1409 | 1409 | 1409 | 1409 | 1409 | 1409
|  |  | 2050 | 2016 usd/kilowatt | 1330 | 1330 | 1330 | 1330 | 1330 | 1330 | 1330 | 1330 | 1330
|  | new england agg. | 2020 | 2016 usd/kilowatt | 2692 | 2692 | 2692 | 2692 | 2692 | 2692 | 2692 | 2692 | 2692
|  |  | 2025 | 2016 usd/kilowatt | 2547 | 2547 | 2547 | 2547 | 2547 | 2547 | 2547 | 2547 | 2547
|  |  | 2030 | 2016 usd/kilowatt | 2304 | 2304 | 2304 | 2304 | 2304 | 2304 | 2304 | 2304 | 2304
|  |  | 2035 | 2016 usd/kilowatt | 2146 | 2146 | 2146 | 2146 | 2146 | 2146 | 2146 | 2146 | 2146
|  |  | 2040 | 2016 usd/kilowatt | 2042 | 2042 | 2042 | 2042 | 2042 | 2042 | 2042 | 2042 | 2042
|  |  | 2045 | 2016 usd/kilowatt | 1935 | 1935 | 1935 | 1935 | 1935 | 1935 | 1935 | 1935 | 1935
|  |  | 2050 | 2016 usd/kilowatt | 1826 | 1826 | 1826 | 1826 | 1826 | 1826 | 1826 | 1826 | 1826
|  | new york agg. | 2020 | 2016 usd/kilowatt | 2692 | 2692 | 2692 | 2692 | 2692 | 2692 | 2692 | 2692 | 2692
|  |  | 2025 | 2016 usd/kilowatt | 2547 | 2547 | 2547 | 2547 | 2547 | 2547 | 2547 | 2547 | 2547
|  |  | 2030 | 2016 usd/kilowatt | 2304 | 2304 | 2304 | 2304 | 2304 | 2304 | 2304 | 2304 | 2304
|  |  | 2035 | 2016 usd/kilowatt | 2146 | 2146 | 2146 | 2146 | 2146 | 2146 | 2146 | 2146 | 2146
|  |  | 2040 | 2016 usd/kilowatt | 2042 | 2042 | 2042 | 2042 | 2042 | 2042 | 2042 | 2042 | 2042
|  |  | 2045 | 2016 usd/kilowatt | 1935 | 1935 | 1935 | 1935 | 1935 | 1935 | 1935 | 1935 | 1935
|  |  | 2050 | 2016 usd/kilowatt | 1826 | 1826 | 1826 | 1826 | 1826 | 1826 | 1826 | 1826 | 1826
|  | pacific northwest agg. | 2020 | 2016 usd/kilowatt | 1853 | 1853 | 1853 | 1853 | 1853 | 1853 | 1853 | 1853 | 1853
|  |  | 2025 | 2016 usd/kilowatt | 1753 | 1753 | 1753 | 1753 | 1753 | 1753 | 1753 | 1753 | 1753
|  |  | 2030 | 2016 usd/kilowatt | 1586 | 1586 | 1586 | 1586 | 1586 | 1586 | 1586 | 1586 | 1586
|  |  | 2035 | 2016 usd/kilowatt | 1477 | 1477 | 1477 | 1477 | 1477 | 1477 | 1477 | 1477 | 1477
|  |  | 2040 | 2016 usd/kilowatt | 1406 | 1406 | 1406 | 1406 | 1406 | 1406 | 1406 | 1406 | 1406
|  |  | 2045 | 2016 usd/kilowatt | 1332 | 1332 | 1332 | 1332 | 1332 | 1332 | 1332 | 1332 | 1332
|  |  | 2050 | 2016 usd/kilowatt | 1257 | 1257 | 1257 | 1257 | 1257 | 1257 | 1257 | 1257 | 1257
|  | rocky mountains agg. | 2020 | 2016 usd/kilowatt | 1496 | 1496 | 1496 | 1496 | 1496 | 1496 | 1496 | 1496 | 1496
|  |  | 2025 | 2016 usd/kilowatt | 1415 | 1415 | 1415 | 1415 | 1415 | 1415 | 1415 | 1415 | 1415
|  |  | 2030 | 2016 usd/kilowatt | 1280 | 1280 | 1280 | 1280 | 1280 | 1280 | 1280 | 1280 | 1280
|  |  | 2035 | 2016 usd/kilowatt | 1192 | 1192 | 1192 | 1192 | 1192 | 1192 | 1192 | 1192 | 1192
|  |  | 2040 | 2016 usd/kilowatt | 1134 | 1134 | 1134 | 1134 | 1134 | 1134 | 1134 | 1134 | 1134
|  |  | 2045 | 2016 usd/kilowatt | 1075 | 1075 | 1075 | 1075 | 1075 | 1075 | 1075 | 1075 | 1075
|  |  | 2050 | 2016 usd/kilowatt | 1014 | 1014 | 1014 | 1014 | 1014 | 1014 | 1014 | 1014 | 1014
|  | southeast agg. | 2020 | 2016 usd/kilowatt | 1496 | 1496 | 1496 | 1496 | 1496 | 1496 | 1496 | 1496 | 1496
|  |  | 2025 | 2016 usd/kilowatt | 1415 | 1415 | 1415 | 1415 | 1415 | 1415 | 1415 | 1415 | 1415
|  |  | 2030 | 2016 usd/kilowatt | 1280 | 1280 | 1280 | 1280 | 1280 | 1280 | 1280 | 1280 | 1280
|  |  | 2035 | 2016 usd/kilowatt | 1192 | 1192 | 1192 | 1192 | 1192 | 1192 | 1192 | 1192 | 1192
|  |  | 2040 | 2016 usd/kilowatt | 1134 | 1134 | 1134 | 1134 | 1134 | 1134 | 1134 | 1134 | 1134
|  |  | 2045 | 2016 usd/kilowatt | 1075 | 1075 | 1075 | 1075 | 1075 | 1075 | 1075 | 1075 | 1075
|  |  | 2050 | 2016 usd/kilowatt | 1014 | 1014 | 1014 | 1014 | 1014 | 1014 | 1014 | 1014 | 1014
|  | texas agg. | 2020 | 2016 usd/kilowatt | 1496 | 1496 | 1496 | 1496 | 1496 | 1496 | 1496 | 1496 | 1496
|  |  | 2025 | 2016 usd/kilowatt | 1415 | 1415 | 1415 | 1415 | 1415 | 1415 | 1415 | 1415 | 1415
|  |  | 2030 | 2016 usd/kilowatt | 1280 | 1280 | 1280 | 1280 | 1280 | 1280 | 1280 | 1280 | 1280
|  |  | 2035 | 2016 usd/kilowatt | 1192 | 1192 | 1192 | 1192 | 1192 | 1192 | 1192 | 1192 | 1192
|  |  | 2040 | 2016 usd/kilowatt | 1134 | 1134 | 1134 | 1134 | 1134 | 1134 | 1134 | 1134 | 1134
|  |  | 2045 | 2016 usd/kilowatt | 1075 | 1075 | 1075 | 1075 | 1075 | 1075 | 1075 | 1075 | 1075
|  |  | 2050 | 2016 usd/kilowatt | 1014 | 1014 | 1014 | 1014 | 1014 | 1014 | 1014 | 1014 | 1014
|  | upper midwest agg. | 2020 | 2016 usd/kilowatt | 1496 | 1496 | 1496 | 1496 | 1496 | 1496 | 1496 | 1496 | 1496
|  |  | 2025 | 2016 usd/kilowatt | 1415 | 1415 | 1415 | 1415 | 1415 | 1415 | 1415 | 1415 | 1415
|  |  | 2030 | 2016 usd/kilowatt | 1280 | 1280 | 1280 | 1280 | 1280 | 1280 | 1280 | 1280 | 1280
|  |  | 2035 | 2016 usd/kilowatt | 1192 | 1192 | 1192 | 1192 | 1192 | 1192 | 1192 | 1192 | 1192
|  |  | 2040 | 2016 usd/kilowatt | 1134 | 1134 | 1134 | 1134 | 1134 | 1134 | 1134 | 1134 | 1134
|  |  | 2045 | 2016 usd/kilowatt | 1075 | 1075 | 1075 | 1075 | 1075 | 1075 | 1075 | 1075 | 1075
|  |  | 2050 | 2016 usd/kilowatt | 1014 | 1014 | 1014 | 1014 | 1014 | 1014 | 1014 | 1014 | 1014
|  | utah/nevada agg. | 2020 | 2016 usd/kilowatt | 1496 | 1496 | 1496 | 1496 | 1496 | 1496 | 1496 | 1496 | 1496
|  |  | 2025 | 2016 usd/kilowatt | 1415 | 1415 | 1415 | 1415 | 1415 | 1415 | 1415 | 1415 | 1415
|  |  | 2030 | 2016 usd/kilowatt | 1280 | 1280 | 1280 | 1280 | 1280 | 1280 | 1280 | 1280 | 1280
|  |  | 2035 | 2016 usd/kilowatt | 1192 | 1192 | 1192 | 1192 | 1192 | 1192 | 1192 | 1192 | 1192
|  |  | 2040 | 2016 usd/kilowatt | 1134 | 1134 | 1134 | 1134 | 1134 | 1134 | 1134 | 1134 | 1134
|  |  | 2045 | 2016 usd/kilowatt | 1075 | 1075 | 1075 | 1075 | 1075 | 1075 | 1075 | 1075 | 1075
|  |  | 2050 | 2016 usd/kilowatt | 1014 | 1014 | 1014 | 1014 | 1014 | 1014 | 1014 | 1014 | 1014
| onshore wind power plant_6 | california agg. | 2020 | 2016 usd/kilowatt | 1944 | 1944 | 1944 | 1944 | 1944 | 1944 | 1944 | 1944 | 1944
|  |  | 2025 | 2016 usd/kilowatt | 1839 | 1839 | 1839 | 1839 | 1839 | 1839 | 1839 | 1839 | 1839
|  |  | 2030 | 2016 usd/kilowatt | 1664 | 1664 | 1664 | 1664 | 1664 | 1664 | 1664 | 1664 | 1664
|  |  | 2035 | 2016 usd/kilowatt | 1552 | 1552 | 1552 | 1552 | 1552 | 1552 | 1552 | 1552 | 1552
|  |  | 2040 | 2016 usd/kilowatt | 1480 | 1480 | 1480 | 1480 | 1480 | 1480 | 1480 | 1480 | 1480
|  |  | 2045 | 2016 usd/kilowatt | 1405 | 1405 | 1405 | 1405 | 1405 | 1405 | 1405 | 1405 | 1405
|  |  | 2050 | 2016 usd/kilowatt | 1328 | 1328 | 1328 | 1328 | 1328 | 1328 | 1328 | 1328 | 1328
|  | desert southwest agg. | 2020 | 2016 usd/kilowatt | 1513 | 1513 | 1513 | 1513 | 1513 | 1513 | 1513 | 1513 | 1513
|  |  | 2025 | 2016 usd/kilowatt | 1431 | 1431 | 1431 | 1431 | 1431 | 1431 | 1431 | 1431 | 1431
|  |  | 2030 | 2016 usd/kilowatt | 1295 | 1295 | 1295 | 1295 | 1295 | 1295 | 1295 | 1295 | 1295
|  |  | 2035 | 2016 usd/kilowatt | 1207 | 1207 | 1207 | 1207 | 1207 | 1207 | 1207 | 1207 | 1207
|  |  | 2040 | 2016 usd/kilowatt | 1151 | 1151 | 1151 | 1151 | 1151 | 1151 | 1151 | 1151 | 1151
|  |  | 2045 | 2016 usd/kilowatt | 1093 | 1093 | 1093 | 1093 | 1093 | 1093 | 1093 | 1093 | 1093
|  |  | 2050 | 2016 usd/kilowatt | 1034 | 1034 | 1034 | 1034 | 1034 | 1034 | 1034 | 1034 | 1034
|  | hawaii agg. | 2020 | 2016 usd/kilowatt | 1496 | 1496 | 1496 | 1496 | 1496 | 1496 | 1496 | 1496 | 1496
|  |  | 2025 | 2016 usd/kilowatt | 1415 | 1415 | 1415 | 1415 | 1415 | 1415 | 1415 | 1415 | 1415
|  |  | 2030 | 2016 usd/kilowatt | 1280 | 1280 | 1280 | 1280 | 1280 | 1280 | 1280 | 1280 | 1280
|  |  | 2035 | 2016 usd/kilowatt | 1194 | 1194 | 1194 | 1194 | 1194 | 1194 | 1194 | 1194 | 1194
|  |  | 2040 | 2016 usd/kilowatt | 1138 | 1138 | 1138 | 1138 | 1138 | 1138 | 1138 | 1138 | 1138
|  |  | 2045 | 2016 usd/kilowatt | 1081 | 1081 | 1081 | 1081 | 1081 | 1081 | 1081 | 1081 | 1081
|  |  | 2050 | 2016 usd/kilowatt | 1022 | 1022 | 1022 | 1022 | 1022 | 1022 | 1022 | 1022 | 1022
|  | louisiana and ozarks agg. | 2020 | 2016 usd/kilowatt | 1496 | 1496 | 1496 | 1496 | 1496 | 1496 | 1496 | 1496 | 1496
|  |  | 2025 | 2016 usd/kilowatt | 1415 | 1415 | 1415 | 1415 | 1415 | 1415 | 1415 | 1415 | 1415
|  |  | 2030 | 2016 usd/kilowatt | 1280 | 1280 | 1280 | 1280 | 1280 | 1280 | 1280 | 1280 | 1280
|  |  | 2035 | 2016 usd/kilowatt | 1194 | 1194 | 1194 | 1194 | 1194 | 1194 | 1194 | 1194 | 1194
|  |  | 2040 | 2016 usd/kilowatt | 1138 | 1138 | 1138 | 1138 | 1138 | 1138 | 1138 | 1138 | 1138
|  |  | 2045 | 2016 usd/kilowatt | 1081 | 1081 | 1081 | 1081 | 1081 | 1081 | 1081 | 1081 | 1081
|  |  | 2050 | 2016 usd/kilowatt | 1022 | 1022 | 1022 | 1022 | 1022 | 1022 | 1022 | 1022 | 1022
|  | lower midwest agg. | 2020 | 2016 usd/kilowatt | 1496 | 1496 | 1496 | 1496 | 1496 | 1496 | 1496 | 1496 | 1496
|  |  | 2025 | 2016 usd/kilowatt | 1415 | 1415 | 1415 | 1415 | 1415 | 1415 | 1415 | 1415 | 1415
|  |  | 2030 | 2016 usd/kilowatt | 1280 | 1280 | 1280 | 1280 | 1280 | 1280 | 1280 | 1280 | 1280
|  |  | 2035 | 2016 usd/kilowatt | 1194 | 1194 | 1194 | 1194 | 1194 | 1194 | 1194 | 1194 | 1194
|  |  | 2040 | 2016 usd/kilowatt | 1138 | 1138 | 1138 | 1138 | 1138 | 1138 | 1138 | 1138 | 1138
|  |  | 2045 | 2016 usd/kilowatt | 1081 | 1081 | 1081 | 1081 | 1081 | 1081 | 1081 | 1081 | 1081
|  |  | 2050 | 2016 usd/kilowatt | 1022 | 1022 | 1022 | 1022 | 1022 | 1022 | 1022 | 1022 | 1022
|  | mid-atlantic and great lakes agg. | 2020 | 2016 usd/kilowatt | 1961 | 1961 | 1961 | 1961 | 1961 | 1961 | 1961 | 1961 | 1961
|  |  | 2025 | 2016 usd/kilowatt | 1855 | 1855 | 1855 | 1855 | 1855 | 1855 | 1855 | 1855 | 1855
|  |  | 2030 | 2016 usd/kilowatt | 1678 | 1678 | 1678 | 1678 | 1678 | 1678 | 1678 | 1678 | 1678
|  |  | 2035 | 2016 usd/kilowatt | 1565 | 1565 | 1565 | 1565 | 1565 | 1565 | 1565 | 1565 | 1565
|  |  | 2040 | 2016 usd/kilowatt | 1492 | 1492 | 1492 | 1492 | 1492 | 1492 | 1492 | 1492 | 1492
|  |  | 2045 | 2016 usd/kilowatt | 1417 | 1417 | 1417 | 1417 | 1417 | 1417 | 1417 | 1417 | 1417
|  |  | 2050 | 2016 usd/kilowatt | 1339 | 1339 | 1339 | 1339 | 1339 | 1339 | 1339 | 1339 | 1339
|  | new england agg. | 2020 | 2016 usd/kilowatt | 2692 | 2692 | 2692 | 2692 | 2692 | 2692 | 2692 | 2692 | 2692
|  |  | 2025 | 2016 usd/kilowatt | 2547 | 2547 | 2547 | 2547 | 2547 | 2547 | 2547 | 2547 | 2547
|  |  | 2030 | 2016 usd/kilowatt | 2304 | 2304 | 2304 | 2304 | 2304 | 2304 | 2304 | 2304 | 2304
|  |  | 2035 | 2016 usd/kilowatt | 2149 | 2149 | 2149 | 2149 | 2149 | 2149 | 2149 | 2149 | 2149
|  |  | 2040 | 2016 usd/kilowatt | 2049 | 2049 | 2049 | 2049 | 2049 | 2049 | 2049 | 2049 | 2049
|  |  | 2045 | 2016 usd/kilowatt | 1946 | 1946 | 1946 | 1946 | 1946 | 1946 | 1946 | 1946 | 1946
|  |  | 2050 | 2016 usd/kilowatt | 1839 | 1839 | 1839 | 1839 | 1839 | 1839 | 1839 | 1839 | 1839
|  | new york agg. | 2020 | 2016 usd/kilowatt | 2692 | 2692 | 2692 | 2692 | 2692 | 2692 | 2692 | 2692 | 2692
|  |  | 2025 | 2016 usd/kilowatt | 2547 | 2547 | 2547 | 2547 | 2547 | 2547 | 2547 | 2547 | 2547
|  |  | 2030 | 2016 usd/kilowatt | 2304 | 2304 | 2304 | 2304 | 2304 | 2304 | 2304 | 2304 | 2304
|  |  | 2035 | 2016 usd/kilowatt | 2149 | 2149 | 2149 | 2149 | 2149 | 2149 | 2149 | 2149 | 2149
|  |  | 2040 | 2016 usd/kilowatt | 2049 | 2049 | 2049 | 2049 | 2049 | 2049 | 2049 | 2049 | 2049
|  |  | 2045 | 2016 usd/kilowatt | 1946 | 1946 | 1946 | 1946 | 1946 | 1946 | 1946 | 1946 | 1946
|  |  | 2050 | 2016 usd/kilowatt | 1839 | 1839 | 1839 | 1839 | 1839 | 1839 | 1839 | 1839 | 1839
|  | pacific northwest agg. | 2020 | 2016 usd/kilowatt | 1853 | 1853 | 1853 | 1853 | 1853 | 1853 | 1853 | 1853 | 1853
|  |  | 2025 | 2016 usd/kilowatt | 1753 | 1753 | 1753 | 1753 | 1753 | 1753 | 1753 | 1753 | 1753
|  |  | 2030 | 2016 usd/kilowatt | 1586 | 1586 | 1586 | 1586 | 1586 | 1586 | 1586 | 1586 | 1586
|  |  | 2035 | 2016 usd/kilowatt | 1479 | 1479 | 1479 | 1479 | 1479 | 1479 | 1479 | 1479 | 1479
|  |  | 2040 | 2016 usd/kilowatt | 1410 | 1410 | 1410 | 1410 | 1410 | 1410 | 1410 | 1410 | 1410
|  |  | 2045 | 2016 usd/kilowatt | 1339 | 1339 | 1339 | 1339 | 1339 | 1339 | 1339 | 1339 | 1339
|  |  | 2050 | 2016 usd/kilowatt | 1266 | 1266 | 1266 | 1266 | 1266 | 1266 | 1266 | 1266 | 1266
|  | rocky mountains agg. | 2020 | 2016 usd/kilowatt | 1496 | 1496 | 1496 | 1496 | 1496 | 1496 | 1496 | 1496 | 1496
|  |  | 2025 | 2016 usd/kilowatt | 1415 | 1415 | 1415 | 1415 | 1415 | 1415 | 1415 | 1415 | 1415
|  |  | 2030 | 2016 usd/kilowatt | 1280 | 1280 | 1280 | 1280 | 1280 | 1280 | 1280 | 1280 | 1280
|  |  | 2035 | 2016 usd/kilowatt | 1194 | 1194 | 1194 | 1194 | 1194 | 1194 | 1194 | 1194 | 1194
|  |  | 2040 | 2016 usd/kilowatt | 1138 | 1138 | 1138 | 1138 | 1138 | 1138 | 1138 | 1138 | 1138
|  |  | 2045 | 2016 usd/kilowatt | 1081 | 1081 | 1081 | 1081 | 1081 | 1081 | 1081 | 1081 | 1081
|  |  | 2050 | 2016 usd/kilowatt | 1022 | 1022 | 1022 | 1022 | 1022 | 1022 | 1022 | 1022 | 1022
|  | southeast agg. | 2020 | 2016 usd/kilowatt | 1496 | 1496 | 1496 | 1496 | 1496 | 1496 | 1496 | 1496 | 1496
|  |  | 2025 | 2016 usd/kilowatt | 1415 | 1415 | 1415 | 1415 | 1415 | 1415 | 1415 | 1415 | 1415
|  |  | 2030 | 2016 usd/kilowatt | 1280 | 1280 | 1280 | 1280 | 1280 | 1280 | 1280 | 1280 | 1280
|  |  | 2035 | 2016 usd/kilowatt | 1194 | 1194 | 1194 | 1194 | 1194 | 1194 | 1194 | 1194 | 1194
|  |  | 2040 | 2016 usd/kilowatt | 1138 | 1138 | 1138 | 1138 | 1138 | 1138 | 1138 | 1138 | 1138
|  |  | 2045 | 2016 usd/kilowatt | 1081 | 1081 | 1081 | 1081 | 1081 | 1081 | 1081 | 1081 | 1081
|  |  | 2050 | 2016 usd/kilowatt | 1022 | 1022 | 1022 | 1022 | 1022 | 1022 | 1022 | 1022 | 1022
|  | texas agg. | 2020 | 2016 usd/kilowatt | 1496 | 1496 | 1496 | 1496 | 1496 | 1496 | 1496 | 1496 | 1496
|  |  | 2025 | 2016 usd/kilowatt | 1415 | 1415 | 1415 | 1415 | 1415 | 1415 | 1415 | 1415 | 1415
|  |  | 2030 | 2016 usd/kilowatt | 1280 | 1280 | 1280 | 1280 | 1280 | 1280 | 1280 | 1280 | 1280
|  |  | 2035 | 2016 usd/kilowatt | 1194 | 1194 | 1194 | 1194 | 1194 | 1194 | 1194 | 1194 | 1194
|  |  | 2040 | 2016 usd/kilowatt | 1138 | 1138 | 1138 | 1138 | 1138 | 1138 | 1138 | 1138 | 1138
|  |  | 2045 | 2016 usd/kilowatt | 1081 | 1081 | 1081 | 1081 | 1081 | 1081 | 1081 | 1081 | 1081
|  |  | 2050 | 2016 usd/kilowatt | 1022 | 1022 | 1022 | 1022 | 1022 | 1022 | 1022 | 1022 | 1022
|  | upper midwest agg. | 2020 | 2016 usd/kilowatt | 1496 | 1496 | 1496 | 1496 | 1496 | 1496 | 1496 | 1496 | 1496
|  |  | 2025 | 2016 usd/kilowatt | 1415 | 1415 | 1415 | 1415 | 1415 | 1415 | 1415 | 1415 | 1415
|  |  | 2030 | 2016 usd/kilowatt | 1280 | 1280 | 1280 | 1280 | 1280 | 1280 | 1280 | 1280 | 1280
|  |  | 2035 | 2016 usd/kilowatt | 1194 | 1194 | 1194 | 1194 | 1194 | 1194 | 1194 | 1194 | 1194
|  |  | 2040 | 2016 usd/kilowatt | 1138 | 1138 | 1138 | 1138 | 1138 | 1138 | 1138 | 1138 | 1138
|  |  | 2045 | 2016 usd/kilowatt | 1081 | 1081 | 1081 | 1081 | 1081 | 1081 | 1081 | 1081 | 1081
|  |  | 2050 | 2016 usd/kilowatt | 1022 | 1022 | 1022 | 1022 | 1022 | 1022 | 1022 | 1022 | 1022
|  | utah/nevada agg. | 2020 | 2016 usd/kilowatt | 1496 | 1496 | 1496 | 1496 | 1496 | 1496 | 1496 | 1496 | 1496
|  |  | 2025 | 2016 usd/kilowatt | 1415 | 1415 | 1415 | 1415 | 1415 | 1415 | 1415 | 1415 | 1415
|  |  | 2030 | 2016 usd/kilowatt | 1280 | 1280 | 1280 | 1280 | 1280 | 1280 | 1280 | 1280 | 1280
|  |  | 2035 | 2016 usd/kilowatt | 1194 | 1194 | 1194 | 1194 | 1194 | 1194 | 1194 | 1194 | 1194
|  |  | 2040 | 2016 usd/kilowatt | 1138 | 1138 | 1138 | 1138 | 1138 | 1138 | 1138 | 1138 | 1138
|  |  | 2045 | 2016 usd/kilowatt | 1081 | 1081 | 1081 | 1081 | 1081 | 1081 | 1081 | 1081 | 1081
|  |  | 2050 | 2016 usd/kilowatt | 1022 | 1022 | 1022 | 1022 | 1022 | 1022 | 1022 | 1022 | 1022
| onshore wind power plant_7 | alaska agg. | 2020 | 2016 usd/kilowatt | 1496 | 1496 | 1496 | 1496 | 1496 | 1496 | 1496 | 1496 | 1496
|  |  | 2025 | 2016 usd/kilowatt | 1415 | 1415 | 1415 | 1415 | 1415 | 1415 | 1415 | 1415 | 1415
|  |  | 2030 | 2016 usd/kilowatt | 1280 | 1280 | 1280 | 1280 | 1280 | 1280 | 1280 | 1280 | 1280
|  |  | 2035 | 2016 usd/kilowatt | 1195 | 1195 | 1195 | 1195 | 1195 | 1195 | 1195 | 1195 | 1195
|  |  | 2040 | 2016 usd/kilowatt | 1142 | 1142 | 1142 | 1142 | 1142 | 1142 | 1142 | 1142 | 1142
|  |  | 2045 | 2016 usd/kilowatt | 1087 | 1087 | 1087 | 1087 | 1087 | 1087 | 1087 | 1087 | 1087
|  |  | 2050 | 2016 usd/kilowatt | 1029 | 1029 | 1029 | 1029 | 1029 | 1029 | 1029 | 1029 | 1029
|  | california agg. | 2020 | 2016 usd/kilowatt | 1944 | 1944 | 1944 | 1944 | 1944 | 1944 | 1944 | 1944 | 1944
|  |  | 2025 | 2016 usd/kilowatt | 1839 | 1839 | 1839 | 1839 | 1839 | 1839 | 1839 | 1839 | 1839
|  |  | 2030 | 2016 usd/kilowatt | 1664 | 1664 | 1664 | 1664 | 1664 | 1664 | 1664 | 1664 | 1664
|  |  | 2035 | 2016 usd/kilowatt | 1554 | 1554 | 1554 | 1554 | 1554 | 1554 | 1554 | 1554 | 1554
|  |  | 2040 | 2016 usd/kilowatt | 1484 | 1484 | 1484 | 1484 | 1484 | 1484 | 1484 | 1484 | 1484
|  |  | 2045 | 2016 usd/kilowatt | 1413 | 1413 | 1413 | 1413 | 1413 | 1413 | 1413 | 1413 | 1413
|  |  | 2050 | 2016 usd/kilowatt | 1338 | 1338 | 1338 | 1338 | 1338 | 1338 | 1338 | 1338 | 1338
|  | desert southwest agg. | 2020 | 2016 usd/kilowatt | 1513 | 1513 | 1513 | 1513 | 1513 | 1513 | 1513 | 1513 | 1513
|  |  | 2025 | 2016 usd/kilowatt | 1431 | 1431 | 1431 | 1431 | 1431 | 1431 | 1431 | 1431 | 1431
|  |  | 2030 | 2016 usd/kilowatt | 1295 | 1295 | 1295 | 1295 | 1295 | 1295 | 1295 | 1295 | 1295
|  |  | 2035 | 2016 usd/kilowatt | 1209 | 1209 | 1209 | 1209 | 1209 | 1209 | 1209 | 1209 | 1209
|  |  | 2040 | 2016 usd/kilowatt | 1155 | 1155 | 1155 | 1155 | 1155 | 1155 | 1155 | 1155 | 1155
|  |  | 2045 | 2016 usd/kilowatt | 1099 | 1099 | 1099 | 1099 | 1099 | 1099 | 1099 | 1099 | 1099
|  |  | 2050 | 2016 usd/kilowatt | 1041 | 1041 | 1041 | 1041 | 1041 | 1041 | 1041 | 1041 | 1041
|  | louisiana and ozarks agg. | 2020 | 2016 usd/kilowatt | 1496 | 1496 | 1496 | 1496 | 1496 | 1496 | 1496 | 1496 | 1496
|  |  | 2025 | 2016 usd/kilowatt | 1415 | 1415 | 1415 | 1415 | 1415 | 1415 | 1415 | 1415 | 1415
|  |  | 2030 | 2016 usd/kilowatt | 1280 | 1280 | 1280 | 1280 | 1280 | 1280 | 1280 | 1280 | 1280
|  |  | 2035 | 2016 usd/kilowatt | 1195 | 1195 | 1195 | 1195 | 1195 | 1195 | 1195 | 1195 | 1195
|  |  | 2040 | 2016 usd/kilowatt | 1142 | 1142 | 1142 | 1142 | 1142 | 1142 | 1142 | 1142 | 1142
|  |  | 2045 | 2016 usd/kilowatt | 1087 | 1087 | 1087 | 1087 | 1087 | 1087 | 1087 | 1087 | 1087
|  |  | 2050 | 2016 usd/kilowatt | 1029 | 1029 | 1029 | 1029 | 1029 | 1029 | 1029 | 1029 | 1029
|  | lower midwest agg. | 2020 | 2016 usd/kilowatt | 1496 | 1496 | 1496 | 1496 | 1496 | 1496 | 1496 | 1496 | 1496
|  |  | 2025 | 2016 usd/kilowatt | 1415 | 1415 | 1415 | 1415 | 1415 | 1415 | 1415 | 1415 | 1415
|  |  | 2030 | 2016 usd/kilowatt | 1280 | 1280 | 1280 | 1280 | 1280 | 1280 | 1280 | 1280 | 1280
|  |  | 2035 | 2016 usd/kilowatt | 1195 | 1195 | 1195 | 1195 | 1195 | 1195 | 1195 | 1195 | 1195
|  |  | 2040 | 2016 usd/kilowatt | 1142 | 1142 | 1142 | 1142 | 1142 | 1142 | 1142 | 1142 | 1142
|  |  | 2045 | 2016 usd/kilowatt | 1087 | 1087 | 1087 | 1087 | 1087 | 1087 | 1087 | 1087 | 1087
|  |  | 2050 | 2016 usd/kilowatt | 1029 | 1029 | 1029 | 1029 | 1029 | 1029 | 1029 | 1029 | 1029
|  | mid-atlantic and great lakes agg. | 2020 | 2016 usd/kilowatt | 1961 | 1961 | 1961 | 1961 | 1961 | 1961 | 1961 | 1961 | 1961
|  |  | 2025 | 2016 usd/kilowatt | 1855 | 1855 | 1855 | 1855 | 1855 | 1855 | 1855 | 1855 | 1855
|  |  | 2030 | 2016 usd/kilowatt | 1678 | 1678 | 1678 | 1678 | 1678 | 1678 | 1678 | 1678 | 1678
|  |  | 2035 | 2016 usd/kilowatt | 1567 | 1567 | 1567 | 1567 | 1567 | 1567 | 1567 | 1567 | 1567
|  |  | 2040 | 2016 usd/kilowatt | 1497 | 1497 | 1497 | 1497 | 1497 | 1497 | 1497 | 1497 | 1497
|  |  | 2045 | 2016 usd/kilowatt | 1424 | 1424 | 1424 | 1424 | 1424 | 1424 | 1424 | 1424 | 1424
|  |  | 2050 | 2016 usd/kilowatt | 1349 | 1349 | 1349 | 1349 | 1349 | 1349 | 1349 | 1349 | 1349
|  | new england agg. | 2020 | 2016 usd/kilowatt | 2692 | 2692 | 2692 | 2692 | 2692 | 2692 | 2692 | 2692 | 2692
|  |  | 2025 | 2016 usd/kilowatt | 2547 | 2547 | 2547 | 2547 | 2547 | 2547 | 2547 | 2547 | 2547
|  |  | 2030 | 2016 usd/kilowatt | 2304 | 2304 | 2304 | 2304 | 2304 | 2304 | 2304 | 2304 | 2304
|  |  | 2035 | 2016 usd/kilowatt | 2151 | 2151 | 2151 | 2151 | 2151 | 2151 | 2151 | 2151 | 2151
|  |  | 2040 | 2016 usd/kilowatt | 2055 | 2055 | 2055 | 2055 | 2055 | 2055 | 2055 | 2055 | 2055
|  |  | 2045 | 2016 usd/kilowatt | 1956 | 1956 | 1956 | 1956 | 1956 | 1956 | 1956 | 1956 | 1956
|  |  | 2050 | 2016 usd/kilowatt | 1853 | 1853 | 1853 | 1853 | 1853 | 1853 | 1853 | 1853 | 1853
|  | new york agg. | 2020 | 2016 usd/kilowatt | 2692 | 2692 | 2692 | 2692 | 2692 | 2692 | 2692 | 2692 | 2692
|  |  | 2025 | 2016 usd/kilowatt | 2547 | 2547 | 2547 | 2547 | 2547 | 2547 | 2547 | 2547 | 2547
|  |  | 2030 | 2016 usd/kilowatt | 2304 | 2304 | 2304 | 2304 | 2304 | 2304 | 2304 | 2304 | 2304
|  |  | 2035 | 2016 usd/kilowatt | 2151 | 2151 | 2151 | 2151 | 2151 | 2151 | 2151 | 2151 | 2151
|  |  | 2040 | 2016 usd/kilowatt | 2055 | 2055 | 2055 | 2055 | 2055 | 2055 | 2055 | 2055 | 2055
|  |  | 2045 | 2016 usd/kilowatt | 1956 | 1956 | 1956 | 1956 | 1956 | 1956 | 1956 | 1956 | 1956
|  |  | 2050 | 2016 usd/kilowatt | 1853 | 1853 | 1853 | 1853 | 1853 | 1853 | 1853 | 1853 | 1853
|  | pacific northwest agg. | 2020 | 2016 usd/kilowatt | 1853 | 1853 | 1853 | 1853 | 1853 | 1853 | 1853 | 1853 | 1853
|  |  | 2025 | 2016 usd/kilowatt | 1753 | 1753 | 1753 | 1753 | 1753 | 1753 | 1753 | 1753 | 1753
|  |  | 2030 | 2016 usd/kilowatt | 1586 | 1586 | 1586 | 1586 | 1586 | 1586 | 1586 | 1586 | 1586
|  |  | 2035 | 2016 usd/kilowatt | 1481 | 1481 | 1481 | 1481 | 1481 | 1481 | 1481 | 1481 | 1481
|  |  | 2040 | 2016 usd/kilowatt | 1415 | 1415 | 1415 | 1415 | 1415 | 1415 | 1415 | 1415 | 1415
|  |  | 2045 | 2016 usd/kilowatt | 1346 | 1346 | 1346 | 1346 | 1346 | 1346 | 1346 | 1346 | 1346
|  |  | 2050 | 2016 usd/kilowatt | 1275 | 1275 | 1275 | 1275 | 1275 | 1275 | 1275 | 1275 | 1275
|  | rocky mountains agg. | 2020 | 2016 usd/kilowatt | 1496 | 1496 | 1496 | 1496 | 1496 | 1496 | 1496 | 1496 | 1496
|  |  | 2025 | 2016 usd/kilowatt | 1415 | 1415 | 1415 | 1415 | 1415 | 1415 | 1415 | 1415 | 1415
|  |  | 2030 | 2016 usd/kilowatt | 1280 | 1280 | 1280 | 1280 | 1280 | 1280 | 1280 | 1280 | 1280
|  |  | 2035 | 2016 usd/kilowatt | 1195 | 1195 | 1195 | 1195 | 1195 | 1195 | 1195 | 1195 | 1195
|  |  | 2040 | 2016 usd/kilowatt | 1142 | 1142 | 1142 | 1142 | 1142 | 1142 | 1142 | 1142 | 1142
|  |  | 2045 | 2016 usd/kilowatt | 1087 | 1087 | 1087 | 1087 | 1087 | 1087 | 1087 | 1087 | 1087
|  |  | 2050 | 2016 usd/kilowatt | 1029 | 1029 | 1029 | 1029 | 1029 | 1029 | 1029 | 1029 | 1029
|  | southeast agg. | 2020 | 2016 usd/kilowatt | 1496 | 1496 | 1496 | 1496 | 1496 | 1496 | 1496 | 1496 | 1496
|  |  | 2025 | 2016 usd/kilowatt | 1415 | 1415 | 1415 | 1415 | 1415 | 1415 | 1415 | 1415 | 1415
|  |  | 2030 | 2016 usd/kilowatt | 1280 | 1280 | 1280 | 1280 | 1280 | 1280 | 1280 | 1280 | 1280
|  |  | 2035 | 2016 usd/kilowatt | 1195 | 1195 | 1195 | 1195 | 1195 | 1195 | 1195 | 1195 | 1195
|  |  | 2040 | 2016 usd/kilowatt | 1142 | 1142 | 1142 | 1142 | 1142 | 1142 | 1142 | 1142 | 1142
|  |  | 2045 | 2016 usd/kilowatt | 1087 | 1087 | 1087 | 1087 | 1087 | 1087 | 1087 | 1087 | 1087
|  |  | 2050 | 2016 usd/kilowatt | 1029 | 1029 | 1029 | 1029 | 1029 | 1029 | 1029 | 1029 | 1029
|  | texas agg. | 2020 | 2016 usd/kilowatt | 1496 | 1496 | 1496 | 1496 | 1496 | 1496 | 1496 | 1496 | 1496
|  |  | 2025 | 2016 usd/kilowatt | 1415 | 1415 | 1415 | 1415 | 1415 | 1415 | 1415 | 1415 | 1415
|  |  | 2030 | 2016 usd/kilowatt | 1280 | 1280 | 1280 | 1280 | 1280 | 1280 | 1280 | 1280 | 1280
|  |  | 2035 | 2016 usd/kilowatt | 1195 | 1195 | 1195 | 1195 | 1195 | 1195 | 1195 | 1195 | 1195
|  |  | 2040 | 2016 usd/kilowatt | 1142 | 1142 | 1142 | 1142 | 1142 | 1142 | 1142 | 1142 | 1142
|  |  | 2045 | 2016 usd/kilowatt | 1087 | 1087 | 1087 | 1087 | 1087 | 1087 | 1087 | 1087 | 1087
|  |  | 2050 | 2016 usd/kilowatt | 1029 | 1029 | 1029 | 1029 | 1029 | 1029 | 1029 | 1029 | 1029
|  | upper midwest agg. | 2020 | 2016 usd/kilowatt | 1496 | 1496 | 1496 | 1496 | 1496 | 1496 | 1496 | 1496 | 1496
|  |  | 2025 | 2016 usd/kilowatt | 1415 | 1415 | 1415 | 1415 | 1415 | 1415 | 1415 | 1415 | 1415
|  |  | 2030 | 2016 usd/kilowatt | 1280 | 1280 | 1280 | 1280 | 1280 | 1280 | 1280 | 1280 | 1280
|  |  | 2035 | 2016 usd/kilowatt | 1195 | 1195 | 1195 | 1195 | 1195 | 1195 | 1195 | 1195 | 1195
|  |  | 2040 | 2016 usd/kilowatt | 1142 | 1142 | 1142 | 1142 | 1142 | 1142 | 1142 | 1142 | 1142
|  |  | 2045 | 2016 usd/kilowatt | 1087 | 1087 | 1087 | 1087 | 1087 | 1087 | 1087 | 1087 | 1087
|  |  | 2050 | 2016 usd/kilowatt | 1029 | 1029 | 1029 | 1029 | 1029 | 1029 | 1029 | 1029 | 1029
|  | utah/nevada agg. | 2020 | 2016 usd/kilowatt | 1496 | 1496 | 1496 | 1496 | 1496 | 1496 | 1496 | 1496 | 1496
|  |  | 2025 | 2016 usd/kilowatt | 1415 | 1415 | 1415 | 1415 | 1415 | 1415 | 1415 | 1415 | 1415
|  |  | 2030 | 2016 usd/kilowatt | 1280 | 1280 | 1280 | 1280 | 1280 | 1280 | 1280 | 1280 | 1280
|  |  | 2035 | 2016 usd/kilowatt | 1195 | 1195 | 1195 | 1195 | 1195 | 1195 | 1195 | 1195 | 1195
|  |  | 2040 | 2016 usd/kilowatt | 1142 | 1142 | 1142 | 1142 | 1142 | 1142 | 1142 | 1142 | 1142
|  |  | 2045 | 2016 usd/kilowatt | 1087 | 1087 | 1087 | 1087 | 1087 | 1087 | 1087 | 1087 | 1087
|  |  | 2050 | 2016 usd/kilowatt | 1029 | 1029 | 1029 | 1029 | 1029 | 1029 | 1029 | 1029 | 1029
| rooftop solar pv power plant | all | 2020 | 2016 usd/kilowatt | 1623 | 1623 | 1623 | 1623 | 1623 | 1623 | 1623 | 1623 | 1623
|  |  | 2025 | 2016 usd/kilowatt | 1526 | 1526 | 1526 | 1526 | 1526 | 1526 | 1526 | 1526 | 1526
|  |  | 2030 | 2016 usd/kilowatt | 1341 | 1341 | 1341 | 1341 | 1341 | 1341 | 1341 | 1341 | 1341
|  |  | 2035 | 2016 usd/kilowatt | 1231 | 1231 | 1231 | 1231 | 1231 | 1231 | 1231 | 1231 | 1231
|  |  | 2040 | 2016 usd/kilowatt | 1172 | 1172 | 1172 | 1172 | 1172 | 1172 | 1172 | 1172 | 1172
|  |  | 2045 | 2016 usd/kilowatt | 1108 | 1108 | 1108 | 1108 | 1108 | 1108 | 1108 | 1108 | 1108
|  |  | 2050 | 2016 usd/kilowatt | 1041 | 1041 | 1041 | 1041 | 1041 | 1041 | 1041 | 1041 | 1041
| transmission-sited solar pv power plant_1 | all | 2020 | 2016 usd/kilowatt | 1368 | 1368 | 1368 | 1368 | 1368 | 1368 | 1368 | 1368 | 1368
|  |  | 2025 | 2016 usd/kilowatt | 1288 | 1288 | 1288 | 1288 | 1288 | 1288 | 1288 | 1288 | 1288
|  |  | 2030 | 2016 usd/kilowatt | 1151 | 1151 | 1151 | 1151 | 1151 | 1151 | 1151 | 1151 | 1151
|  |  | 2035 | 2016 usd/kilowatt | 1060 | 1060 | 1060 | 1060 | 1060 | 1060 | 1060 | 1060 | 1060
|  |  | 2040 | 2016 usd/kilowatt | 1000 | 1000 | 1000 | 1000 | 1000 | 1000 | 1000 | 1000 | 1000
|  |  | 2045 | 2016 usd/kilowatt | 944 | 944 | 944 | 944 | 944 | 944 | 944 | 944 | 944
|  |  | 2050 | 2016 usd/kilowatt | 891 | 891 | 891 | 891 | 891 | 891 | 891 | 891 | 891
| transmission-sited solar pv power plant_2 | all | 2020 | 2016 usd/kilowatt | 1368 | 1368 | 1368 | 1368 | 1368 | 1368 | 1368 | 1368 | 1368
|  |  | 2025 | 2016 usd/kilowatt | 1288 | 1288 | 1288 | 1288 | 1288 | 1288 | 1288 | 1288 | 1288
|  |  | 2030 | 2016 usd/kilowatt | 1151 | 1151 | 1151 | 1151 | 1151 | 1151 | 1151 | 1151 | 1151
|  |  | 2035 | 2016 usd/kilowatt | 1060 | 1060 | 1060 | 1060 | 1060 | 1060 | 1060 | 1060 | 1060
|  |  | 2040 | 2016 usd/kilowatt | 1000 | 1000 | 1000 | 1000 | 1000 | 1000 | 1000 | 1000 | 1000
|  |  | 2045 | 2016 usd/kilowatt | 944 | 944 | 944 | 944 | 944 | 944 | 944 | 944 | 944
|  |  | 2050 | 2016 usd/kilowatt | 891 | 891 | 891 | 891 | 891 | 891 | 891 | 891 | 891
| transmission-sited solar pv power plant_3 | all | 2020 | 2016 usd/kilowatt | 1368 | 1368 | 1368 | 1368 | 1368 | 1368 | 1368 | 1368 | 1368
|  |  | 2025 | 2016 usd/kilowatt | 1288 | 1288 | 1288 | 1288 | 1288 | 1288 | 1288 | 1288 | 1288
|  |  | 2030 | 2016 usd/kilowatt | 1151 | 1151 | 1151 | 1151 | 1151 | 1151 | 1151 | 1151 | 1151
|  |  | 2035 | 2016 usd/kilowatt | 1060 | 1060 | 1060 | 1060 | 1060 | 1060 | 1060 | 1060 | 1060
|  |  | 2040 | 2016 usd/kilowatt | 1000 | 1000 | 1000 | 1000 | 1000 | 1000 | 1000 | 1000 | 1000
|  |  | 2045 | 2016 usd/kilowatt | 944 | 944 | 944 | 944 | 944 | 944 | 944 | 944 | 944
|  |  | 2050 | 2016 usd/kilowatt | 891 | 891 | 891 | 891 | 891 | 891 | 891 | 891 | 891
| transmission-sited solar pv power plant_4 | all | 2020 | 2016 usd/kilowatt | 1368 | 1368 | 1368 | 1368 | 1368 | 1368 | 1368 | 1368 | 1368
|  |  | 2025 | 2016 usd/kilowatt | 1288 | 1288 | 1288 | 1288 | 1288 | 1288 | 1288 | 1288 | 1288
|  |  | 2030 | 2016 usd/kilowatt | 1151 | 1151 | 1151 | 1151 | 1151 | 1151 | 1151 | 1151 | 1151
|  |  | 2035 | 2016 usd/kilowatt | 1060 | 1060 | 1060 | 1060 | 1060 | 1060 | 1060 | 1060 | 1060
|  |  | 2040 | 2016 usd/kilowatt | 1000 | 1000 | 1000 | 1000 | 1000 | 1000 | 1000 | 1000 | 1000
|  |  | 2045 | 2016 usd/kilowatt | 944 | 944 | 944 | 944 | 944 | 944 | 944 | 944 | 944
|  |  | 2050 | 2016 usd/kilowatt | 891 | 891 | 891 | 891 | 891 | 891 | 891 | 891 | 891
| transmission-sited solar pv power plant_5 | all | 2020 | 2016 usd/kilowatt | 1368 | 1368 | 1368 | 1368 | 1368 | 1368 | 1368 | 1368 | 1368
|  |  | 2025 | 2016 usd/kilowatt | 1288 | 1288 | 1288 | 1288 | 1288 | 1288 | 1288 | 1288 | 1288
|  |  | 2030 | 2016 usd/kilowatt | 1151 | 1151 | 1151 | 1151 | 1151 | 1151 | 1151 | 1151 | 1151
|  |  | 2035 | 2016 usd/kilowatt | 1060 | 1060 | 1060 | 1060 | 1060 | 1060 | 1060 | 1060 | 1060
|  |  | 2040 | 2016 usd/kilowatt | 1000 | 1000 | 1000 | 1000 | 1000 | 1000 | 1000 | 1000 | 1000
|  |  | 2045 | 2016 usd/kilowatt | 944 | 944 | 944 | 944 | 944 | 944 | 944 | 944 | 944
|  |  | 2050 | 2016 usd/kilowatt | 891 | 891 | 891 | 891 | 891 | 891 | 891 | 891 | 891
| transmission-sited solar pv power plant_6 | all | 2020 | 2016 usd/kilowatt | 1368 | 1368 | 1368 | 1368 | 1368 | 1368 | 1368 | 1368 | 1368
|  |  | 2025 | 2016 usd/kilowatt | 1288 | 1288 | 1288 | 1288 | 1288 | 1288 | 1288 | 1288 | 1288
|  |  | 2030 | 2016 usd/kilowatt | 1151 | 1151 | 1151 | 1151 | 1151 | 1151 | 1151 | 1151 | 1151
|  |  | 2035 | 2016 usd/kilowatt | 1060 | 1060 | 1060 | 1060 | 1060 | 1060 | 1060 | 1060 | 1060
|  |  | 2040 | 2016 usd/kilowatt | 1000 | 1000 | 1000 | 1000 | 1000 | 1000 | 1000 | 1000 | 1000
|  |  | 2045 | 2016 usd/kilowatt | 944 | 944 | 944 | 944 | 944 | 944 | 944 | 944 | 944
|  |  | 2050 | 2016 usd/kilowatt | 891 | 891 | 891 | 891 | 891 | 891 | 891 | 891 | 891
capacity (repower) | existing_onshore wind power plant_1 | all | 2020 | 2016 usd/kilowatt | 1496 | 1496 | 1496 | 1496 | 1496 | 1496 | 1496 | 1496 | 1496
|  |  | 2025 | 2016 usd/kilowatt | 1415 | 1415 | 1415 | 1415 | 1415 | 1415 | 1415 | 1415 | 1415
|  |  | 2030 | 2016 usd/kilowatt | 1280 | 1280 | 1280 | 1280 | 1280 | 1280 | 1280 | 1280 | 1280
|  |  | 2035 | 2016 usd/kilowatt | 1186 | 1186 | 1186 | 1186 | 1186 | 1186 | 1186 | 1186 | 1186
|  |  | 2040 | 2016 usd/kilowatt | 1120 | 1120 | 1120 | 1120 | 1120 | 1120 | 1120 | 1120 | 1120
|  |  | 2045 | 2016 usd/kilowatt | 1052 | 1052 | 1052 | 1052 | 1052 | 1052 | 1052 | 1052 | 1052
|  |  | 2050 | 2016 usd/kilowatt | 985 | 985 | 985 | 985 | 985 | 985 | 985 | 985 | 985
energy (new) | li-ion | all | 2020 | 2016 usd/kilowatt_hour | 170 | 170 | 170 | 170 | 170 | 170 | 170 | 170 | 170
|  |  | 2025 | 2016 usd/kilowatt_hour | 145 | 145 | 145 | 145 | 145 | 145 | 145 | 145 | 145
|  |  | 2030 | 2016 usd/kilowatt_hour | 115 | 115 | 115 | 115 | 115 | 115 | 115 | 115 | 115
|  |  | 2035 | 2016 usd/kilowatt_hour | 103 | 103 | 103 | 103 | 103 | 103 | 103 | 103 | 103
|  |  | 2040 | 2016 usd/kilowatt_hour | 96 | 96 | 96 | 96 | 96 | 96 | 96 | 96 | 96
|  |  | 2045 | 2016 usd/kilowatt_hour | 90 | 90 | 90 | 90 | 90 | 90 | 90 | 90 | 90
|  |  | 2050 | 2016 usd/kilowatt_hour | 83 | 83 | 83 | 83 | 83 | 83 | 83 | 83 | 83

## generator_fixed_om
capacity type | tech | zone | vintage | unit | REF | E+ | E- | E+ RE+ | E+ RE- | E+ B+ | E- B+ | E+ RE+ B+ | E+ RE- B+ | cover | Notes:
existing | existing hydro quebec imports | all | all | 2016 usd/kilowatt | 0 | 0 | 0 | 0 | 0 | 0 | 0 | 0 | 0 |  | An inflation factor of 4% was used to convert 2016 dollars (seen here) to 2018 dollars (shown elsewhere in the outputs)
| existing_4 - hour bulk battery storage | alaska agg. | all | 2016 usd/kilowatt | 38 | 38 | 38 | 38 | 38 | 38 | 38 | 38 | 38
|  | california agg. | all | 2016 usd/kilowatt | 37 | 37 | 37 | 37 | 37 | 37 | 37 | 37 | 37
|  | desert southwest agg. | all | 2016 usd/kilowatt | 38 | 38 | 38 | 38 | 38 | 38 | 38 | 38 | 38
|  | hawaii agg. | all | 2016 usd/kilowatt | 38 | 38 | 38 | 38 | 38 | 38 | 38 | 38 | 38
|  | louisiana and ozarks agg. | all | 2016 usd/kilowatt | 38 | 38 | 38 | 38 | 38 | 38 | 38 | 38 | 38
|  | mid-atlantic and great lakes agg. | all | 2016 usd/kilowatt | 38 | 38 | 38 | 38 | 38 | 38 | 38 | 38 | 38
|  | new york agg. | all | 2016 usd/kilowatt | 38 | 38 | 38 | 38 | 38 | 38 | 38 | 38 | 38
|  | texas agg. | all | 2016 usd/kilowatt | 38 | 38 | 38 | 38 | 38 | 38 | 38 | 38 | 38
| existing_biomass cogen ipp power plant | all | all | 2016 usd/kilowatt | 81 | 81 | 81 | 81 | 81 | 81 | 81 | 81 | 81
| existing_biomass cogen power plant | all | all | 2016 usd/kilowatt | 18 | 18 | 18 | 18 | 18 | 18 | 18 | 18 | 18
| existing_biomass power plant | all | all | 2016 usd/kilowatt | 109 | 109 | 109 | 109 | 109 | 109 | 109 | 109 | 109
| existing_coal igcc power plant | all | all | 2016 usd/kilowatt | 53 | 53 | 53 | 53 | 53 | 53 | 53 | 53 | 53
| existing_coal steam turbine cogen power plant | all | all | 2016 usd/kilowatt | 4 | 4 | 4 | 4 | 4 | 4 | 4 | 4 | 4
| existing_coal steam turbine ipp cogen power plant | alaska agg. | all | 2016 usd/kilowatt | 71 | 71 | 71 | 71 | 71 | 71 | 71 | 71 | 71
|  | hawaii agg. | all | 2016 usd/kilowatt | 67 | 67 | 67 | 67 | 67 | 67 | 67 | 67 | 67
|  | mid-atlantic and great lakes agg. | all | 2016 usd/kilowatt | 70 | 70 | 70 | 70 | 70 | 70 | 70 | 70 | 70
|  | southeast agg. | all | 2016 usd/kilowatt | 67 | 67 | 67 | 67 | 67 | 67 | 67 | 67 | 67
| existing_distillate oil combustion turbine cogen power plant | all | all | 2016 usd/kilowatt | 3 | 3 | 3 | 3 | 3 | 3 | 3 | 3 | 3
| existing_distillate oil combustion turbine power plant | all | all | 2016 usd/kilowatt | 9 | 9 | 9 | 9 | 9 | 9 | 9 | 9 | 9
| existing_fossil waste steam turbine cogen power plant | all | all | 2016 usd/kilowatt | 11 | 11 | 11 | 11 | 11 | 11 | 11 | 11 | 11
| existing_gas combined cycle cogen power plant | all | all | 2016 usd/kilowatt | 22 | 22 | 22 | 22 | 22 | 22 | 22 | 22 | 22
| existing_gas combined cycle ipp cogen power plant | all | all | 2016 usd/kilowatt | 38 | 38 | 38 | 38 | 38 | 38 | 38 | 38 | 38
| existing_gas combined cycle power plant | all | all | 2016 usd/kilowatt | 10 | 10 | 10 | 10 | 10 | 10 | 10 | 10 | 10
| existing_gas combined cycle power plant* | all | all | 2016 usd/kilowatt | 10 | 10 | 10 | 10 | 10 | 10 | 10 | 10 | 10
| existing_gas combined cycle power plant** | all | all | 2016 usd/kilowatt | 10 | 10 | 10 | 10 | 10 | 10 | 10 | 10 | 10
| existing_gas combustion turbine cogen power plant | all | all | 2016 usd/kilowatt | 5 | 5 | 5 | 5 | 5 | 5 | 5 | 5 | 5
| existing_gas combustion turbine ipp cogen power plant | california agg. | all | 2016 usd/kilowatt | 6 | 6 | 6 | 6 | 6 | 6 | 6 | 6 | 6
|  | desert southwest agg. | all | 2016 usd/kilowatt | 7 | 7 | 7 | 7 | 7 | 7 | 7 | 7 | 7
|  | lower midwest agg. | all | 2016 usd/kilowatt | 7 | 7 | 7 | 7 | 7 | 7 | 7 | 7 | 7
|  | mid-atlantic and great lakes agg. | all | 2016 usd/kilowatt | 7 | 7 | 7 | 7 | 7 | 7 | 7 | 7 | 7
|  | new england agg. | all | 2016 usd/kilowatt | 7 | 7 | 7 | 7 | 7 | 7 | 7 | 7 | 7
|  | new york agg. | all | 2016 usd/kilowatt | 6 | 6 | 6 | 6 | 6 | 6 | 6 | 6 | 6
|  | pacific northwest agg. | all | 2016 usd/kilowatt | 6 | 6 | 6 | 6 | 6 | 6 | 6 | 6 | 6
|  | texas agg. | all | 2016 usd/kilowatt | 7 | 7 | 7 | 7 | 7 | 7 | 7 | 7 | 7
| existing_gas combustion turbine power plant | all | all | 2016 usd/kilowatt | 12 | 12 | 12 | 12 | 12 | 12 | 12 | 12 | 12
| existing_gas combustion turbine power plant* | all | all | 2016 usd/kilowatt | 12 | 12 | 12 | 12 | 12 | 12 | 12 | 12 | 12
| existing_gas steam turbine cogen power plant | all | all | 2016 usd/kilowatt | 11 | 11 | 11 | 11 | 11 | 11 | 11 | 11 | 11
| existing_gas steam turbine ipp cogen power plant | all | all | 2016 usd/kilowatt | 19 | 19 | 19 | 19 | 19 | 19 | 19 | 19 | 19
| existing_gas steam turbine power plant | all | all | 2016 usd/kilowatt | 44 | 44 | 44 | 44 | 44 | 44 | 44 | 44 | 44
| existing_generic demand response | all | all | 2016 usd/kilowatt | 0 | 0 | 0 | 0 | 0 | 0 | 0 | 0 | 0
| existing_geothermal power plant_1 | all | all | 2016 usd/kilowatt | 155 | 155 | 155 | 155 | 155 | 155 | 155 | 155 | 155
| existing_landfill gas to electricity power plant | all | all | 2016 usd/kilowatt | 404 | 404 | 404 | 404 | 404 | 404 | 404 | 404 | 404
| existing_large hydro power plant | all | all | 2016 usd/kilowatt | 16 | 16 | 16 | 16 | 16 | 16 | 16 | 16 | 16
| existing_municipal solid waste power plant | all | all | 2016 usd/kilowatt | 411 | 411 | 411 | 411 | 411 | 411 | 411 | 411 | 411
| existing_nuclear power plant | all | all | 2016 usd/kilowatt | 62 | 62 | 62 | 62 | 62 | 62 | 62 | 62 | 62
| existing_nuclear power plant* | california agg. | all | 2016 usd/kilowatt | 62 | 62 | 62 | 62 | 62 | 62 | 62 | 62 | 62
|  | desert southwest agg. | all | 2016 usd/kilowatt | 62 | 62 | 62 | 62 | 62 | 62 | 62 | 62 | 62
|  | louisiana and ozarks agg. | all | 2016 usd/kilowatt | 62 | 62 | 62 | 62 | 62 | 62 | 62 | 62 | 62
|  | mid-atlantic and great lakes agg. | all | 2016 usd/kilowatt | 62 | 62 | 62 | 62 | 62 | 62 | 62 | 62 | 62
|  | new england agg. | all | 2016 usd/kilowatt | 0 | 0 | 0 | 0 | 0 | 0 | 0 | 0 | 0
|  | new york agg. | all | 2016 usd/kilowatt | 62 | 62 | 62 | 62 | 62 | 62 | 62 | 62 | 62
|  | pacific northwest agg. | all | 2016 usd/kilowatt | 62 | 62 | 62 | 62 | 62 | 62 | 62 | 62 | 62
|  | upper midwest agg. | all | 2016 usd/kilowatt | 62 | 62 | 62 | 62 | 62 | 62 | 62 | 62 | 62
| existing_offshore wind fixed power plant_1 | all | all | 2016 usd/kilowatt | 0 | 0 | 0 | 0 | 0 | 0 | 0 | 0 | 0
| existing_onshore wind power plant_1 | all | all | 2016 usd/kilowatt | 43 | 43 | 43 | 43 | 43 | 43 | 43 | 43 | 43
| existing_petroleum coke steam turbine cogen power plant | all | all | 2016 usd/kilowatt | 7 | 7 | 7 | 7 | 7 | 7 | 7 | 7 | 7
| existing_petroleum coke steam turbine power plant | all | all | 2016 usd/kilowatt | 44 | 44 | 44 | 44 | 44 | 44 | 44 | 44 | 44
| existing_pulverized coal power plant | all | all | 2016 usd/kilowatt | 32 | 32 | 32 | 32 | 32 | 32 | 32 | 32 | 32
| existing_pulverized coal power plant* | all | all | 2016 usd/kilowatt | 32 | 32 | 32 | 32 | 32 | 32 | 32 | 32 | 32
| existing_pumped hydro storage | all | all | 2016 usd/kilowatt | 24 | 24 | 24 | 24 | 24 | 24 | 24 | 24 | 24
| existing_residual oil combustion turbine ipp cogen power plant | all | all | 2016 usd/kilowatt | 10 | 10 | 10 | 10 | 10 | 10 | 10 | 10 | 10
| existing_residual oil steam turbine power plant | all | all | 2016 usd/kilowatt | 44 | 44 | 44 | 44 | 44 | 44 | 44 | 44 | 44
| existing_run of river hydro power plant | all | all | 2016 usd/kilowatt | 85 | 85 | 85 | 85 | 85 | 85 | 85 | 85 | 85
| existing_solar thermal with energy storage power plant_1 | california agg. | all | 2016 usd/kilowatt | 69 | 69 | 69 | 69 | 69 | 69 | 69 | 69 | 69
|  | desert southwest agg. | all | 2016 usd/kilowatt | 72 | 72 | 72 | 72 | 72 | 72 | 72 | 72 | 72
| existing_transmission-sited solar pv power plant_1 | all | all | 2016 usd/kilowatt | 25 | 25 | 25 | 25 | 25 | 25 | 25 | 25 | 25
extension | existing_nuclear power plant | all | all | 2016 usd/kilowatt | 62 | 62 | 62 | 62 | 62 | 62 | 62 | 62 | 62
new | advanced nuclear plant | all | all | 2016 usd/kilowatt | 99 | 99 | 99 | 99 | 99 | 99 | 99 | 99 | 99
| biomass power plant | all | all | 2016 usd/kilowatt | 109 | 109 | 109 | 109 | 109 | 109 | 109 | 109 | 109
| biomass w/ccu allam power plant | all | all | 2016 usd/kilowatt | 231 | 231 | 231 | 231 | 231 | 231 | 231 | 231 | 231
| biomass w/ccu power plant | all | all | 2016 usd/kilowatt | 108 | 108 | 108 | 108 | 108 | 108 | 108 | 108 | 108
| gas combined cycle ccu oxyfuel | all | all | 2016 usd/kilowatt | 60 | 60 | 60 | 60 | 60 | 60 | 60 | 60 | 60
| gas combined cycle power plant | all | all | 2016 usd/kilowatt | 10 | 10 | 10 | 10 | 10 | 10 | 10 | 10 | 10
| gas combined cycle power plant with ccu | all | all | 2016 usd/kilowatt | 33 | 33 | 33 | 33 | 33 | 33 | 33 | 33 | 33
| gas combustion turbine power plant | all | all | 2016 usd/kilowatt | 6 | 6 | 6 | 6 | 6 | 6 | 6 | 6 | 6
| geothermal power plant_1 | all | all | 2016 usd/kilowatt | 155 | 155 | 155 | 155 | 155 | 155 | 155 | 155 | 155
| li-ion | all | 2020 | 2016 usd/kilowatt | 31 | 31 | 31 | 31 | 31 | 31 | 31 | 31 | 31
|  |  | 2025 | 2016 usd/kilowatt | 24 | 24 | 24 | 24 | 24 | 24 | 24 | 24 | 24
|  |  | 2030 | 2016 usd/kilowatt | 19 | 19 | 19 | 19 | 19 | 19 | 19 | 19 | 19
|  |  | 2035 | 2016 usd/kilowatt | 19 | 19 | 19 | 19 | 19 | 19 | 19 | 19 | 19
|  |  | 2040 | 2016 usd/kilowatt | 19 | 19 | 19 | 19 | 19 | 19 | 19 | 19 | 19
|  |  | 2045 | 2016 usd/kilowatt | 19 | 19 | 19 | 19 | 19 | 19 | 19 | 19 | 19
|  |  | 2050 | 2016 usd/kilowatt | 19 | 19 | 19 | 19 | 19 | 19 | 19 | 19 | 19
| offshore wind fixed power plant_1 | all | 2020 | 2016 usd/kilowatt | 105 | 105 | 105 | 105 | 105 | 105 | 105 | 105 | 105
|  |  | 2025 | 2016 usd/kilowatt | 95 | 95 | 95 | 95 | 95 | 95 | 95 | 95 | 95
|  |  | 2030 | 2016 usd/kilowatt | 80 | 80 | 80 | 80 | 80 | 80 | 80 | 80 | 80
|  |  | 2035 | 2016 usd/kilowatt | 68 | 68 | 68 | 68 | 68 | 68 | 68 | 68 | 68
|  |  | 2040 | 2016 usd/kilowatt | 58 | 58 | 58 | 58 | 58 | 58 | 58 | 58 | 58
|  |  | 2045 | 2016 usd/kilowatt | 49 | 49 | 49 | 49 | 49 | 49 | 49 | 49 | 49
|  |  | 2050 | 2016 usd/kilowatt | 41 | 41 | 41 | 41 | 41 | 41 | 41 | 41 | 41
| offshore wind fixed power plant_2 | all | 2020 | 2016 usd/kilowatt | 105 | 105 | 105 | 105 | 105 | 105 | 105 | 105 | 105
|  |  | 2025 | 2016 usd/kilowatt | 95 | 95 | 95 | 95 | 95 | 95 | 95 | 95 | 95
|  |  | 2030 | 2016 usd/kilowatt | 80 | 80 | 80 | 80 | 80 | 80 | 80 | 80 | 80
|  |  | 2035 | 2016 usd/kilowatt | 68 | 68 | 68 | 68 | 68 | 68 | 68 | 68 | 68
|  |  | 2040 | 2016 usd/kilowatt | 58 | 58 | 58 | 58 | 58 | 58 | 58 | 58 | 58
|  |  | 2045 | 2016 usd/kilowatt | 49 | 49 | 49 | 49 | 49 | 49 | 49 | 49 | 49
|  |  | 2050 | 2016 usd/kilowatt | 41 | 41 | 41 | 41 | 41 | 41 | 41 | 41 | 41
| offshore wind fixed power plant_3 | all | 2020 | 2016 usd/kilowatt | 108 | 108 | 108 | 108 | 108 | 108 | 108 | 108 | 108
|  |  | 2025 | 2016 usd/kilowatt | 98 | 98 | 98 | 98 | 98 | 98 | 98 | 98 | 98
|  |  | 2030 | 2016 usd/kilowatt | 83 | 83 | 83 | 83 | 83 | 83 | 83 | 83 | 83
|  |  | 2035 | 2016 usd/kilowatt | 70 | 70 | 70 | 70 | 70 | 70 | 70 | 70 | 70
|  |  | 2040 | 2016 usd/kilowatt | 60 | 60 | 60 | 60 | 60 | 60 | 60 | 60 | 60
|  |  | 2045 | 2016 usd/kilowatt | 51 | 51 | 51 | 51 | 51 | 51 | 51 | 51 | 51
|  |  | 2050 | 2016 usd/kilowatt | 43 | 43 | 43 | 43 | 43 | 43 | 43 | 43 | 43
| offshore wind fixed power plant_4 | all | 2020 | 2016 usd/kilowatt | 113 | 113 | 113 | 113 | 113 | 113 | 113 | 113 | 113
|  |  | 2025 | 2016 usd/kilowatt | 102 | 102 | 102 | 102 | 102 | 102 | 102 | 102 | 102
|  |  | 2030 | 2016 usd/kilowatt | 87 | 87 | 87 | 87 | 87 | 87 | 87 | 87 | 87
|  |  | 2035 | 2016 usd/kilowatt | 74 | 74 | 74 | 74 | 74 | 74 | 74 | 74 | 74
|  |  | 2040 | 2016 usd/kilowatt | 62 | 62 | 62 | 62 | 62 | 62 | 62 | 62 | 62
|  |  | 2045 | 2016 usd/kilowatt | 53 | 53 | 53 | 53 | 53 | 53 | 53 | 53 | 53
|  |  | 2050 | 2016 usd/kilowatt | 45 | 45 | 45 | 45 | 45 | 45 | 45 | 45 | 45
| offshore wind floating power plant_1 | all | 2020 | 2016 usd/kilowatt | 79 | 79 | 79 | 79 | 79 | 79 | 79 | 79 | 79
|  |  | 2025 | 2016 usd/kilowatt | 72 | 72 | 72 | 72 | 72 | 72 | 72 | 72 | 72
|  |  | 2030 | 2016 usd/kilowatt | 63 | 63 | 63 | 63 | 63 | 63 | 63 | 63 | 63
|  |  | 2035 | 2016 usd/kilowatt | 54 | 54 | 54 | 54 | 54 | 54 | 54 | 54 | 54
|  |  | 2040 | 2016 usd/kilowatt | 47 | 47 | 47 | 47 | 47 | 47 | 47 | 47 | 47
|  |  | 2045 | 2016 usd/kilowatt | 41 | 41 | 41 | 41 | 41 | 41 | 41 | 41 | 41
|  |  | 2050 | 2016 usd/kilowatt | 35 | 35 | 35 | 35 | 35 | 35 | 35 | 35 | 35
| offshore wind floating power plant_2 | all | 2020 | 2016 usd/kilowatt | 78 | 78 | 78 | 78 | 78 | 78 | 78 | 78 | 78
|  |  | 2025 | 2016 usd/kilowatt | 72 | 72 | 72 | 72 | 72 | 72 | 72 | 72 | 72
|  |  | 2030 | 2016 usd/kilowatt | 62 | 62 | 62 | 62 | 62 | 62 | 62 | 62 | 62
|  |  | 2035 | 2016 usd/kilowatt | 54 | 54 | 54 | 54 | 54 | 54 | 54 | 54 | 54
|  |  | 2040 | 2016 usd/kilowatt | 47 | 47 | 47 | 47 | 47 | 47 | 47 | 47 | 47
|  |  | 2045 | 2016 usd/kilowatt | 40 | 40 | 40 | 40 | 40 | 40 | 40 | 40 | 40
|  |  | 2050 | 2016 usd/kilowatt | 35 | 35 | 35 | 35 | 35 | 35 | 35 | 35 | 35
| offshore wind floating power plant_3 | all | 2020 | 2016 usd/kilowatt | 78 | 78 | 78 | 78 | 78 | 78 | 78 | 78 | 78
|  |  | 2025 | 2016 usd/kilowatt | 72 | 72 | 72 | 72 | 72 | 72 | 72 | 72 | 72
|  |  | 2030 | 2016 usd/kilowatt | 62 | 62 | 62 | 62 | 62 | 62 | 62 | 62 | 62
|  |  | 2035 | 2016 usd/kilowatt | 54 | 54 | 54 | 54 | 54 | 54 | 54 | 54 | 54
|  |  | 2040 | 2016 usd/kilowatt | 47 | 47 | 47 | 47 | 47 | 47 | 47 | 47 | 47
|  |  | 2045 | 2016 usd/kilowatt | 41 | 41 | 41 | 41 | 41 | 41 | 41 | 41 | 41
|  |  | 2050 | 2016 usd/kilowatt | 35 | 35 | 35 | 35 | 35 | 35 | 35 | 35 | 35
| offshore wind floating power plant_4 | all | 2020 | 2016 usd/kilowatt | 84 | 84 | 84 | 84 | 84 | 84 | 84 | 84 | 84
|  |  | 2025 | 2016 usd/kilowatt | 77 | 77 | 77 | 77 | 77 | 77 | 77 | 77 | 77
|  |  | 2030 | 2016 usd/kilowatt | 67 | 67 | 67 | 67 | 67 | 67 | 67 | 67 | 67
|  |  | 2035 | 2016 usd/kilowatt | 58 | 58 | 58 | 58 | 58 | 58 | 58 | 58 | 58
|  |  | 2040 | 2016 usd/kilowatt | 50 | 50 | 50 | 50 | 50 | 50 | 50 | 50 | 50
|  |  | 2045 | 2016 usd/kilowatt | 44 | 44 | 44 | 44 | 44 | 44 | 44 | 44 | 44
|  |  | 2050 | 2016 usd/kilowatt | 38 | 38 | 38 | 38 | 38 | 38 | 38 | 38 | 38
| offshore wind floating power plant_5 | all | 2020 | 2016 usd/kilowatt | 91 | 91 | 91 | 91 | 91 | 91 | 91 | 91 | 91
|  |  | 2025 | 2016 usd/kilowatt | 84 | 84 | 84 | 84 | 84 | 84 | 84 | 84 | 84
|  |  | 2030 | 2016 usd/kilowatt | 72 | 72 | 72 | 72 | 72 | 72 | 72 | 72 | 72
|  |  | 2035 | 2016 usd/kilowatt | 63 | 63 | 63 | 63 | 63 | 63 | 63 | 63 | 63
|  |  | 2040 | 2016 usd/kilowatt | 54 | 54 | 54 | 54 | 54 | 54 | 54 | 54 | 54
|  |  | 2045 | 2016 usd/kilowatt | 47 | 47 | 47 | 47 | 47 | 47 | 47 | 47 | 47
|  |  | 2050 | 2016 usd/kilowatt | 41 | 41 | 41 | 41 | 41 | 41 | 41 | 41 | 41
| offshore wind floating power plant_6 | all | 2020 | 2016 usd/kilowatt | 98 | 98 | 98 | 98 | 98 | 98 | 98 | 98 | 98
|  |  | 2025 | 2016 usd/kilowatt | 90 | 90 | 90 | 90 | 90 | 90 | 90 | 90 | 90
|  |  | 2030 | 2016 usd/kilowatt | 78 | 78 | 78 | 78 | 78 | 78 | 78 | 78 | 78
|  |  | 2035 | 2016 usd/kilowatt | 68 | 68 | 68 | 68 | 68 | 68 | 68 | 68 | 68
|  |  | 2040 | 2016 usd/kilowatt | 59 | 59 | 59 | 59 | 59 | 59 | 59 | 59 | 59
|  |  | 2045 | 2016 usd/kilowatt | 51 | 51 | 51 | 51 | 51 | 51 | 51 | 51 | 51
|  |  | 2050 | 2016 usd/kilowatt | 44 | 44 | 44 | 44 | 44 | 44 | 44 | 44 | 44
| offshore wind floating power plant_7 | all | 2020 | 2016 usd/kilowatt | 98 | 98 | 98 | 98 | 98 | 98 | 98 | 98 | 98
|  |  | 2025 | 2016 usd/kilowatt | 90 | 90 | 90 | 90 | 90 | 90 | 90 | 90 | 90
|  |  | 2030 | 2016 usd/kilowatt | 78 | 78 | 78 | 78 | 78 | 78 | 78 | 78 | 78
|  |  | 2035 | 2016 usd/kilowatt | 67 | 67 | 67 | 67 | 67 | 67 | 67 | 67 | 67
|  |  | 2040 | 2016 usd/kilowatt | 58 | 58 | 58 | 58 | 58 | 58 | 58 | 58 | 58
|  |  | 2045 | 2016 usd/kilowatt | 51 | 51 | 51 | 51 | 51 | 51 | 51 | 51 | 51
|  |  | 2050 | 2016 usd/kilowatt | 44 | 44 | 44 | 44 | 44 | 44 | 44 | 44 | 44
| offshore wind floating power plant_8 | all | 2020 | 2016 usd/kilowatt | 93 | 93 | 93 | 93 | 93 | 93 | 93 | 93 | 93
|  |  | 2025 | 2016 usd/kilowatt | 85 | 85 | 85 | 85 | 85 | 85 | 85 | 85 | 85
|  |  | 2030 | 2016 usd/kilowatt | 74 | 74 | 74 | 74 | 74 | 74 | 74 | 74 | 74
|  |  | 2035 | 2016 usd/kilowatt | 64 | 64 | 64 | 64 | 64 | 64 | 64 | 64 | 64
|  |  | 2040 | 2016 usd/kilowatt | 56 | 56 | 56 | 56 | 56 | 56 | 56 | 56 | 56
|  |  | 2045 | 2016 usd/kilowatt | 48 | 48 | 48 | 48 | 48 | 48 | 48 | 48 | 48
|  |  | 2050 | 2016 usd/kilowatt | 42 | 42 | 42 | 42 | 42 | 42 | 42 | 42 | 42
| onshore wind power plant_1 | all | 2020 | 2016 usd/kilowatt | 42 | 42 | 42 | 42 | 42 | 42 | 42 | 42 | 42
|  |  | 2025 | 2016 usd/kilowatt | 41 | 41 | 41 | 41 | 41 | 41 | 41 | 41 | 41
|  |  | 2030 | 2016 usd/kilowatt | 39 | 39 | 39 | 39 | 39 | 39 | 39 | 39 | 39
|  |  | 2035 | 2016 usd/kilowatt | 37 | 37 | 37 | 37 | 37 | 37 | 37 | 37 | 37
|  |  | 2040 | 2016 usd/kilowatt | 36 | 36 | 36 | 36 | 36 | 36 | 36 | 36 | 36
|  |  | 2045 | 2016 usd/kilowatt | 34 | 34 | 34 | 34 | 34 | 34 | 34 | 34 | 34
|  |  | 2050 | 2016 usd/kilowatt | 33 | 33 | 33 | 33 | 33 | 33 | 33 | 33 | 33
| onshore wind power plant_2 | all | 2020 | 2016 usd/kilowatt | 42 | 42 | 42 | 42 | 42 | 42 | 42 | 42 | 42
|  |  | 2025 | 2016 usd/kilowatt | 41 | 41 | 41 | 41 | 41 | 41 | 41 | 41 | 41
|  |  | 2030 | 2016 usd/kilowatt | 39 | 39 | 39 | 39 | 39 | 39 | 39 | 39 | 39
|  |  | 2035 | 2016 usd/kilowatt | 37 | 37 | 37 | 37 | 37 | 37 | 37 | 37 | 37
|  |  | 2040 | 2016 usd/kilowatt | 36 | 36 | 36 | 36 | 36 | 36 | 36 | 36 | 36
|  |  | 2045 | 2016 usd/kilowatt | 34 | 34 | 34 | 34 | 34 | 34 | 34 | 34 | 34
|  |  | 2050 | 2016 usd/kilowatt | 33 | 33 | 33 | 33 | 33 | 33 | 33 | 33 | 33
| onshore wind power plant_3 | all | 2020 | 2016 usd/kilowatt | 42 | 42 | 42 | 42 | 42 | 42 | 42 | 42 | 42
|  |  | 2025 | 2016 usd/kilowatt | 41 | 41 | 41 | 41 | 41 | 41 | 41 | 41 | 41
|  |  | 2030 | 2016 usd/kilowatt | 39 | 39 | 39 | 39 | 39 | 39 | 39 | 39 | 39
|  |  | 2035 | 2016 usd/kilowatt | 37 | 37 | 37 | 37 | 37 | 37 | 37 | 37 | 37
|  |  | 2040 | 2016 usd/kilowatt | 36 | 36 | 36 | 36 | 36 | 36 | 36 | 36 | 36
|  |  | 2045 | 2016 usd/kilowatt | 34 | 34 | 34 | 34 | 34 | 34 | 34 | 34 | 34
|  |  | 2050 | 2016 usd/kilowatt | 33 | 33 | 33 | 33 | 33 | 33 | 33 | 33 | 33
| onshore wind power plant_4 | all | 2020 | 2016 usd/kilowatt | 42 | 42 | 42 | 42 | 42 | 42 | 42 | 42 | 42
|  |  | 2025 | 2016 usd/kilowatt | 41 | 41 | 41 | 41 | 41 | 41 | 41 | 41 | 41
|  |  | 2030 | 2016 usd/kilowatt | 39 | 39 | 39 | 39 | 39 | 39 | 39 | 39 | 39
|  |  | 2035 | 2016 usd/kilowatt | 37 | 37 | 37 | 37 | 37 | 37 | 37 | 37 | 37
|  |  | 2040 | 2016 usd/kilowatt | 36 | 36 | 36 | 36 | 36 | 36 | 36 | 36 | 36
|  |  | 2045 | 2016 usd/kilowatt | 34 | 34 | 34 | 34 | 34 | 34 | 34 | 34 | 34
|  |  | 2050 | 2016 usd/kilowatt | 33 | 33 | 33 | 33 | 33 | 33 | 33 | 33 | 33
| onshore wind power plant_5 | all | 2020 | 2016 usd/kilowatt | 42 | 42 | 42 | 42 | 42 | 42 | 42 | 42 | 42
|  |  | 2025 | 2016 usd/kilowatt | 41 | 41 | 41 | 41 | 41 | 41 | 41 | 41 | 41
|  |  | 2030 | 2016 usd/kilowatt | 39 | 39 | 39 | 39 | 39 | 39 | 39 | 39 | 39
|  |  | 2035 | 2016 usd/kilowatt | 37 | 37 | 37 | 37 | 37 | 37 | 37 | 37 | 37
|  |  | 2040 | 2016 usd/kilowatt | 36 | 36 | 36 | 36 | 36 | 36 | 36 | 36 | 36
|  |  | 2045 | 2016 usd/kilowatt | 34 | 34 | 34 | 34 | 34 | 34 | 34 | 34 | 34
|  |  | 2050 | 2016 usd/kilowatt | 33 | 33 | 33 | 33 | 33 | 33 | 33 | 33 | 33
| onshore wind power plant_6 | all | 2020 | 2016 usd/kilowatt | 42 | 42 | 42 | 42 | 42 | 42 | 42 | 42 | 42
|  |  | 2025 | 2016 usd/kilowatt | 41 | 41 | 41 | 41 | 41 | 41 | 41 | 41 | 41
|  |  | 2030 | 2016 usd/kilowatt | 39 | 39 | 39 | 39 | 39 | 39 | 39 | 39 | 39
|  |  | 2035 | 2016 usd/kilowatt | 37 | 37 | 37 | 37 | 37 | 37 | 37 | 37 | 37
|  |  | 2040 | 2016 usd/kilowatt | 36 | 36 | 36 | 36 | 36 | 36 | 36 | 36 | 36
|  |  | 2045 | 2016 usd/kilowatt | 34 | 34 | 34 | 34 | 34 | 34 | 34 | 34 | 34
|  |  | 2050 | 2016 usd/kilowatt | 33 | 33 | 33 | 33 | 33 | 33 | 33 | 33 | 33
| onshore wind power plant_7 | all | 2020 | 2016 usd/kilowatt | 42 | 42 | 42 | 42 | 42 | 42 | 42 | 42 | 42
|  |  | 2025 | 2016 usd/kilowatt | 41 | 41 | 41 | 41 | 41 | 41 | 41 | 41 | 41
|  |  | 2030 | 2016 usd/kilowatt | 39 | 39 | 39 | 39 | 39 | 39 | 39 | 39 | 39
|  |  | 2035 | 2016 usd/kilowatt | 37 | 37 | 37 | 37 | 37 | 37 | 37 | 37 | 37
|  |  | 2040 | 2016 usd/kilowatt | 36 | 36 | 36 | 36 | 36 | 36 | 36 | 36 | 36
|  |  | 2045 | 2016 usd/kilowatt | 34 | 34 | 34 | 34 | 34 | 34 | 34 | 34 | 34
|  |  | 2050 | 2016 usd/kilowatt | 33 | 33 | 33 | 33 | 33 | 33 | 33 | 33 | 33
| rooftop solar pv power plant | all | 2020 | 2016 usd/kilowatt | 17 | 17 | 17 | 17 | 17 | 17 | 17 | 17 | 17
|  |  | 2025 | 2016 usd/kilowatt | 14 | 14 | 14 | 14 | 14 | 14 | 14 | 14 | 14
|  |  | 2030 | 2016 usd/kilowatt | 13 | 13 | 13 | 13 | 13 | 13 | 13 | 13 | 13
|  |  | 2035 | 2016 usd/kilowatt | 12 | 12 | 12 | 12 | 12 | 12 | 12 | 12 | 12
|  |  | 2040 | 2016 usd/kilowatt | 11 | 11 | 11 | 11 | 11 | 11 | 11 | 11 | 11
|  |  | 2045 | 2016 usd/kilowatt | 11 | 11 | 11 | 11 | 11 | 11 | 11 | 11 | 11
|  |  | 2050 | 2016 usd/kilowatt | 10 | 10 | 10 | 10 | 10 | 10 | 10 | 10 | 10
| transmission-sited solar pv power plant_1 | all | 2020 | 2016 usd/kilowatt | 16 | 16 | 16 | 16 | 16 | 16 | 16 | 16 | 16
|  |  | 2025 | 2016 usd/kilowatt | 15 | 15 | 15 | 15 | 15 | 15 | 15 | 15 | 15
|  |  | 2030 | 2016 usd/kilowatt | 14 | 14 | 14 | 14 | 14 | 14 | 14 | 14 | 14
|  |  | 2035 | 2016 usd/kilowatt | 13 | 13 | 13 | 13 | 13 | 13 | 13 | 13 | 13
|  |  | 2040 | 2016 usd/kilowatt | 12 | 12 | 12 | 12 | 12 | 12 | 12 | 12 | 12
|  |  | 2045 | 2016 usd/kilowatt | 11 | 11 | 11 | 11 | 11 | 11 | 11 | 11 | 11
|  |  | 2050 | 2016 usd/kilowatt | 11 | 11 | 11 | 11 | 11 | 11 | 11 | 11 | 11
| transmission-sited solar pv power plant_2 | all | 2020 | 2016 usd/kilowatt | 16 | 16 | 16 | 16 | 16 | 16 | 16 | 16 | 16
|  |  | 2025 | 2016 usd/kilowatt | 15 | 15 | 15 | 15 | 15 | 15 | 15 | 15 | 15
|  |  | 2030 | 2016 usd/kilowatt | 14 | 14 | 14 | 14 | 14 | 14 | 14 | 14 | 14
|  |  | 2035 | 2016 usd/kilowatt | 13 | 13 | 13 | 13 | 13 | 13 | 13 | 13 | 13
|  |  | 2040 | 2016 usd/kilowatt | 12 | 12 | 12 | 12 | 12 | 12 | 12 | 12 | 12
|  |  | 2045 | 2016 usd/kilowatt | 11 | 11 | 11 | 11 | 11 | 11 | 11 | 11 | 11
|  |  | 2050 | 2016 usd/kilowatt | 11 | 11 | 11 | 11 | 11 | 11 | 11 | 11 | 11
| transmission-sited solar pv power plant_3 | all | 2020 | 2016 usd/kilowatt | 16 | 16 | 16 | 16 | 16 | 16 | 16 | 16 | 16
|  |  | 2025 | 2016 usd/kilowatt | 15 | 15 | 15 | 15 | 15 | 15 | 15 | 15 | 15
|  |  | 2030 | 2016 usd/kilowatt | 14 | 14 | 14 | 14 | 14 | 14 | 14 | 14 | 14
|  |  | 2035 | 2016 usd/kilowatt | 13 | 13 | 13 | 13 | 13 | 13 | 13 | 13 | 13
|  |  | 2040 | 2016 usd/kilowatt | 12 | 12 | 12 | 12 | 12 | 12 | 12 | 12 | 12
|  |  | 2045 | 2016 usd/kilowatt | 11 | 11 | 11 | 11 | 11 | 11 | 11 | 11 | 11
|  |  | 2050 | 2016 usd/kilowatt | 11 | 11 | 11 | 11 | 11 | 11 | 11 | 11 | 11
| transmission-sited solar pv power plant_4 | all | 2020 | 2016 usd/kilowatt | 16 | 16 | 16 | 16 | 16 | 16 | 16 | 16 | 16
|  |  | 2025 | 2016 usd/kilowatt | 15 | 15 | 15 | 15 | 15 | 15 | 15 | 15 | 15
|  |  | 2030 | 2016 usd/kilowatt | 14 | 14 | 14 | 14 | 14 | 14 | 14 | 14 | 14
|  |  | 2035 | 2016 usd/kilowatt | 13 | 13 | 13 | 13 | 13 | 13 | 13 | 13 | 13
|  |  | 2040 | 2016 usd/kilowatt | 12 | 12 | 12 | 12 | 12 | 12 | 12 | 12 | 12
|  |  | 2045 | 2016 usd/kilowatt | 11 | 11 | 11 | 11 | 11 | 11 | 11 | 11 | 11
|  |  | 2050 | 2016 usd/kilowatt | 11 | 11 | 11 | 11 | 11 | 11 | 11 | 11 | 11
| transmission-sited solar pv power plant_5 | all | 2020 | 2016 usd/kilowatt | 16 | 16 | 16 | 16 | 16 | 16 | 16 | 16 | 16
|  |  | 2025 | 2016 usd/kilowatt | 15 | 15 | 15 | 15 | 15 | 15 | 15 | 15 | 15
|  |  | 2030 | 2016 usd/kilowatt | 14 | 14 | 14 | 14 | 14 | 14 | 14 | 14 | 14
|  |  | 2035 | 2016 usd/kilowatt | 13 | 13 | 13 | 13 | 13 | 13 | 13 | 13 | 13
|  |  | 2040 | 2016 usd/kilowatt | 12 | 12 | 12 | 12 | 12 | 12 | 12 | 12 | 12
|  |  | 2045 | 2016 usd/kilowatt | 11 | 11 | 11 | 11 | 11 | 11 | 11 | 11 | 11
|  |  | 2050 | 2016 usd/kilowatt | 11 | 11 | 11 | 11 | 11 | 11 | 11 | 11 | 11
| transmission-sited solar pv power plant_6 | all | 2020 | 2016 usd/kilowatt | 16 | 16 | 16 | 16 | 16 | 16 | 16 | 16 | 16
|  |  | 2025 | 2016 usd/kilowatt | 15 | 15 | 15 | 15 | 15 | 15 | 15 | 15 | 15
|  |  | 2030 | 2016 usd/kilowatt | 14 | 14 | 14 | 14 | 14 | 14 | 14 | 14 | 14
|  |  | 2035 | 2016 usd/kilowatt | 13 | 13 | 13 | 13 | 13 | 13 | 13 | 13 | 13
|  |  | 2040 | 2016 usd/kilowatt | 12 | 12 | 12 | 12 | 12 | 12 | 12 | 12 | 12
|  |  | 2045 | 2016 usd/kilowatt | 11 | 11 | 11 | 11 | 11 | 11 | 11 | 11 | 11
|  |  | 2050 | 2016 usd/kilowatt | 11 | 11 | 11 | 11 | 11 | 11 | 11 | 11 | 11
repower | existing_onshore wind power plant_1 | all | all | 2016 usd/kilowatt | 43 | 43 | 43 | 43 | 43 | 43 | 43 | 43 | 43

## generator_variable_om
tech | zone | vintage | unit | REF | E+ | E- | E+ RE+ | E+ RE- | E+ B+ | E- B+ | E+ RE+ B+ | E+ RE- B+ | cover | Notes:
advanced nuclear plant | all | all | 2016 usd/megawatt_hour | 2.3 | 2.3 | 2.3 | 2.3 | 2.3 | 2.3 | 2.3 | 2.3 | 2.3 |  | After generator retirement, variable O&M displays as zero
biomass power plant | all | all | 2016 usd/megawatt_hour | 13.2 | 13.2 | 13.2 | 13.2 | 13.2 | 13.2 | 13.2 | 13.2 | 13.2 |  | Negative variable O&M for wind in 2020 represents implementation of PTC policy
biomass w/ccu allam power plant | all | all | 2016 usd/megawatt_hour | 23.6 | 23.6 | 23.6 | 23.6 | 23.6 | 23.6 | 23.6 | 23.6 | 23.6 |  | An inflation factor of 4% was used to convert 2016 dollars (seen here) to 2018 dollars (shown elsewhere in the outputs)
biomass w/ccu power plant | all | all | 2016 usd/megawatt_hour | 23.6 | 23.6 | 23.6 | 23.6 | 23.6 | 23.6 | 23.6 | 23.6 | 23.6
existing hydro quebec imports | all | all | 2016 usd/megawatt_hour | 15.1 | 15.1 | 15.1 | 15.1 | 15.1 | 15.1 | 15.1 | 15.1 | 15.1
existing_4 - hour bulk battery storage | all | all | 2016 usd/megawatt_hour | 0 | 0 | 0 | 0 | 0 | 0 | 0 | 0 | 0
existing_biomass cogen ipp power plant | california agg. | 2020.0 | 2016 usd/megawatt_hour | 0.8 | 0.8 | 0.8 | 0.8 | 0.8 | 0.8 | 0.8 | 0.8 | 0.8
|  | 2025.0 | 2016 usd/megawatt_hour | 0.8 | 0.8 | 0.8 | 0.8 | 0.8 | 0.8 | 0.8 | 0.8 | 0.8
|  | 2030.0 | 2016 usd/megawatt_hour | 0.8 | 0.8 | 0.8 | 0.8 | 0.8 | 0.8 | 0.8 | 0.8 | 0.8
|  | 2035.0 | 2016 usd/megawatt_hour | 0.8 | 0.8 | 0.8 | 0.8 | 0.8 | 0.8 | 0.8 | 0.8 | 0.8
|  | 2040.0 | 2016 usd/megawatt_hour | 0.8 | 0.8 | 0.8 | 0.8 | 0.8 | 0.8 | 0.8 | 0.8 | 0.8
|  | 2045.0 | 2016 usd/megawatt_hour | 0.8 | 0.8 | 0.8 | 0.8 | 0.8 | 0.8 | 0.8 | 0.8 | 0.8
|  | 2050.0 | 2016 usd/megawatt_hour | 0.8 | 0.8 | 0.8 | 0.8 | 0.8 | 0.8 | 0.8 | 0.8 | 0.8
| desert southwest agg. | 2020.0 | 2016 usd/megawatt_hour | 0.8 | 0.8 | 0.8 | 0.8 | 0.8 | 0.8 | 0.8 | 0.8 | 0.8
|  | 2025.0 | 2016 usd/megawatt_hour | 0.8 | 0.8 | 0.8 | 0.8 | 0.8 | 0.8 | 0.8 | 0.8 | 0.8
|  | 2030.0 | 2016 usd/megawatt_hour | 0.8 | 0.8 | 0.8 | 0.8 | 0.8 | 0.8 | 0.8 | 0.8 | 0.8
|  | 2035.0 | 2016 usd/megawatt_hour | 0.8 | 0.8 | 0.8 | 0.8 | 0.8 | 0.8 | 0.8 | 0.8 | 0.8
|  | 2040.0 | 2016 usd/megawatt_hour | 0 | 0 | 0 | 0 | 0 | 0 | 0 | 0 | 0
|  | 2045.0 | 2016 usd/megawatt_hour | 0 | 0 | 0 | 0 | 0 | 0 | 0 | 0 | 0
|  | 2050.0 | 2016 usd/megawatt_hour | 0 | 0 | 0 | 0 | 0 | 0 | 0 | 0 | 0
| mid-atlantic and great lakes agg. | 2020.0 | 2016 usd/megawatt_hour | 0.8 | 0.8 | 0.8 | 0.8 | 0.8 | 0.8 | 0.8 | 0.8 | 0.8
|  | 2025.0 | 2016 usd/megawatt_hour | 0.8 | 0.8 | 0.8 | 0.8 | 0.8 | 0.8 | 0.8 | 0.8 | 0.8
|  | 2030.0 | 2016 usd/megawatt_hour | 0.8 | 0.8 | 0.8 | 0.8 | 0.8 | 0.8 | 0.8 | 0.8 | 0.8
|  | 2035.0 | 2016 usd/megawatt_hour | 0.8 | 0.8 | 0.8 | 0.8 | 0.8 | 0.8 | 0.8 | 0.8 | 0.8
|  | 2040.0 | 2016 usd/megawatt_hour | 0.8 | 0.8 | 0.8 | 0.8 | 0.8 | 0.8 | 0.8 | 0.8 | 0.8
|  | 2045.0 | 2016 usd/megawatt_hour | 0.8 | 0.8 | 0.8 | 0.8 | 0.8 | 0.8 | 0.8 | 0.8 | 0.8
|  | 2050.0 | 2016 usd/megawatt_hour | 0.8 | 0.8 | 0.8 | 0.8 | 0.8 | 0.8 | 0.8 | 0.8 | 0.8
| new england agg. | 2020.0 | 2016 usd/megawatt_hour | 0.8 | 0.8 | 0.8 | 0.8 | 0.8 | 0.8 | 0.8 | 0.8 | 0.8
|  | 2025.0 | 2016 usd/megawatt_hour | 0.8 | 0.8 | 0.8 | 0.8 | 0.8 | 0.8 | 0.8 | 0.8 | 0.8
|  | 2030.0 | 2016 usd/megawatt_hour | 0.8 | 0.8 | 0.8 | 0.8 | 0.8 | 0.8 | 0.8 | 0.8 | 0.8
|  | 2035.0 | 2016 usd/megawatt_hour | 0.8 | 0.8 | 0.8 | 0.8 | 0.8 | 0.8 | 0.8 | 0.8 | 0.8
|  | 2040.0 | 2016 usd/megawatt_hour | 0.8 | 0.8 | 0.8 | 0.8 | 0.8 | 0.8 | 0.8 | 0.8 | 0.8
|  | 2045.0 | 2016 usd/megawatt_hour | 0.8 | 0.8 | 0.8 | 0.8 | 0.8 | 0.8 | 0.8 | 0.8 | 0.8
|  | 2050.0 | 2016 usd/megawatt_hour | 0.8 | 0.8 | 0.8 | 0.8 | 0.8 | 0.8 | 0.8 | 0.8 | 0.8
| pacific northwest agg. | 2020.0 | 2016 usd/megawatt_hour | 0.8 | 0.8 | 0.8 | 0.8 | 0.8 | 0.8 | 0.8 | 0.8 | 0.8
|  | 2025.0 | 2016 usd/megawatt_hour | 0.8 | 0.8 | 0.8 | 0.8 | 0.8 | 0.8 | 0.8 | 0.8 | 0.8
|  | 2030.0 | 2016 usd/megawatt_hour | 0.8 | 0.8 | 0.8 | 0.8 | 0.8 | 0.8 | 0.8 | 0.8 | 0.8
|  | 2035.0 | 2016 usd/megawatt_hour | 0.8 | 0.8 | 0.8 | 0.8 | 0.8 | 0.8 | 0.8 | 0.8 | 0.8
|  | 2040.0 | 2016 usd/megawatt_hour | 0.8 | 0.8 | 0.8 | 0.8 | 0.8 | 0.8 | 0.8 | 0.8 | 0.8
|  | 2045.0 | 2016 usd/megawatt_hour | 0.8 | 0.8 | 0.8 | 0.8 | 0.8 | 0.8 | 0.8 | 0.8 | 0.8
|  | 2050.0 | 2016 usd/megawatt_hour | 0.8 | 0.8 | 0.8 | 0.8 | 0.8 | 0.8 | 0.8 | 0.8 | 0.8
| southeast agg. | 2020.0 | 2016 usd/megawatt_hour | 0.8 | 0.8 | 0.8 | 0.8 | 0.8 | 0.8 | 0.8 | 0.8 | 0.8
|  | 2025.0 | 2016 usd/megawatt_hour | 0.8 | 0.8 | 0.8 | 0.8 | 0.8 | 0.8 | 0.8 | 0.8 | 0.8
|  | 2030.0 | 2016 usd/megawatt_hour | 0.8 | 0.8 | 0.8 | 0.8 | 0.8 | 0.8 | 0.8 | 0.8 | 0.8
|  | 2035.0 | 2016 usd/megawatt_hour | 0.8 | 0.8 | 0.8 | 0.8 | 0.8 | 0.8 | 0.8 | 0.8 | 0.8
|  | 2040.0 | 2016 usd/megawatt_hour | 0.8 | 0.8 | 0.8 | 0.8 | 0.8 | 0.8 | 0.8 | 0.8 | 0.8
|  | 2045.0 | 2016 usd/megawatt_hour | 0.8 | 0.8 | 0.8 | 0.8 | 0.8 | 0.8 | 0.8 | 0.8 | 0.8
|  | 2050.0 | 2016 usd/megawatt_hour | 0.8 | 0.8 | 0.8 | 0.8 | 0.8 | 0.8 | 0.8 | 0.8 | 0.8
| upper midwest agg. | 2020.0 | 2016 usd/megawatt_hour | 0.8 | 0.8 | 0.8 | 0.8 | 0.8 | 0.8 | 0.8 | 0.8 | 0.8
|  | 2025.0 | 2016 usd/megawatt_hour | 0.8 | 0.8 | 0.8 | 0.8 | 0.8 | 0.8 | 0.8 | 0.8 | 0.8
|  | 2030.0 | 2016 usd/megawatt_hour | 0.8 | 0.8 | 0.8 | 0.8 | 0.8 | 0.8 | 0.8 | 0.8 | 0.8
|  | 2035.0 | 2016 usd/megawatt_hour | 0.8 | 0.8 | 0.8 | 0.8 | 0.8 | 0.8 | 0.8 | 0.8 | 0.8
|  | 2040.0 | 2016 usd/megawatt_hour | 0.8 | 0.8 | 0.8 | 0.8 | 0.8 | 0.8 | 0.8 | 0.8 | 0.8
|  | 2045.0 | 2016 usd/megawatt_hour | 0.8 | 0.8 | 0.8 | 0.8 | 0.8 | 0.8 | 0.8 | 0.8 | 0.8
|  | 2050.0 | 2016 usd/megawatt_hour | 0.8 | 0.8 | 0.8 | 0.8 | 0.8 | 0.8 | 0.8 | 0.8 | 0.8
existing_biomass cogen power plant | all | all | 2016 usd/megawatt_hour | 3.7 | 3.7 | 3.7 | 3.7 | 3.7 | 3.7 | 3.7 | 3.7 | 3.7
existing_biomass power plant | california agg. | 2020.0 | 2016 usd/megawatt_hour | 0.6 | 0.6 | 0.6 | 0.6 | 0.6 | 0.6 | 0.6 | 0.6 | 0.6
|  | 2025.0 | 2016 usd/megawatt_hour | 0.6 | 0.6 | 0.6 | 0.6 | 0.6 | 0.6 | 0.6 | 0.6 | 0.6
|  | 2030.0 | 2016 usd/megawatt_hour | 0.6 | 0.6 | 0.6 | 0.6 | 0.6 | 0.6 | 0.6 | 0.6 | 0.6
|  | 2035.0 | 2016 usd/megawatt_hour | 0.6 | 0.6 | 0.6 | 0.6 | 0.6 | 0.6 | 0.6 | 0.6 | 0.6
|  | 2040.0 | 2016 usd/megawatt_hour | 0.6 | 0.6 | 0.6 | 0.6 | 0.6 | 0.6 | 0.6 | 0.6 | 0.6
|  | 2045.0 | 2016 usd/megawatt_hour | 0.6 | 0.6 | 0.6 | 0.6 | 0.6 | 0.6 | 0.6 | 0.6 | 0.6
|  | 2050.0 | 2016 usd/megawatt_hour | 0 | 0 | 0 | 0 | 0 | 0 | 0 | 0 | 0
| desert southwest agg. | 2020.0 | 2016 usd/megawatt_hour | 0.6 | 0.6 | 0.6 | 0.6 | 0.6 | 0.6 | 0.6 | 0.6 | 0.6
|  | 2025.0 | 2016 usd/megawatt_hour | 0.6 | 0.6 | 0.6 | 0.6 | 0.6 | 0.6 | 0.6 | 0.6 | 0.6
|  | 2030.0 | 2016 usd/megawatt_hour | 0.6 | 0.6 | 0.6 | 0.6 | 0.6 | 0.6 | 0.6 | 0.6 | 0.6
|  | 2035.0 | 2016 usd/megawatt_hour | 0.6 | 0.6 | 0.6 | 0.6 | 0.6 | 0.6 | 0.6 | 0.6 | 0.6
|  | 2040.0 | 2016 usd/megawatt_hour | 0.6 | 0.6 | 0.6 | 0.6 | 0.6 | 0.6 | 0.6 | 0.6 | 0.6
|  | 2045.0 | 2016 usd/megawatt_hour | 0.6 | 0.6 | 0.6 | 0.6 | 0.6 | 0.6 | 0.6 | 0.6 | 0.6
|  | 2050.0 | 2016 usd/megawatt_hour | 0 | 0 | 0 | 0 | 0 | 0 | 0 | 0 | 0
| florida agg. | 2020.0 | 2016 usd/megawatt_hour | 0.6 | 0.6 | 0.6 | 0.6 | 0.6 | 0.6 | 0.6 | 0.6 | 0.6
|  | 2025.0 | 2016 usd/megawatt_hour | 0.6 | 0.6 | 0.6 | 0.6 | 0.6 | 0.6 | 0.6 | 0.6 | 0.6
|  | 2030.0 | 2016 usd/megawatt_hour | 0.6 | 0.6 | 0.6 | 0.6 | 0.6 | 0.6 | 0.6 | 0.6 | 0.6
|  | 2035.0 | 2016 usd/megawatt_hour | 0.6 | 0.6 | 0.6 | 0.6 | 0.6 | 0.6 | 0.6 | 0.6 | 0.6
|  | 2040.0 | 2016 usd/megawatt_hour | 0.6 | 0.6 | 0.6 | 0.6 | 0.6 | 0.6 | 0.6 | 0.6 | 0.6
|  | 2045.0 | 2016 usd/megawatt_hour | 0.6 | 0.6 | 0.6 | 0.6 | 0.6 | 0.6 | 0.6 | 0.6 | 0.6
|  | 2050.0 | 2016 usd/megawatt_hour | 0 | 0 | 0 | 0 | 0 | 0 | 0 | 0 | 0
| hawaii agg. | 2020.0 | 2016 usd/megawatt_hour | 0.6 | 0.6 | 0.6 | 0.6 | 0.6 | 0.6 | 0.6 | 0.6 | 0.6
|  | 2025.0 | 2016 usd/megawatt_hour | 0.6 | 0.6 | 0.6 | 0.6 | 0.6 | 0.6 | 0.6 | 0.6 | 0.6
|  | 2030.0 | 2016 usd/megawatt_hour | 0.6 | 0.6 | 0.6 | 0.6 | 0.6 | 0.6 | 0.6 | 0.6 | 0.6
|  | 2035.0 | 2016 usd/megawatt_hour | 0.6 | 0.6 | 0.6 | 0.6 | 0.6 | 0.6 | 0.6 | 0.6 | 0.6
|  | 2040.0 | 2016 usd/megawatt_hour | 0.6 | 0.6 | 0.6 | 0.6 | 0.6 | 0.6 | 0.6 | 0.6 | 0.6
|  | 2045.0 | 2016 usd/megawatt_hour | 0.6 | 0.6 | 0.6 | 0.6 | 0.6 | 0.6 | 0.6 | 0.6 | 0.6
|  | 2050.0 | 2016 usd/megawatt_hour | 0 | 0 | 0 | 0 | 0 | 0 | 0 | 0 | 0
| louisiana and ozarks agg. | 2020.0 | 2016 usd/megawatt_hour | 0.6 | 0.6 | 0.6 | 0.6 | 0.6 | 0.6 | 0.6 | 0.6 | 0.6
|  | 2025.0 | 2016 usd/megawatt_hour | 0.6 | 0.6 | 0.6 | 0.6 | 0.6 | 0.6 | 0.6 | 0.6 | 0.6
|  | 2030.0 | 2016 usd/megawatt_hour | 0.6 | 0.6 | 0.6 | 0.6 | 0.6 | 0.6 | 0.6 | 0.6 | 0.6
|  | 2035.0 | 2016 usd/megawatt_hour | 0.6 | 0.6 | 0.6 | 0.6 | 0.6 | 0.6 | 0.6 | 0.6 | 0.6
|  | 2040.0 | 2016 usd/megawatt_hour | 0.6 | 0.6 | 0.6 | 0.6 | 0.6 | 0.6 | 0.6 | 0.6 | 0.6
|  | 2045.0 | 2016 usd/megawatt_hour | 0.6 | 0.6 | 0.6 | 0.6 | 0.6 | 0.6 | 0.6 | 0.6 | 0.6
|  | 2050.0 | 2016 usd/megawatt_hour | 0 | 0 | 0 | 0 | 0 | 0 | 0 | 0 | 0
| lower midwest agg. | 2020.0 | 2016 usd/megawatt_hour | 0.6 | 0.6 | 0.6 | 0.6 | 0.6 | 0.6 | 0.6 | 0.6 | 0.6
|  | 2025.0 | 2016 usd/megawatt_hour | 0.6 | 0.6 | 0.6 | 0.6 | 0.6 | 0.6 | 0.6 | 0.6 | 0.6
|  | 2030.0 | 2016 usd/megawatt_hour | 0.6 | 0.6 | 0.6 | 0.6 | 0.6 | 0.6 | 0.6 | 0.6 | 0.6
|  | 2035.0 | 2016 usd/megawatt_hour | 0.6 | 0.6 | 0.6 | 0.6 | 0.6 | 0.6 | 0.6 | 0.6 | 0.6
|  | 2040.0 | 2016 usd/megawatt_hour | 0.6 | 0.6 | 0.6 | 0.6 | 0.6 | 0.6 | 0.6 | 0.6 | 0.6
|  | 2045.0 | 2016 usd/megawatt_hour | 0 | 0 | 0 | 0 | 0 | 0 | 0 | 0 | 0
|  | 2050.0 | 2016 usd/megawatt_hour | 0 | 0 | 0 | 0 | 0 | 0 | 0 | 0 | 0
| mid-atlantic and great lakes agg. | 2020.0 | 2016 usd/megawatt_hour | 0.6 | 0.6 | 0.6 | 0.6 | 0.6 | 0.6 | 0.6 | 0.6 | 0.6
|  | 2025.0 | 2016 usd/megawatt_hour | 0.6 | 0.6 | 0.6 | 0.6 | 0.6 | 0.6 | 0.6 | 0.6 | 0.6
|  | 2030.0 | 2016 usd/megawatt_hour | 0.6 | 0.6 | 0.6 | 0.6 | 0.6 | 0.6 | 0.6 | 0.6 | 0.6
|  | 2035.0 | 2016 usd/megawatt_hour | 0.6 | 0.6 | 0.6 | 0.6 | 0.6 | 0.6 | 0.6 | 0.6 | 0.6
|  | 2040.0 | 2016 usd/megawatt_hour | 0.6 | 0.6 | 0.6 | 0.6 | 0.6 | 0.6 | 0.6 | 0.6 | 0.6
|  | 2045.0 | 2016 usd/megawatt_hour | 0.6 | 0.6 | 0.6 | 0.6 | 0.6 | 0.6 | 0.6 | 0.6 | 0.6
|  | 2050.0 | 2016 usd/megawatt_hour | 0 | 0 | 0 | 0 | 0 | 0 | 0 | 0 | 0
| new england agg. | 2020.0 | 2016 usd/megawatt_hour | 0.6 | 0.6 | 0.6 | 0.6 | 0.6 | 0.6 | 0.6 | 0.6 | 0.6
|  | 2025.0 | 2016 usd/megawatt_hour | 0.6 | 0.6 | 0.6 | 0.6 | 0.6 | 0.6 | 0.6 | 0.6 | 0.6
|  | 2030.0 | 2016 usd/megawatt_hour | 0.6 | 0.6 | 0.6 | 0.6 | 0.6 | 0.6 | 0.6 | 0.6 | 0.6
|  | 2035.0 | 2016 usd/megawatt_hour | 0.6 | 0.6 | 0.6 | 0.6 | 0.6 | 0.6 | 0.6 | 0.6 | 0.6
|  | 2040.0 | 2016 usd/megawatt_hour | 0.6 | 0.6 | 0.6 | 0.6 | 0.6 | 0.6 | 0.6 | 0.6 | 0.6
|  | 2045.0 | 2016 usd/megawatt_hour | 0.6 | 0.6 | 0.6 | 0.6 | 0.6 | 0.6 | 0.6 | 0.6 | 0.6
|  | 2050.0 | 2016 usd/megawatt_hour | 0 | 0 | 0 | 0 | 0 | 0 | 0 | 0 | 0
| new york agg. | 2020.0 | 2016 usd/megawatt_hour | 0.6 | 0.6 | 0.6 | 0.6 | 0.6 | 0.6 | 0.6 | 0.6 | 0.6
|  | 2025.0 | 2016 usd/megawatt_hour | 0.6 | 0.6 | 0.6 | 0.6 | 0.6 | 0.6 | 0.6 | 0.6 | 0.6
|  | 2030.0 | 2016 usd/megawatt_hour | 0.6 | 0.6 | 0.6 | 0.6 | 0.6 | 0.6 | 0.6 | 0.6 | 0.6
|  | 2035.0 | 2016 usd/megawatt_hour | 0.6 | 0.6 | 0.6 | 0.6 | 0.6 | 0.6 | 0.6 | 0.6 | 0.6
|  | 2040.0 | 2016 usd/megawatt_hour | 0.6 | 0.6 | 0.6 | 0.6 | 0.6 | 0.6 | 0.6 | 0.6 | 0.6
|  | 2045.0 | 2016 usd/megawatt_hour | 0.6 | 0.6 | 0.6 | 0.6 | 0.6 | 0.6 | 0.6 | 0.6 | 0.6
|  | 2050.0 | 2016 usd/megawatt_hour | 0 | 0 | 0 | 0 | 0 | 0 | 0 | 0 | 0
| pacific northwest agg. | 2020.0 | 2016 usd/megawatt_hour | 0.6 | 0.6 | 0.6 | 0.6 | 0.6 | 0.6 | 0.6 | 0.6 | 0.6
|  | 2025.0 | 2016 usd/megawatt_hour | 0.6 | 0.6 | 0.6 | 0.6 | 0.6 | 0.6 | 0.6 | 0.6 | 0.6
|  | 2030.0 | 2016 usd/megawatt_hour | 0.6 | 0.6 | 0.6 | 0.6 | 0.6 | 0.6 | 0.6 | 0.6 | 0.6
|  | 2035.0 | 2016 usd/megawatt_hour | 0.6 | 0.6 | 0.6 | 0.6 | 0.6 | 0.6 | 0.6 | 0.6 | 0.6
|  | 2040.0 | 2016 usd/megawatt_hour | 0.6 | 0.6 | 0.6 | 0.6 | 0.6 | 0.6 | 0.6 | 0.6 | 0.6
|  | 2045.0 | 2016 usd/megawatt_hour | 0.6 | 0.6 | 0.6 | 0.6 | 0.6 | 0.6 | 0.6 | 0.6 | 0.6
|  | 2050.0 | 2016 usd/megawatt_hour | 0 | 0 | 0 | 0 | 0 | 0 | 0 | 0 | 0
| rocky mountains agg. | 2020.0 | 2016 usd/megawatt_hour | 0.6 | 0.6 | 0.6 | 0.6 | 0.6 | 0.6 | 0.6 | 0.6 | 0.6
|  | 2025.0 | 2016 usd/megawatt_hour | 0.6 | 0.6 | 0.6 | 0.6 | 0.6 | 0.6 | 0.6 | 0.6 | 0.6
|  | 2030.0 | 2016 usd/megawatt_hour | 0.6 | 0.6 | 0.6 | 0.6 | 0.6 | 0.6 | 0.6 | 0.6 | 0.6
|  | 2035.0 | 2016 usd/megawatt_hour | 0.6 | 0.6 | 0.6 | 0.6 | 0.6 | 0.6 | 0.6 | 0.6 | 0.6
|  | 2040.0 | 2016 usd/megawatt_hour | 0.6 | 0.6 | 0.6 | 0.6 | 0.6 | 0.6 | 0.6 | 0.6 | 0.6
|  | 2045.0 | 2016 usd/megawatt_hour | 0 | 0 | 0 | 0 | 0 | 0 | 0 | 0 | 0
|  | 2050.0 | 2016 usd/megawatt_hour | 0 | 0 | 0 | 0 | 0 | 0 | 0 | 0 | 0
| southeast agg. | 2020.0 | 2016 usd/megawatt_hour | 0.6 | 0.6 | 0.6 | 0.6 | 0.6 | 0.6 | 0.6 | 0.6 | 0.6
|  | 2025.0 | 2016 usd/megawatt_hour | 0.6 | 0.6 | 0.6 | 0.6 | 0.6 | 0.6 | 0.6 | 0.6 | 0.6
|  | 2030.0 | 2016 usd/megawatt_hour | 0.6 | 0.6 | 0.6 | 0.6 | 0.6 | 0.6 | 0.6 | 0.6 | 0.6
|  | 2035.0 | 2016 usd/megawatt_hour | 0.6 | 0.6 | 0.6 | 0.6 | 0.6 | 0.6 | 0.6 | 0.6 | 0.6
|  | 2040.0 | 2016 usd/megawatt_hour | 0.6 | 0.6 | 0.6 | 0.6 | 0.6 | 0.6 | 0.6 | 0.6 | 0.6
|  | 2045.0 | 2016 usd/megawatt_hour | 0.6 | 0.6 | 0.6 | 0.6 | 0.6 | 0.6 | 0.6 | 0.6 | 0.6
|  | 2050.0 | 2016 usd/megawatt_hour | 0 | 0 | 0 | 0 | 0 | 0 | 0 | 0 | 0
| texas agg. | 2020.0 | 2016 usd/megawatt_hour | 0.6 | 0.6 | 0.6 | 0.6 | 0.6 | 0.6 | 0.6 | 0.6 | 0.6
|  | 2025.0 | 2016 usd/megawatt_hour | 0.6 | 0.6 | 0.6 | 0.6 | 0.6 | 0.6 | 0.6 | 0.6 | 0.6
|  | 2030.0 | 2016 usd/megawatt_hour | 0.6 | 0.6 | 0.6 | 0.6 | 0.6 | 0.6 | 0.6 | 0.6 | 0.6
|  | 2035.0 | 2016 usd/megawatt_hour | 0.6 | 0.6 | 0.6 | 0.6 | 0.6 | 0.6 | 0.6 | 0.6 | 0.6
|  | 2040.0 | 2016 usd/megawatt_hour | 0.6 | 0.6 | 0.6 | 0.6 | 0.6 | 0.6 | 0.6 | 0.6 | 0.6
|  | 2045.0 | 2016 usd/megawatt_hour | 0 | 0 | 0 | 0 | 0 | 0 | 0 | 0 | 0
|  | 2050.0 | 2016 usd/megawatt_hour | 0 | 0 | 0 | 0 | 0 | 0 | 0 | 0 | 0
| upper midwest agg. | 2020.0 | 2016 usd/megawatt_hour | 0.6 | 0.6 | 0.6 | 0.6 | 0.6 | 0.6 | 0.6 | 0.6 | 0.6
|  | 2025.0 | 2016 usd/megawatt_hour | 0.6 | 0.6 | 0.6 | 0.6 | 0.6 | 0.6 | 0.6 | 0.6 | 0.6
|  | 2030.0 | 2016 usd/megawatt_hour | 0.6 | 0.6 | 0.6 | 0.6 | 0.6 | 0.6 | 0.6 | 0.6 | 0.6
|  | 2035.0 | 2016 usd/megawatt_hour | 0.6 | 0.6 | 0.6 | 0.6 | 0.6 | 0.6 | 0.6 | 0.6 | 0.6
|  | 2040.0 | 2016 usd/megawatt_hour | 0.6 | 0.6 | 0.6 | 0.6 | 0.6 | 0.6 | 0.6 | 0.6 | 0.6
|  | 2045.0 | 2016 usd/megawatt_hour | 0.6 | 0.6 | 0.6 | 0.6 | 0.6 | 0.6 | 0.6 | 0.6 | 0.6
|  | 2050.0 | 2016 usd/megawatt_hour | 0 | 0 | 0 | 0 | 0 | 0 | 0 | 0 | 0
| utah/nevada agg. | 2020.0 | 2016 usd/megawatt_hour | 0.6 | 0.6 | 0.6 | 0.6 | 0.6 | 0.6 | 0.6 | 0.6 | 0.6
|  | 2025.0 | 2016 usd/megawatt_hour | 0.6 | 0.6 | 0.6 | 0.6 | 0.6 | 0.6 | 0.6 | 0.6 | 0.6
|  | 2030.0 | 2016 usd/megawatt_hour | 0.6 | 0.6 | 0.6 | 0.6 | 0.6 | 0.6 | 0.6 | 0.6 | 0.6
|  | 2035.0 | 2016 usd/megawatt_hour | 0.6 | 0.6 | 0.6 | 0.6 | 0.6 | 0.6 | 0.6 | 0.6 | 0.6
|  | 2040.0 | 2016 usd/megawatt_hour | 0.6 | 0.6 | 0.6 | 0.6 | 0.6 | 0.6 | 0.6 | 0.6 | 0.6
|  | 2045.0 | 2016 usd/megawatt_hour | 0 | 0 | 0 | 0 | 0 | 0 | 0 | 0 | 0
|  | 2050.0 | 2016 usd/megawatt_hour | 0 | 0 | 0 | 0 | 0 | 0 | 0 | 0 | 0
existing_coal igcc power plant | florida agg. | 2020.0 | 2016 usd/megawatt_hour | 0.5 | 0.5 | 0.5 | 0.5 | 0.5 | 0.5 | 0.5 | 0.5 | 0.5
|  | 2025.0 | 2016 usd/megawatt_hour | 0.5 | 0.5 | 0.5 | 0.5 | 0.5 | 0.5 | 0.5 | 0.5 | 0.5
|  | 2030.0 | 2016 usd/megawatt_hour | 0.5 | 0.5 | 0.5 | 0.5 | 0.5 | 0.5 | 0.5 | 0.5 | 0.5
|  | 2035.0 | 2016 usd/megawatt_hour | 0.5 | 0.5 | 0.5 | 0.5 | 0.5 | 0.5 | 0.5 | 0.5 | 0.5
|  | 2040.0 | 2016 usd/megawatt_hour | 0 | 0 | 0 | 0 | 0 | 0 | 0 | 0 | 0
|  | 2045.0 | 2016 usd/megawatt_hour | 0 | 0 | 0 | 0 | 0 | 0 | 0 | 0 | 0
|  | 2050.0 | 2016 usd/megawatt_hour | 0 | 0 | 0 | 0 | 0 | 0 | 0 | 0 | 0
| mid-atlantic and great lakes agg. | 2020.0 | 2016 usd/megawatt_hour | 0.5 | 0.5 | 0.5 | 0.5 | 0.5 | 0.5 | 0.5 | 0.5 | 0.5
|  | 2025.0 | 2016 usd/megawatt_hour | 0.5 | 0.5 | 0.5 | 0.5 | 0.5 | 0.5 | 0.5 | 0.5 | 0.5
|  | 2030.0 | 2016 usd/megawatt_hour | 0.5 | 0.5 | 0.5 | 0.5 | 0.5 | 0.5 | 0.5 | 0.5 | 0.5
|  | 2035.0 | 2016 usd/megawatt_hour | 0.5 | 0.5 | 0.5 | 0.5 | 0.5 | 0.5 | 0.5 | 0.5 | 0.5
|  | 2040.0 | 2016 usd/megawatt_hour | 0.5 | 0.5 | 0.5 | 0.5 | 0.5 | 0.5 | 0.5 | 0.5 | 0.5
|  | 2045.0 | 2016 usd/megawatt_hour | 0.5 | 0.5 | 0.5 | 0.5 | 0.5 | 0.5 | 0.5 | 0.5 | 0.5
|  | 2050.0 | 2016 usd/megawatt_hour | 0.5 | 0.5 | 0.5 | 0.5 | 0.5 | 0.5 | 0.5 | 0.5 | 0.5
existing_coal steam turbine cogen power plant | alaska agg. | 2020.0 | 2016 usd/megawatt_hour | 4 | 4 | 4 | 4 | 4 | 4 | 4 | 4 | 4
|  | 2025.0 | 2016 usd/megawatt_hour | 4 | 4 | 4 | 4 | 4 | 4 | 4 | 4 | 4
|  | 2030.0 | 2016 usd/megawatt_hour | 4 | 4 | 4 | 4 | 4 | 4 | 4 | 4 | 4
|  | 2035.0 | 2016 usd/megawatt_hour | 4 | 4 | 4 | 4 | 4 | 4 | 4 | 4 | 4
|  | 2040.0 | 2016 usd/megawatt_hour | 0 | 0 | 0 | 0 | 0 | 0 | 0 | 0 | 0
|  | 2045.0 | 2016 usd/megawatt_hour | 0 | 0 | 0 | 0 | 0 | 0 | 0 | 0 | 0
|  | 2050.0 | 2016 usd/megawatt_hour | 0 | 0 | 0 | 0 | 0 | 0 | 0 | 0 | 0
| california agg. | 2020.0 | 2016 usd/megawatt_hour | 4 | 4 | 4 | 4 | 4 | 4 | 4 | 4 | 4
|  | 2025.0 | 2016 usd/megawatt_hour | 4 | 4 | 4 | 4 | 4 | 4 | 4 | 4 | 4
|  | 2030.0 | 2016 usd/megawatt_hour | 0 | 0 | 0 | 0 | 0 | 0 | 0 | 0 | 0
|  | 2035.0 | 2016 usd/megawatt_hour | 0 | 0 | 0 | 0 | 0 | 0 | 0 | 0 | 0
|  | 2040.0 | 2016 usd/megawatt_hour | 0 | 0 | 0 | 0 | 0 | 0 | 0 | 0 | 0
|  | 2045.0 | 2016 usd/megawatt_hour | 0 | 0 | 0 | 0 | 0 | 0 | 0 | 0 | 0
|  | 2050.0 | 2016 usd/megawatt_hour | 0 | 0 | 0 | 0 | 0 | 0 | 0 | 0 | 0
| louisiana and ozarks agg. | 2020.0 | 2016 usd/megawatt_hour | 4 | 4 | 4 | 4 | 4 | 4 | 4 | 4 | 4
|  | 2025.0 | 2016 usd/megawatt_hour | 4 | 4 | 4 | 4 | 4 | 4 | 4 | 4 | 4
|  | 2030.0 | 2016 usd/megawatt_hour | 4 | 4 | 4 | 4 | 4 | 4 | 4 | 4 | 4
|  | 2035.0 | 2016 usd/megawatt_hour | 4 | 4 | 4 | 4 | 4 | 4 | 4 | 4 | 4
|  | 2040.0 | 2016 usd/megawatt_hour | 4 | 4 | 4 | 4 | 4 | 4 | 4 | 4 | 4
|  | 2045.0 | 2016 usd/megawatt_hour | 4 | 4 | 4 | 4 | 4 | 4 | 4 | 4 | 4
|  | 2050.0 | 2016 usd/megawatt_hour | 4 | 4 | 4 | 4 | 4 | 4 | 4 | 4 | 4
| lower midwest agg. | 2020.0 | 2016 usd/megawatt_hour | 4 | 4 | 4 | 4 | 4 | 4 | 4 | 4 | 4
|  | 2025.0 | 2016 usd/megawatt_hour | 4 | 4 | 4 | 4 | 4 | 4 | 4 | 4 | 4
|  | 2030.0 | 2016 usd/megawatt_hour | 4 | 4 | 4 | 4 | 4 | 4 | 4 | 4 | 4
|  | 2035.0 | 2016 usd/megawatt_hour | 0 | 0 | 0 | 0 | 0 | 0 | 0 | 0 | 0
|  | 2040.0 | 2016 usd/megawatt_hour | 0 | 0 | 0 | 0 | 0 | 0 | 0 | 0 | 0
|  | 2045.0 | 2016 usd/megawatt_hour | 0 | 0 | 0 | 0 | 0 | 0 | 0 | 0 | 0
|  | 2050.0 | 2016 usd/megawatt_hour | 0 | 0 | 0 | 0 | 0 | 0 | 0 | 0 | 0
| mid-atlantic and great lakes agg. | 2020.0 | 2016 usd/megawatt_hour | 4 | 4 | 4 | 4 | 4 | 4 | 4 | 4 | 4
|  | 2025.0 | 2016 usd/megawatt_hour | 4 | 4 | 4 | 4 | 4 | 4 | 4 | 4 | 4
|  | 2030.0 | 2016 usd/megawatt_hour | 4 | 4 | 4 | 4 | 4 | 4 | 4 | 4 | 4
|  | 2035.0 | 2016 usd/megawatt_hour | 4 | 4 | 4 | 4 | 4 | 4 | 4 | 4 | 4
|  | 2040.0 | 2016 usd/megawatt_hour | 4 | 4 | 4 | 4 | 4 | 4 | 4 | 4 | 4
|  | 2045.0 | 2016 usd/megawatt_hour | 4 | 4 | 4 | 4 | 4 | 4 | 4 | 4 | 4
|  | 2050.0 | 2016 usd/megawatt_hour | 4 | 4 | 4 | 4 | 4 | 4 | 4 | 4 | 4
| new york agg. | 2020.0 | 2016 usd/megawatt_hour | 4 | 4 | 4 | 4 | 4 | 4 | 4 | 4 | 4
|  | 2025.0 | 2016 usd/megawatt_hour | 4 | 4 | 4 | 4 | 4 | 4 | 4 | 4 | 4
|  | 2030.0 | 2016 usd/megawatt_hour | 4 | 4 | 4 | 4 | 4 | 4 | 4 | 4 | 4
|  | 2035.0 | 2016 usd/megawatt_hour | 4 | 4 | 4 | 4 | 4 | 4 | 4 | 4 | 4
|  | 2040.0 | 2016 usd/megawatt_hour | 4 | 4 | 4 | 4 | 4 | 4 | 4 | 4 | 4
|  | 2045.0 | 2016 usd/megawatt_hour | 4 | 4 | 4 | 4 | 4 | 4 | 4 | 4 | 4
|  | 2050.0 | 2016 usd/megawatt_hour | 4 | 4 | 4 | 4 | 4 | 4 | 4 | 4 | 4
| pacific northwest agg. | 2020.0 | 2016 usd/megawatt_hour | 4 | 4 | 4 | 4 | 4 | 4 | 4 | 4 | 4
|  | 2025.0 | 2016 usd/megawatt_hour | 4 | 4 | 4 | 4 | 4 | 4 | 4 | 4 | 4
|  | 2030.0 | 2016 usd/megawatt_hour | 4 | 4 | 4 | 4 | 4 | 4 | 4 | 4 | 4
|  | 2035.0 | 2016 usd/megawatt_hour | 4 | 4 | 4 | 4 | 4 | 4 | 4 | 4 | 4
|  | 2040.0 | 2016 usd/megawatt_hour | 4 | 4 | 4 | 4 | 4 | 4 | 4 | 4 | 4
|  | 2045.0 | 2016 usd/megawatt_hour | 4 | 4 | 4 | 4 | 4 | 4 | 4 | 4 | 4
|  | 2050.0 | 2016 usd/megawatt_hour | 4 | 4 | 4 | 4 | 4 | 4 | 4 | 4 | 4
| southeast agg. | 2020.0 | 2016 usd/megawatt_hour | 4 | 4 | 4 | 4 | 4 | 4 | 4 | 4 | 4
|  | 2025.0 | 2016 usd/megawatt_hour | 4 | 4 | 4 | 4 | 4 | 4 | 4 | 4 | 4
|  | 2030.0 | 2016 usd/megawatt_hour | 4 | 4 | 4 | 4 | 4 | 4 | 4 | 4 | 4
|  | 2035.0 | 2016 usd/megawatt_hour | 4 | 4 | 4 | 4 | 4 | 4 | 4 | 4 | 4
|  | 2040.0 | 2016 usd/megawatt_hour | 4 | 4 | 4 | 4 | 4 | 4 | 4 | 4 | 4
|  | 2045.0 | 2016 usd/megawatt_hour | 4 | 4 | 4 | 4 | 4 | 4 | 4 | 4 | 4
|  | 2050.0 | 2016 usd/megawatt_hour | 4 | 4 | 4 | 4 | 4 | 4 | 4 | 4 | 4
| upper midwest agg. | 2020.0 | 2016 usd/megawatt_hour | 4 | 4 | 4 | 4 | 4 | 4 | 4 | 4 | 4
|  | 2025.0 | 2016 usd/megawatt_hour | 4 | 4 | 4 | 4 | 4 | 4 | 4 | 4 | 4
|  | 2030.0 | 2016 usd/megawatt_hour | 4 | 4 | 4 | 4 | 4 | 4 | 4 | 4 | 4
|  | 2035.0 | 2016 usd/megawatt_hour | 4 | 4 | 4 | 4 | 4 | 4 | 4 | 4 | 4
|  | 2040.0 | 2016 usd/megawatt_hour | 4 | 4 | 4 | 4 | 4 | 4 | 4 | 4 | 4
|  | 2045.0 | 2016 usd/megawatt_hour | 4 | 4 | 4 | 4 | 4 | 4 | 4 | 4 | 4
|  | 2050.0 | 2016 usd/megawatt_hour | 4 | 4 | 4 | 4 | 4 | 4 | 4 | 4 | 4
| utah/nevada agg. | 2020.0 | 2016 usd/megawatt_hour | 4 | 4 | 4 | 4 | 4 | 4 | 4 | 4 | 4
|  | 2025.0 | 2016 usd/megawatt_hour | 4 | 4 | 4 | 4 | 4 | 4 | 4 | 4 | 4
|  | 2030.0 | 2016 usd/megawatt_hour | 4 | 4 | 4 | 4 | 4 | 4 | 4 | 4 | 4
|  | 2035.0 | 2016 usd/megawatt_hour | 4 | 4 | 4 | 4 | 4 | 4 | 4 | 4 | 4
|  | 2040.0 | 2016 usd/megawatt_hour | 4 | 4 | 4 | 4 | 4 | 4 | 4 | 4 | 4
|  | 2045.0 | 2016 usd/megawatt_hour | 4 | 4 | 4 | 4 | 4 | 4 | 4 | 4 | 4
|  | 2050.0 | 2016 usd/megawatt_hour | 4 | 4 | 4 | 4 | 4 | 4 | 4 | 4 | 4
existing_coal steam turbine ipp cogen power plant | alaska agg. | 2020.0 | 2016 usd/megawatt_hour | 0.2 | 0.2 | 0.2 | 0.2 | 0.2 | 0.2 | 0.2 | 0.2 | 0.2
|  | 2025.0 | 2016 usd/megawatt_hour | 0.1 | 0.1 | 0.1 | 0.1 | 0.1 | 0.1 | 0.1 | 0.1 | 0.1
|  | 2030.0 | 2016 usd/megawatt_hour | 0.1 | 0.1 | 0.1 | 0.1 | 0.1 | 0.1 | 0.1 | 0.1 | 0.1
|  | 2035.0 | 2016 usd/megawatt_hour | 0.1 | 0.1 | 0.1 | 0.1 | 0.1 | 0.1 | 0.1 | 0.1 | 0.1
|  | 2040.0 | 2016 usd/megawatt_hour | 0.1 | 0.1 | 0.1 | 0.1 | 0.1 | 0.1 | 0.1 | 0.1 | 0.1
|  | 2045.0 | 2016 usd/megawatt_hour | 0.1 | 0.1 | 0.1 | 0.1 | 0.1 | 0.1 | 0.1 | 0.1 | 0.1
|  | 2050.0 | 2016 usd/megawatt_hour | 0.1 | 0.1 | 0.1 | 0.1 | 0.1 | 0.1 | 0.1 | 0.1 | 0.1
| hawaii agg. | 2020.0 | 2016 usd/megawatt_hour | 0.2 | 0.2 | 0.2 | 0.2 | 0.2 | 0.2 | 0.2 | 0.2 | 0.2
|  | 2025.0 | 2016 usd/megawatt_hour | 0.2 | 0.2 | 0.2 | 0.2 | 0.2 | 0.2 | 0.2 | 0.2 | 0.2
|  | 2030.0 | 2016 usd/megawatt_hour | 0.2 | 0.2 | 0.2 | 0.2 | 0.2 | 0.2 | 0.2 | 0.2 | 0.2
|  | 2035.0 | 2016 usd/megawatt_hour | 0.2 | 0.2 | 0.2 | 0.2 | 0.2 | 0.2 | 0.2 | 0.2 | 0.2
|  | 2040.0 | 2016 usd/megawatt_hour | 0.2 | 0.2 | 0.2 | 0.2 | 0.2 | 0.2 | 0.2 | 0.2 | 0.2
|  | 2045.0 | 2016 usd/megawatt_hour | 0 | 0 | 0 | 0 | 0 | 0 | 0 | 0 | 0
|  | 2050.0 | 2016 usd/megawatt_hour | 0 | 0 | 0 | 0 | 0 | 0 | 0 | 0 | 0
| mid-atlantic and great lakes agg. | 2020.0 | 2016 usd/megawatt_hour | 0.2 | 0.2 | 0.2 | 0.2 | 0.2 | 0.2 | 0.2 | 0.2 | 0.2
|  | 2025.0 | 2016 usd/megawatt_hour | 0.2 | 0.2 | 0.2 | 0.2 | 0.2 | 0.2 | 0.2 | 0.2 | 0.2
|  | 2030.0 | 2016 usd/megawatt_hour | 0.2 | 0.2 | 0.2 | 0.2 | 0.2 | 0.2 | 0.2 | 0.2 | 0.2
|  | 2035.0 | 2016 usd/megawatt_hour | 0.2 | 0.2 | 0.2 | 0.2 | 0.2 | 0.2 | 0.2 | 0.2 | 0.2
|  | 2040.0 | 2016 usd/megawatt_hour | 0.2 | 0.2 | 0.2 | 0.2 | 0.2 | 0.2 | 0.2 | 0.2 | 0.2
|  | 2045.0 | 2016 usd/megawatt_hour | 0.2 | 0.2 | 0.2 | 0.2 | 0.2 | 0.2 | 0.2 | 0.2 | 0.2
|  | 2050.0 | 2016 usd/megawatt_hour | 0 | 0 | 0 | 0 | 0 | 0 | 0 | 0 | 0
| southeast agg. | 2020.0 | 2016 usd/megawatt_hour | 0.2 | 0.2 | 0.2 | 0.2 | 0.2 | 0.2 | 0.2 | 0.2 | 0.2
|  | 2025.0 | 2016 usd/megawatt_hour | 0.2 | 0.2 | 0.2 | 0.2 | 0.2 | 0.2 | 0.2 | 0.2 | 0.2
|  | 2030.0 | 2016 usd/megawatt_hour | 0.2 | 0.2 | 0.2 | 0.2 | 0.2 | 0.2 | 0.2 | 0.2 | 0.2
|  | 2035.0 | 2016 usd/megawatt_hour | 0.2 | 0.2 | 0.2 | 0.2 | 0.2 | 0.2 | 0.2 | 0.2 | 0.2
|  | 2040.0 | 2016 usd/megawatt_hour | 0.2 | 0.2 | 0.2 | 0.2 | 0.2 | 0.2 | 0.2 | 0.2 | 0.2
|  | 2045.0 | 2016 usd/megawatt_hour | 0 | 0 | 0 | 0 | 0 | 0 | 0 | 0 | 0
|  | 2050.0 | 2016 usd/megawatt_hour | 0 | 0 | 0 | 0 | 0 | 0 | 0 | 0 | 0
existing_distillate oil combustion turbine cogen power plant | alaska agg. | 2020.0 | 2016 usd/megawatt_hour | 77.4 | 77.4 | 77.4 | 77.4 | 77.4 | 77.4 | 77.4 | 77.4 | 77.4
|  | 2025.0 | 2016 usd/megawatt_hour | 77.4 | 77.4 | 77.4 | 77.4 | 77.4 | 77.4 | 77.4 | 77.4 | 77.4
|  | 2030.0 | 2016 usd/megawatt_hour | 77.4 | 77.4 | 77.4 | 77.4 | 77.4 | 77.4 | 77.4 | 77.4 | 77.4
|  | 2035.0 | 2016 usd/megawatt_hour | 77.4 | 77.4 | 77.4 | 77.4 | 77.4 | 77.4 | 77.4 | 77.4 | 77.4
|  | 2040.0 | 2016 usd/megawatt_hour | 0 | 0 | 0 | 0 | 0 | 0 | 0 | 0 | 0
|  | 2045.0 | 2016 usd/megawatt_hour | 0 | 0 | 0 | 0 | 0 | 0 | 0 | 0 | 0
|  | 2050.0 | 2016 usd/megawatt_hour | 0 | 0 | 0 | 0 | 0 | 0 | 0 | 0 | 0
| california agg. | 2020.0 | 2016 usd/megawatt_hour | 77.4 | 77.4 | 77.4 | 77.4 | 77.4 | 77.4 | 77.4 | 77.4 | 77.4
|  | 2025.0 | 2016 usd/megawatt_hour | 77.4 | 77.4 | 77.4 | 77.4 | 77.4 | 77.4 | 77.4 | 77.4 | 77.4
|  | 2030.0 | 2016 usd/megawatt_hour | 77.4 | 77.4 | 77.4 | 77.4 | 77.4 | 77.4 | 77.4 | 77.4 | 77.4
|  | 2035.0 | 2016 usd/megawatt_hour | 77.4 | 77.4 | 77.4 | 77.4 | 77.4 | 77.4 | 77.4 | 77.4 | 77.4
|  | 2040.0 | 2016 usd/megawatt_hour | 77.4 | 77.4 | 77.4 | 77.4 | 77.4 | 77.4 | 77.4 | 77.4 | 77.4
|  | 2045.0 | 2016 usd/megawatt_hour | 77.4 | 77.4 | 77.4 | 77.4 | 77.4 | 77.4 | 77.4 | 77.4 | 77.4
|  | 2050.0 | 2016 usd/megawatt_hour | 0 | 0 | 0 | 0 | 0 | 0 | 0 | 0 | 0
| hawaii agg. | 2020.0 | 2016 usd/megawatt_hour | 77.4 | 77.4 | 77.4 | 77.4 | 77.4 | 77.4 | 77.4 | 77.4 | 77.4
|  | 2025.0 | 2016 usd/megawatt_hour | 77.4 | 77.4 | 77.4 | 77.4 | 77.4 | 77.4 | 77.4 | 77.4 | 77.4
|  | 2030.0 | 2016 usd/megawatt_hour | 77.4 | 77.4 | 77.4 | 77.4 | 77.4 | 77.4 | 77.4 | 77.4 | 77.4
|  | 2035.0 | 2016 usd/megawatt_hour | 77.4 | 77.4 | 77.4 | 77.4 | 77.4 | 77.4 | 77.4 | 77.4 | 77.4
|  | 2040.0 | 2016 usd/megawatt_hour | 77.4 | 77.4 | 77.4 | 77.4 | 77.4 | 77.4 | 77.4 | 77.4 | 77.4
|  | 2045.0 | 2016 usd/megawatt_hour | 77.4 | 77.4 | 77.4 | 77.4 | 77.4 | 77.4 | 77.4 | 77.4 | 77.4
|  | 2050.0 | 2016 usd/megawatt_hour | 77.4 | 77.4 | 77.4 | 77.4 | 77.4 | 77.4 | 77.4 | 77.4 | 77.4
| louisiana and ozarks agg. | 2020.0 | 2016 usd/megawatt_hour | 77.4 | 77.4 | 77.4 | 77.4 | 77.4 | 77.4 | 77.4 | 77.4 | 77.4
|  | 2025.0 | 2016 usd/megawatt_hour | 77.4 | 77.4 | 77.4 | 77.4 | 77.4 | 77.4 | 77.4 | 77.4 | 77.4
|  | 2030.0 | 2016 usd/megawatt_hour | 77.4 | 77.4 | 77.4 | 77.4 | 77.4 | 77.4 | 77.4 | 77.4 | 77.4
|  | 2035.0 | 2016 usd/megawatt_hour | 77.4 | 77.4 | 77.4 | 77.4 | 77.4 | 77.4 | 77.4 | 77.4 | 77.4
|  | 2040.0 | 2016 usd/megawatt_hour | 77.4 | 77.4 | 77.4 | 77.4 | 77.4 | 77.4 | 77.4 | 77.4 | 77.4
|  | 2045.0 | 2016 usd/megawatt_hour | 0 | 0 | 0 | 0 | 0 | 0 | 0 | 0 | 0
|  | 2050.0 | 2016 usd/megawatt_hour | 0 | 0 | 0 | 0 | 0 | 0 | 0 | 0 | 0
| lower midwest agg. | 2020.0 | 2016 usd/megawatt_hour | 77.4 | 77.4 | 77.4 | 77.4 | 77.4 | 77.4 | 77.4 | 77.4 | 77.4
|  | 2025.0 | 2016 usd/megawatt_hour | 77.4 | 77.4 | 77.4 | 77.4 | 77.4 | 77.4 | 77.4 | 77.4 | 77.4
|  | 2030.0 | 2016 usd/megawatt_hour | 77.4 | 77.4 | 77.4 | 77.4 | 77.4 | 77.4 | 77.4 | 77.4 | 77.4
|  | 2035.0 | 2016 usd/megawatt_hour | 77.4 | 77.4 | 77.4 | 77.4 | 77.4 | 77.4 | 77.4 | 77.4 | 77.4
|  | 2040.0 | 2016 usd/megawatt_hour | 77.4 | 77.4 | 77.4 | 77.4 | 77.4 | 77.4 | 77.4 | 77.4 | 77.4
|  | 2045.0 | 2016 usd/megawatt_hour | 0 | 0 | 0 | 0 | 0 | 0 | 0 | 0 | 0
|  | 2050.0 | 2016 usd/megawatt_hour | 0 | 0 | 0 | 0 | 0 | 0 | 0 | 0 | 0
| mid-atlantic and great lakes agg. | 2020.0 | 2016 usd/megawatt_hour | 77.4 | 77.4 | 77.4 | 77.4 | 77.4 | 77.4 | 77.4 | 77.4 | 77.4
|  | 2025.0 | 2016 usd/megawatt_hour | 77.4 | 77.4 | 77.4 | 77.4 | 77.4 | 77.4 | 77.4 | 77.4 | 77.4
|  | 2030.0 | 2016 usd/megawatt_hour | 77.4 | 77.4 | 77.4 | 77.4 | 77.4 | 77.4 | 77.4 | 77.4 | 77.4
|  | 2035.0 | 2016 usd/megawatt_hour | 77.4 | 77.4 | 77.4 | 77.4 | 77.4 | 77.4 | 77.4 | 77.4 | 77.4
|  | 2040.0 | 2016 usd/megawatt_hour | 77.4 | 77.4 | 77.4 | 77.4 | 77.4 | 77.4 | 77.4 | 77.4 | 77.4
|  | 2045.0 | 2016 usd/megawatt_hour | 77.4 | 77.4 | 77.4 | 77.4 | 77.4 | 77.4 | 77.4 | 77.4 | 77.4
|  | 2050.0 | 2016 usd/megawatt_hour | 77.4 | 77.4 | 77.4 | 77.4 | 77.4 | 77.4 | 77.4 | 77.4 | 77.4
| new england agg. | 2020.0 | 2016 usd/megawatt_hour | 77.4 | 77.4 | 77.4 | 77.4 | 77.4 | 77.4 | 77.4 | 77.4 | 77.4
|  | 2025.0 | 2016 usd/megawatt_hour | 77.4 | 77.4 | 77.4 | 77.4 | 77.4 | 77.4 | 77.4 | 77.4 | 77.4
|  | 2030.0 | 2016 usd/megawatt_hour | 77.4 | 77.4 | 77.4 | 77.4 | 77.4 | 77.4 | 77.4 | 77.4 | 77.4
|  | 2035.0 | 2016 usd/megawatt_hour | 77.4 | 77.4 | 77.4 | 77.4 | 77.4 | 77.4 | 77.4 | 77.4 | 77.4
|  | 2040.0 | 2016 usd/megawatt_hour | 77.4 | 77.4 | 77.4 | 77.4 | 77.4 | 77.4 | 77.4 | 77.4 | 77.4
|  | 2045.0 | 2016 usd/megawatt_hour | 77.4 | 77.4 | 77.4 | 77.4 | 77.4 | 77.4 | 77.4 | 77.4 | 77.4
|  | 2050.0 | 2016 usd/megawatt_hour | 77.4 | 77.4 | 77.4 | 77.4 | 77.4 | 77.4 | 77.4 | 77.4 | 77.4
| new york agg. | 2020.0 | 2016 usd/megawatt_hour | 77.4 | 77.4 | 77.4 | 77.4 | 77.4 | 77.4 | 77.4 | 77.4 | 77.4
|  | 2025.0 | 2016 usd/megawatt_hour | 77.4 | 77.4 | 77.4 | 77.4 | 77.4 | 77.4 | 77.4 | 77.4 | 77.4
|  | 2030.0 | 2016 usd/megawatt_hour | 77.4 | 77.4 | 77.4 | 77.4 | 77.4 | 77.4 | 77.4 | 77.4 | 77.4
|  | 2035.0 | 2016 usd/megawatt_hour | 77.4 | 77.4 | 77.4 | 77.4 | 77.4 | 77.4 | 77.4 | 77.4 | 77.4
|  | 2040.0 | 2016 usd/megawatt_hour | 77.4 | 77.4 | 77.4 | 77.4 | 77.4 | 77.4 | 77.4 | 77.4 | 77.4
|  | 2045.0 | 2016 usd/megawatt_hour | 77.4 | 77.4 | 77.4 | 77.4 | 77.4 | 77.4 | 77.4 | 77.4 | 77.4
|  | 2050.0 | 2016 usd/megawatt_hour | 77.4 | 77.4 | 77.4 | 77.4 | 77.4 | 77.4 | 77.4 | 77.4 | 77.4
| pacific northwest agg. | 2020.0 | 2016 usd/megawatt_hour | 77.4 | 77.4 | 77.4 | 77.4 | 77.4 | 77.4 | 77.4 | 77.4 | 77.4
|  | 2025.0 | 2016 usd/megawatt_hour | 77.4 | 77.4 | 77.4 | 77.4 | 77.4 | 77.4 | 77.4 | 77.4 | 77.4
|  | 2030.0 | 2016 usd/megawatt_hour | 77.4 | 77.4 | 77.4 | 77.4 | 77.4 | 77.4 | 77.4 | 77.4 | 77.4
|  | 2035.0 | 2016 usd/megawatt_hour | 77.4 | 77.4 | 77.4 | 77.4 | 77.4 | 77.4 | 77.4 | 77.4 | 77.4
|  | 2040.0 | 2016 usd/megawatt_hour | 77.4 | 77.4 | 77.4 | 77.4 | 77.4 | 77.4 | 77.4 | 77.4 | 77.4
|  | 2045.0 | 2016 usd/megawatt_hour | 0 | 0 | 0 | 0 | 0 | 0 | 0 | 0 | 0
|  | 2050.0 | 2016 usd/megawatt_hour | 0 | 0 | 0 | 0 | 0 | 0 | 0 | 0 | 0
| rocky mountains agg. | 2020.0 | 2016 usd/megawatt_hour | 77.4 | 77.4 | 77.4 | 77.4 | 77.4 | 77.4 | 77.4 | 77.4 | 77.4
|  | 2025.0 | 2016 usd/megawatt_hour | 77.4 | 77.4 | 77.4 | 77.4 | 77.4 | 77.4 | 77.4 | 77.4 | 77.4
|  | 2030.0 | 2016 usd/megawatt_hour | 0 | 0 | 0 | 0 | 0 | 0 | 0 | 0 | 0
|  | 2035.0 | 2016 usd/megawatt_hour | 0 | 0 | 0 | 0 | 0 | 0 | 0 | 0 | 0
|  | 2040.0 | 2016 usd/megawatt_hour | 0 | 0 | 0 | 0 | 0 | 0 | 0 | 0 | 0
|  | 2045.0 | 2016 usd/megawatt_hour | 0 | 0 | 0 | 0 | 0 | 0 | 0 | 0 | 0
|  | 2050.0 | 2016 usd/megawatt_hour | 0 | 0 | 0 | 0 | 0 | 0 | 0 | 0 | 0
| southeast agg. | 2020.0 | 2016 usd/megawatt_hour | 77.4 | 77.4 | 77.4 | 77.4 | 77.4 | 77.4 | 77.4 | 77.4 | 77.4
|  | 2025.0 | 2016 usd/megawatt_hour | 77.4 | 77.4 | 77.4 | 77.4 | 77.4 | 77.4 | 77.4 | 77.4 | 77.4
|  | 2030.0 | 2016 usd/megawatt_hour | 77.4 | 77.4 | 77.4 | 77.4 | 77.4 | 77.4 | 77.4 | 77.4 | 77.4
|  | 2035.0 | 2016 usd/megawatt_hour | 77.4 | 77.4 | 77.4 | 77.4 | 77.4 | 77.4 | 77.4 | 77.4 | 77.4
|  | 2040.0 | 2016 usd/megawatt_hour | 77.4 | 77.4 | 77.4 | 77.4 | 77.4 | 77.4 | 77.4 | 77.4 | 77.4
|  | 2045.0 | 2016 usd/megawatt_hour | 77.4 | 77.4 | 77.4 | 77.4 | 77.4 | 77.4 | 77.4 | 77.4 | 77.4
|  | 2050.0 | 2016 usd/megawatt_hour | 77.4 | 77.4 | 77.4 | 77.4 | 77.4 | 77.4 | 77.4 | 77.4 | 77.4
| texas agg. | 2020.0 | 2016 usd/megawatt_hour | 77.4 | 77.4 | 77.4 | 77.4 | 77.4 | 77.4 | 77.4 | 77.4 | 77.4
|  | 2025.0 | 2016 usd/megawatt_hour | 77.4 | 77.4 | 77.4 | 77.4 | 77.4 | 77.4 | 77.4 | 77.4 | 77.4
|  | 2030.0 | 2016 usd/megawatt_hour | 77.4 | 77.4 | 77.4 | 77.4 | 77.4 | 77.4 | 77.4 | 77.4 | 77.4
|  | 2035.0 | 2016 usd/megawatt_hour | 77.4 | 77.4 | 77.4 | 77.4 | 77.4 | 77.4 | 77.4 | 77.4 | 77.4
|  | 2040.0 | 2016 usd/megawatt_hour | 77.4 | 77.4 | 77.4 | 77.4 | 77.4 | 77.4 | 77.4 | 77.4 | 77.4
|  | 2045.0 | 2016 usd/megawatt_hour | 77.4 | 77.4 | 77.4 | 77.4 | 77.4 | 77.4 | 77.4 | 77.4 | 77.4
|  | 2050.0 | 2016 usd/megawatt_hour | 77.4 | 77.4 | 77.4 | 77.4 | 77.4 | 77.4 | 77.4 | 77.4 | 77.4
| upper midwest agg. | 2020.0 | 2016 usd/megawatt_hour | 77.4 | 77.4 | 77.4 | 77.4 | 77.4 | 77.4 | 77.4 | 77.4 | 77.4
|  | 2025.0 | 2016 usd/megawatt_hour | 77.4 | 77.4 | 77.4 | 77.4 | 77.4 | 77.4 | 77.4 | 77.4 | 77.4
|  | 2030.0 | 2016 usd/megawatt_hour | 77.4 | 77.4 | 77.4 | 77.4 | 77.4 | 77.4 | 77.4 | 77.4 | 77.4
|  | 2035.0 | 2016 usd/megawatt_hour | 77.4 | 77.4 | 77.4 | 77.4 | 77.4 | 77.4 | 77.4 | 77.4 | 77.4
|  | 2040.0 | 2016 usd/megawatt_hour | 77.4 | 77.4 | 77.4 | 77.4 | 77.4 | 77.4 | 77.4 | 77.4 | 77.4
|  | 2045.0 | 2016 usd/megawatt_hour | 77.4 | 77.4 | 77.4 | 77.4 | 77.4 | 77.4 | 77.4 | 77.4 | 77.4
|  | 2050.0 | 2016 usd/megawatt_hour | 77.4 | 77.4 | 77.4 | 77.4 | 77.4 | 77.4 | 77.4 | 77.4 | 77.4
existing_distillate oil combustion turbine power plant | alaska agg. | 2020.0 | 2016 usd/megawatt_hour | 24.8 | 24.8 | 24.8 | 24.8 | 24.8 | 24.8 | 24.8 | 24.8 | 24.8
|  | 2025.0 | 2016 usd/megawatt_hour | 24.8 | 24.8 | 24.8 | 24.8 | 24.8 | 24.8 | 24.8 | 24.8 | 24.8
|  | 2030.0 | 2016 usd/megawatt_hour | 24.8 | 24.8 | 24.8 | 24.8 | 24.8 | 24.8 | 24.8 | 24.8 | 24.8
|  | 2035.0 | 2016 usd/megawatt_hour | 24.8 | 24.8 | 24.8 | 24.8 | 24.8 | 24.8 | 24.8 | 24.8 | 24.8
|  | 2040.0 | 2016 usd/megawatt_hour | 24.8 | 24.8 | 24.8 | 24.8 | 24.8 | 24.8 | 24.8 | 24.8 | 24.8
|  | 2045.0 | 2016 usd/megawatt_hour | 24.8 | 24.8 | 24.8 | 24.8 | 24.8 | 24.8 | 24.8 | 24.8 | 24.8
|  | 2050.0 | 2016 usd/megawatt_hour | 24.8 | 24.8 | 24.8 | 24.8 | 24.8 | 24.8 | 24.8 | 24.8 | 24.8
| california agg. | 2020.0 | 2016 usd/megawatt_hour | 24.8 | 24.8 | 24.8 | 24.8 | 24.8 | 24.8 | 24.8 | 24.8 | 24.8
|  | 2025.0 | 2016 usd/megawatt_hour | 24.8 | 24.8 | 24.8 | 24.8 | 24.8 | 24.8 | 24.8 | 24.8 | 24.8
|  | 2030.0 | 2016 usd/megawatt_hour | 24.8 | 24.8 | 24.8 | 24.8 | 24.8 | 24.8 | 24.8 | 24.8 | 24.8
|  | 2035.0 | 2016 usd/megawatt_hour | 24.8 | 24.8 | 24.8 | 24.8 | 24.8 | 24.8 | 24.8 | 24.8 | 24.8
|  | 2040.0 | 2016 usd/megawatt_hour | 24.8 | 24.8 | 24.8 | 24.8 | 24.8 | 24.8 | 24.8 | 24.8 | 24.8
|  | 2045.0 | 2016 usd/megawatt_hour | 24.8 | 24.8 | 24.8 | 24.8 | 24.8 | 24.8 | 24.8 | 24.8 | 24.8
|  | 2050.0 | 2016 usd/megawatt_hour | 24.8 | 24.8 | 24.8 | 24.8 | 24.8 | 24.8 | 24.8 | 24.8 | 24.8
| desert southwest agg. | 2020.0 | 2016 usd/megawatt_hour | 24.8 | 24.8 | 24.8 | 24.8 | 24.8 | 24.8 | 24.8 | 24.8 | 24.8
|  | 2025.0 | 2016 usd/megawatt_hour | 24.8 | 24.8 | 24.8 | 24.8 | 24.8 | 24.8 | 24.8 | 24.8 | 24.8
|  | 2030.0 | 2016 usd/megawatt_hour | 24.8 | 24.8 | 24.8 | 24.8 | 24.8 | 24.8 | 24.8 | 24.8 | 24.8
|  | 2035.0 | 2016 usd/megawatt_hour | 24.8 | 24.8 | 24.8 | 24.8 | 24.8 | 24.8 | 24.8 | 24.8 | 24.8
|  | 2040.0 | 2016 usd/megawatt_hour | 24.8 | 24.8 | 24.8 | 24.8 | 24.8 | 24.8 | 24.8 | 24.8 | 24.8
|  | 2045.0 | 2016 usd/megawatt_hour | 24.8 | 24.8 | 24.8 | 24.8 | 24.8 | 24.8 | 24.8 | 24.8 | 24.8
|  | 2050.0 | 2016 usd/megawatt_hour | 24.8 | 24.8 | 24.8 | 24.8 | 24.8 | 24.8 | 24.8 | 24.8 | 24.8
| florida agg. | 2020.0 | 2016 usd/megawatt_hour | 24.8 | 24.8 | 24.8 | 24.8 | 24.8 | 24.8 | 24.8 | 24.8 | 24.8
|  | 2025.0 | 2016 usd/megawatt_hour | 24.8 | 24.8 | 24.8 | 24.8 | 24.8 | 24.8 | 24.8 | 24.8 | 24.8
|  | 2030.0 | 2016 usd/megawatt_hour | 24.8 | 24.8 | 24.8 | 24.8 | 24.8 | 24.8 | 24.8 | 24.8 | 24.8
|  | 2035.0 | 2016 usd/megawatt_hour | 24.8 | 24.8 | 24.8 | 24.8 | 24.8 | 24.8 | 24.8 | 24.8 | 24.8
|  | 2040.0 | 2016 usd/megawatt_hour | 24.8 | 24.8 | 24.8 | 24.8 | 24.8 | 24.8 | 24.8 | 24.8 | 24.8
|  | 2045.0 | 2016 usd/megawatt_hour | 24.8 | 24.8 | 24.8 | 24.8 | 24.8 | 24.8 | 24.8 | 24.8 | 24.8
|  | 2050.0 | 2016 usd/megawatt_hour | 24.8 | 24.8 | 24.8 | 24.8 | 24.8 | 24.8 | 24.8 | 24.8 | 24.8
| hawaii agg. | 2020.0 | 2016 usd/megawatt_hour | 24.8 | 24.8 | 24.8 | 24.8 | 24.8 | 24.8 | 24.8 | 24.8 | 24.8
|  | 2025.0 | 2016 usd/megawatt_hour | 24.8 | 24.8 | 24.8 | 24.8 | 24.8 | 24.8 | 24.8 | 24.8 | 24.8
|  | 2030.0 | 2016 usd/megawatt_hour | 24.8 | 24.8 | 24.8 | 24.8 | 24.8 | 24.8 | 24.8 | 24.8 | 24.8
|  | 2035.0 | 2016 usd/megawatt_hour | 24.8 | 24.8 | 24.8 | 24.8 | 24.8 | 24.8 | 24.8 | 24.8 | 24.8
|  | 2040.0 | 2016 usd/megawatt_hour | 24.8 | 24.8 | 24.8 | 24.8 | 24.8 | 24.8 | 24.8 | 24.8 | 24.8
|  | 2045.0 | 2016 usd/megawatt_hour | 24.8 | 24.8 | 24.8 | 24.8 | 24.8 | 24.8 | 24.8 | 24.8 | 24.8
|  | 2050.0 | 2016 usd/megawatt_hour | 24.8 | 24.8 | 24.8 | 24.8 | 24.8 | 24.8 | 24.8 | 24.8 | 24.8
| louisiana and ozarks agg. | 2020.0 | 2016 usd/megawatt_hour | 24.8 | 24.8 | 24.8 | 24.8 | 24.8 | 24.8 | 24.8 | 24.8 | 24.8
|  | 2025.0 | 2016 usd/megawatt_hour | 24.8 | 24.8 | 24.8 | 24.8 | 24.8 | 24.8 | 24.8 | 24.8 | 24.8
|  | 2030.0 | 2016 usd/megawatt_hour | 24.8 | 24.8 | 24.8 | 24.8 | 24.8 | 24.8 | 24.8 | 24.8 | 24.8
|  | 2035.0 | 2016 usd/megawatt_hour | 24.8 | 24.8 | 24.8 | 24.8 | 24.8 | 24.8 | 24.8 | 24.8 | 24.8
|  | 2040.0 | 2016 usd/megawatt_hour | 24.8 | 24.8 | 24.8 | 24.8 | 24.8 | 24.8 | 24.8 | 24.8 | 24.8
|  | 2045.0 | 2016 usd/megawatt_hour | 24.8 | 24.8 | 24.8 | 24.8 | 24.8 | 24.8 | 24.8 | 24.8 | 24.8
|  | 2050.0 | 2016 usd/megawatt_hour | 24.8 | 24.8 | 24.8 | 24.8 | 24.8 | 24.8 | 24.8 | 24.8 | 24.8
| lower midwest agg. | 2020.0 | 2016 usd/megawatt_hour | 24.8 | 24.8 | 24.8 | 24.8 | 24.8 | 24.8 | 24.8 | 24.8 | 24.8
|  | 2025.0 | 2016 usd/megawatt_hour | 24.8 | 24.8 | 24.8 | 24.8 | 24.8 | 24.8 | 24.8 | 24.8 | 24.8
|  | 2030.0 | 2016 usd/megawatt_hour | 24.8 | 24.8 | 24.8 | 24.8 | 24.8 | 24.8 | 24.8 | 24.8 | 24.8
|  | 2035.0 | 2016 usd/megawatt_hour | 24.8 | 24.8 | 24.8 | 24.8 | 24.8 | 24.8 | 24.8 | 24.8 | 24.8
|  | 2040.0 | 2016 usd/megawatt_hour | 24.8 | 24.8 | 24.8 | 24.8 | 24.8 | 24.8 | 24.8 | 24.8 | 24.8
|  | 2045.0 | 2016 usd/megawatt_hour | 24.8 | 24.8 | 24.8 | 24.8 | 24.8 | 24.8 | 24.8 | 24.8 | 24.8
|  | 2050.0 | 2016 usd/megawatt_hour | 24.8 | 24.8 | 24.8 | 24.8 | 24.8 | 24.8 | 24.8 | 24.8 | 24.8
| mid-atlantic and great lakes agg. | 2020.0 | 2016 usd/megawatt_hour | 24.8 | 24.8 | 24.8 | 24.8 | 24.8 | 24.8 | 24.8 | 24.8 | 24.8
|  | 2025.0 | 2016 usd/megawatt_hour | 24.8 | 24.8 | 24.8 | 24.8 | 24.8 | 24.8 | 24.8 | 24.8 | 24.8
|  | 2030.0 | 2016 usd/megawatt_hour | 24.8 | 24.8 | 24.8 | 24.8 | 24.8 | 24.8 | 24.8 | 24.8 | 24.8
|  | 2035.0 | 2016 usd/megawatt_hour | 24.8 | 24.8 | 24.8 | 24.8 | 24.8 | 24.8 | 24.8 | 24.8 | 24.8
|  | 2040.0 | 2016 usd/megawatt_hour | 24.8 | 24.8 | 24.8 | 24.8 | 24.8 | 24.8 | 24.8 | 24.8 | 24.8
|  | 2045.0 | 2016 usd/megawatt_hour | 24.8 | 24.8 | 24.8 | 24.8 | 24.8 | 24.8 | 24.8 | 24.8 | 24.8
|  | 2050.0 | 2016 usd/megawatt_hour | 24.8 | 24.8 | 24.8 | 24.8 | 24.8 | 24.8 | 24.8 | 24.8 | 24.8
| new england agg. | 2020.0 | 2016 usd/megawatt_hour | 24.8 | 24.8 | 24.8 | 24.8 | 24.8 | 24.8 | 24.8 | 24.8 | 24.8
|  | 2025.0 | 2016 usd/megawatt_hour | 24.8 | 24.8 | 24.8 | 24.8 | 24.8 | 24.8 | 24.8 | 24.8 | 24.8
|  | 2030.0 | 2016 usd/megawatt_hour | 24.8 | 24.8 | 24.8 | 24.8 | 24.8 | 24.8 | 24.8 | 24.8 | 24.8
|  | 2035.0 | 2016 usd/megawatt_hour | 24.8 | 24.8 | 24.8 | 24.8 | 24.8 | 24.8 | 24.8 | 24.8 | 24.8
|  | 2040.0 | 2016 usd/megawatt_hour | 24.8 | 24.8 | 24.8 | 24.8 | 24.8 | 24.8 | 24.8 | 24.8 | 24.8
|  | 2045.0 | 2016 usd/megawatt_hour | 24.8 | 24.8 | 24.8 | 24.8 | 24.8 | 24.8 | 24.8 | 24.8 | 24.8
|  | 2050.0 | 2016 usd/megawatt_hour | 24.8 | 24.8 | 24.8 | 24.8 | 24.8 | 24.8 | 24.8 | 24.8 | 24.8
| new york agg. | 2020.0 | 2016 usd/megawatt_hour | 24.8 | 24.8 | 24.8 | 24.8 | 24.8 | 24.8 | 24.8 | 24.8 | 24.8
|  | 2025.0 | 2016 usd/megawatt_hour | 24.8 | 24.8 | 24.8 | 24.8 | 24.8 | 24.8 | 24.8 | 24.8 | 24.8
|  | 2030.0 | 2016 usd/megawatt_hour | 24.8 | 24.8 | 24.8 | 24.8 | 24.8 | 24.8 | 24.8 | 24.8 | 24.8
|  | 2035.0 | 2016 usd/megawatt_hour | 24.8 | 24.8 | 24.8 | 24.8 | 24.8 | 24.8 | 24.8 | 24.8 | 24.8
|  | 2040.0 | 2016 usd/megawatt_hour | 24.8 | 24.8 | 24.8 | 24.8 | 24.8 | 24.8 | 24.8 | 24.8 | 24.8
|  | 2045.0 | 2016 usd/megawatt_hour | 24.8 | 24.8 | 24.8 | 24.8 | 24.8 | 24.8 | 24.8 | 24.8 | 24.8
|  | 2050.0 | 2016 usd/megawatt_hour | 24.8 | 24.8 | 24.8 | 24.8 | 24.8 | 24.8 | 24.8 | 24.8 | 24.8
| pacific northwest agg. | 2020.0 | 2016 usd/megawatt_hour | 24.8 | 24.8 | 24.8 | 24.8 | 24.8 | 24.8 | 24.8 | 24.8 | 24.8
|  | 2025.0 | 2016 usd/megawatt_hour | 24.8 | 24.8 | 24.8 | 24.8 | 24.8 | 24.8 | 24.8 | 24.8 | 24.8
|  | 2030.0 | 2016 usd/megawatt_hour | 24.8 | 24.8 | 24.8 | 24.8 | 24.8 | 24.8 | 24.8 | 24.8 | 24.8
|  | 2035.0 | 2016 usd/megawatt_hour | 24.8 | 24.8 | 24.8 | 24.8 | 24.8 | 24.8 | 24.8 | 24.8 | 24.8
|  | 2040.0 | 2016 usd/megawatt_hour | 24.8 | 24.8 | 24.8 | 24.8 | 24.8 | 24.8 | 24.8 | 24.8 | 24.8
|  | 2045.0 | 2016 usd/megawatt_hour | 24.8 | 24.8 | 24.8 | 24.8 | 24.8 | 24.8 | 24.8 | 24.8 | 24.8
|  | 2050.0 | 2016 usd/megawatt_hour | 24.8 | 24.8 | 24.8 | 24.8 | 24.8 | 24.8 | 24.8 | 24.8 | 24.8
| rocky mountains agg. | 2020.0 | 2016 usd/megawatt_hour | 24.8 | 24.8 | 24.8 | 24.8 | 24.8 | 24.8 | 24.8 | 24.8 | 24.8
|  | 2025.0 | 2016 usd/megawatt_hour | 24.8 | 24.8 | 24.8 | 24.8 | 24.8 | 24.8 | 24.8 | 24.8 | 24.8
|  | 2030.0 | 2016 usd/megawatt_hour | 24.8 | 24.8 | 24.8 | 24.8 | 24.8 | 24.8 | 24.8 | 24.8 | 24.8
|  | 2035.0 | 2016 usd/megawatt_hour | 24.8 | 24.8 | 24.8 | 24.8 | 24.8 | 24.8 | 24.8 | 24.8 | 24.8
|  | 2040.0 | 2016 usd/megawatt_hour | 24.8 | 24.8 | 24.8 | 24.8 | 24.8 | 24.8 | 24.8 | 24.8 | 24.8
|  | 2045.0 | 2016 usd/megawatt_hour | 24.8 | 24.8 | 24.8 | 24.8 | 24.8 | 24.8 | 24.8 | 24.8 | 24.8
|  | 2050.0 | 2016 usd/megawatt_hour | 24.8 | 24.8 | 24.8 | 24.8 | 24.8 | 24.8 | 24.8 | 24.8 | 24.8
| southeast agg. | 2020.0 | 2016 usd/megawatt_hour | 24.8 | 24.8 | 24.8 | 24.8 | 24.8 | 24.8 | 24.8 | 24.8 | 24.8
|  | 2025.0 | 2016 usd/megawatt_hour | 24.8 | 24.8 | 24.8 | 24.8 | 24.8 | 24.8 | 24.8 | 24.8 | 24.8
|  | 2030.0 | 2016 usd/megawatt_hour | 24.8 | 24.8 | 24.8 | 24.8 | 24.8 | 24.8 | 24.8 | 24.8 | 24.8
|  | 2035.0 | 2016 usd/megawatt_hour | 24.8 | 24.8 | 24.8 | 24.8 | 24.8 | 24.8 | 24.8 | 24.8 | 24.8
|  | 2040.0 | 2016 usd/megawatt_hour | 24.8 | 24.8 | 24.8 | 24.8 | 24.8 | 24.8 | 24.8 | 24.8 | 24.8
|  | 2045.0 | 2016 usd/megawatt_hour | 24.8 | 24.8 | 24.8 | 24.8 | 24.8 | 24.8 | 24.8 | 24.8 | 24.8
|  | 2050.0 | 2016 usd/megawatt_hour | 24.8 | 24.8 | 24.8 | 24.8 | 24.8 | 24.8 | 24.8 | 24.8 | 24.8
| texas agg. | 2020.0 | 2016 usd/megawatt_hour | 24.8 | 24.8 | 24.8 | 24.8 | 24.8 | 24.8 | 24.8 | 24.8 | 24.8
|  | 2025.0 | 2016 usd/megawatt_hour | 24.8 | 24.8 | 24.8 | 24.8 | 24.8 | 24.8 | 24.8 | 24.8 | 24.8
|  | 2030.0 | 2016 usd/megawatt_hour | 24.8 | 24.8 | 24.8 | 24.8 | 24.8 | 24.8 | 24.8 | 24.8 | 24.8
|  | 2035.0 | 2016 usd/megawatt_hour | 24.8 | 24.8 | 24.8 | 24.8 | 24.8 | 24.8 | 24.8 | 24.8 | 24.8
|  | 2040.0 | 2016 usd/megawatt_hour | 24.8 | 24.8 | 24.8 | 24.8 | 24.8 | 24.8 | 24.8 | 24.8 | 24.8
|  | 2045.0 | 2016 usd/megawatt_hour | 24.8 | 24.8 | 24.8 | 24.8 | 24.8 | 24.8 | 24.8 | 24.8 | 24.8
|  | 2050.0 | 2016 usd/megawatt_hour | 0 | 0 | 0 | 0 | 0 | 0 | 0 | 0 | 0
| upper midwest agg. | 2020.0 | 2016 usd/megawatt_hour | 24.8 | 24.8 | 24.8 | 24.8 | 24.8 | 24.8 | 24.8 | 24.8 | 24.8
|  | 2025.0 | 2016 usd/megawatt_hour | 24.8 | 24.8 | 24.8 | 24.8 | 24.8 | 24.8 | 24.8 | 24.8 | 24.8
|  | 2030.0 | 2016 usd/megawatt_hour | 24.8 | 24.8 | 24.8 | 24.8 | 24.8 | 24.8 | 24.8 | 24.8 | 24.8
|  | 2035.0 | 2016 usd/megawatt_hour | 24.8 | 24.8 | 24.8 | 24.8 | 24.8 | 24.8 | 24.8 | 24.8 | 24.8
|  | 2040.0 | 2016 usd/megawatt_hour | 24.8 | 24.8 | 24.8 | 24.8 | 24.8 | 24.8 | 24.8 | 24.8 | 24.8
|  | 2045.0 | 2016 usd/megawatt_hour | 24.8 | 24.8 | 24.8 | 24.8 | 24.8 | 24.8 | 24.8 | 24.8 | 24.8
|  | 2050.0 | 2016 usd/megawatt_hour | 24.8 | 24.8 | 24.8 | 24.8 | 24.8 | 24.8 | 24.8 | 24.8 | 24.8
| utah/nevada agg. | 2020.0 | 2016 usd/megawatt_hour | 24.8 | 24.8 | 24.8 | 24.8 | 24.8 | 24.8 | 24.8 | 24.8 | 24.8
|  | 2025.0 | 2016 usd/megawatt_hour | 24.8 | 24.8 | 24.8 | 24.8 | 24.8 | 24.8 | 24.8 | 24.8 | 24.8
|  | 2030.0 | 2016 usd/megawatt_hour | 24.8 | 24.8 | 24.8 | 24.8 | 24.8 | 24.8 | 24.8 | 24.8 | 24.8
|  | 2035.0 | 2016 usd/megawatt_hour | 24.8 | 24.8 | 24.8 | 24.8 | 24.8 | 24.8 | 24.8 | 24.8 | 24.8
|  | 2040.0 | 2016 usd/megawatt_hour | 24.8 | 24.8 | 24.8 | 24.8 | 24.8 | 24.8 | 24.8 | 24.8 | 24.8
|  | 2045.0 | 2016 usd/megawatt_hour | 0 | 0 | 0 | 0 | 0 | 0 | 0 | 0 | 0
|  | 2050.0 | 2016 usd/megawatt_hour | 0 | 0 | 0 | 0 | 0 | 0 | 0 | 0 | 0
existing_fossil waste steam turbine cogen power plant | lower midwest agg. | 2020.0 | 2016 usd/megawatt_hour | 19.4 | 19.4 | 19.4 | 19.4 | 19.4 | 19.4 | 19.4 | 19.4 | 19.4
|  | 2025.0 | 2016 usd/megawatt_hour | 19.4 | 19.4 | 19.4 | 19.4 | 19.4 | 19.4 | 19.4 | 19.4 | 19.4
|  | 2030.0 | 2016 usd/megawatt_hour | 19.4 | 19.4 | 19.4 | 19.4 | 19.4 | 19.4 | 19.4 | 19.4 | 19.4
|  | 2035.0 | 2016 usd/megawatt_hour | 0 | 0 | 0 | 0 | 0 | 0 | 0 | 0 | 0
|  | 2040.0 | 2016 usd/megawatt_hour | 0 | 0 | 0 | 0 | 0 | 0 | 0 | 0 | 0
|  | 2045.0 | 2016 usd/megawatt_hour | 0 | 0 | 0 | 0 | 0 | 0 | 0 | 0 | 0
|  | 2050.0 | 2016 usd/megawatt_hour | 0 | 0 | 0 | 0 | 0 | 0 | 0 | 0 | 0
| mid-atlantic and great lakes agg. | 2020.0 | 2016 usd/megawatt_hour | 19.4 | 19.4 | 19.4 | 19.4 | 19.4 | 19.4 | 19.4 | 19.4 | 19.4
|  | 2025.0 | 2016 usd/megawatt_hour | 19.4 | 19.4 | 19.4 | 19.4 | 19.4 | 19.4 | 19.4 | 19.4 | 19.4
|  | 2030.0 | 2016 usd/megawatt_hour | 19.4 | 19.4 | 19.4 | 19.4 | 19.4 | 19.4 | 19.4 | 19.4 | 19.4
|  | 2035.0 | 2016 usd/megawatt_hour | 19.4 | 19.4 | 19.4 | 19.4 | 19.4 | 19.4 | 19.4 | 19.4 | 19.4
|  | 2040.0 | 2016 usd/megawatt_hour | 19.4 | 19.4 | 19.4 | 19.4 | 19.4 | 19.4 | 19.4 | 19.4 | 19.4
|  | 2045.0 | 2016 usd/megawatt_hour | 19.4 | 19.4 | 19.4 | 19.4 | 19.4 | 19.4 | 19.4 | 19.4 | 19.4
|  | 2050.0 | 2016 usd/megawatt_hour | 19.4 | 19.4 | 19.4 | 19.4 | 19.4 | 19.4 | 19.4 | 19.4 | 19.4
existing_gas combined cycle cogen power plant | california agg. | 2020.0 | 2016 usd/megawatt_hour | 0.7 | 0.7 | 0.7 | 0.7 | 0.7 | 0.7 | 0.7 | 0.7 | 0.7
|  | 2025.0 | 2016 usd/megawatt_hour | 0.7 | 0.7 | 0.7 | 0.7 | 0.7 | 0.7 | 0.7 | 0.7 | 0.7
|  | 2030.0 | 2016 usd/megawatt_hour | 0.7 | 0.7 | 0.7 | 0.7 | 0.7 | 0.7 | 0.7 | 0.7 | 0.7
|  | 2035.0 | 2016 usd/megawatt_hour | 0.7 | 0.7 | 0.7 | 0.7 | 0.7 | 0.7 | 0.7 | 0.7 | 0.7
|  | 2040.0 | 2016 usd/megawatt_hour | 0.7 | 0.7 | 0.7 | 0.7 | 0.7 | 0.7 | 0.7 | 0.7 | 0.7
|  | 2045.0 | 2016 usd/megawatt_hour | 0.7 | 0.7 | 0.7 | 0.7 | 0.7 | 0.7 | 0.7 | 0.7 | 0.7
|  | 2050.0 | 2016 usd/megawatt_hour | 0.7 | 0.7 | 0.7 | 0.7 | 0.7 | 0.7 | 0.7 | 0.7 | 0.7
| desert southwest agg. | 2020.0 | 2016 usd/megawatt_hour | 0.7 | 0.7 | 0.7 | 0.7 | 0.7 | 0.7 | 0.7 | 0.7 | 0.7
|  | 2025.0 | 2016 usd/megawatt_hour | 0.7 | 0.7 | 0.7 | 0.7 | 0.7 | 0.7 | 0.7 | 0.7 | 0.7
|  | 2030.0 | 2016 usd/megawatt_hour | 0.7 | 0.7 | 0.7 | 0.7 | 0.7 | 0.7 | 0.7 | 0.7 | 0.7
|  | 2035.0 | 2016 usd/megawatt_hour | 0.7 | 0.7 | 0.7 | 0.7 | 0.7 | 0.7 | 0.7 | 0.7 | 0.7
|  | 2040.0 | 2016 usd/megawatt_hour | 0.7 | 0.7 | 0.7 | 0.7 | 0.7 | 0.7 | 0.7 | 0.7 | 0.7
|  | 2045.0 | 2016 usd/megawatt_hour | 0.7 | 0.7 | 0.7 | 0.7 | 0.7 | 0.7 | 0.7 | 0.7 | 0.7
|  | 2050.0 | 2016 usd/megawatt_hour | 0 | 0 | 0 | 0 | 0 | 0 | 0 | 0 | 0
| louisiana and ozarks agg. | 2020.0 | 2016 usd/megawatt_hour | 0.7 | 0.7 | 0.7 | 0.7 | 0.7 | 0.7 | 0.7 | 0.7 | 0.7
|  | 2025.0 | 2016 usd/megawatt_hour | 0.7 | 0.7 | 0.7 | 0.7 | 0.7 | 0.7 | 0.7 | 0.7 | 0.7
|  | 2030.0 | 2016 usd/megawatt_hour | 0.7 | 0.7 | 0.7 | 0.7 | 0.7 | 0.7 | 0.7 | 0.7 | 0.7
|  | 2035.0 | 2016 usd/megawatt_hour | 0.7 | 0.7 | 0.7 | 0.7 | 0.7 | 0.7 | 0.7 | 0.7 | 0.7
|  | 2040.0 | 2016 usd/megawatt_hour | 0.7 | 0.7 | 0.7 | 0.7 | 0.7 | 0.7 | 0.7 | 0.7 | 0.7
|  | 2045.0 | 2016 usd/megawatt_hour | 0.7 | 0.7 | 0.7 | 0.7 | 0.7 | 0.7 | 0.7 | 0.7 | 0.7
|  | 2050.0 | 2016 usd/megawatt_hour | 0.7 | 0.7 | 0.7 | 0.7 | 0.7 | 0.7 | 0.7 | 0.7 | 0.7
| lower midwest agg. | 2020.0 | 2016 usd/megawatt_hour | 0.7 | 0.7 | 0.7 | 0.7 | 0.7 | 0.7 | 0.7 | 0.7 | 0.7
|  | 2025.0 | 2016 usd/megawatt_hour | 0.7 | 0.7 | 0.7 | 0.7 | 0.7 | 0.7 | 0.7 | 0.7 | 0.7
|  | 2030.0 | 2016 usd/megawatt_hour | 0.7 | 0.7 | 0.7 | 0.7 | 0.7 | 0.7 | 0.7 | 0.7 | 0.7
|  | 2035.0 | 2016 usd/megawatt_hour | 0.7 | 0.7 | 0.7 | 0.7 | 0.7 | 0.7 | 0.7 | 0.7 | 0.7
|  | 2040.0 | 2016 usd/megawatt_hour | 0.7 | 0.7 | 0.7 | 0.7 | 0.7 | 0.7 | 0.7 | 0.7 | 0.7
|  | 2045.0 | 2016 usd/megawatt_hour | 0 | 0 | 0 | 0 | 0 | 0 | 0 | 0 | 0
|  | 2050.0 | 2016 usd/megawatt_hour | 0 | 0 | 0 | 0 | 0 | 0 | 0 | 0 | 0
| mid-atlantic and great lakes agg. | 2020.0 | 2016 usd/megawatt_hour | 0.7 | 0.7 | 0.7 | 0.7 | 0.7 | 0.7 | 0.7 | 0.7 | 0.7
|  | 2025.0 | 2016 usd/megawatt_hour | 0.7 | 0.7 | 0.7 | 0.7 | 0.7 | 0.7 | 0.7 | 0.7 | 0.7
|  | 2030.0 | 2016 usd/megawatt_hour | 0.7 | 0.7 | 0.7 | 0.7 | 0.7 | 0.7 | 0.7 | 0.7 | 0.7
|  | 2035.0 | 2016 usd/megawatt_hour | 0.7 | 0.7 | 0.7 | 0.7 | 0.7 | 0.7 | 0.7 | 0.7 | 0.7
|  | 2040.0 | 2016 usd/megawatt_hour | 0.7 | 0.7 | 0.7 | 0.7 | 0.7 | 0.7 | 0.7 | 0.7 | 0.7
|  | 2045.0 | 2016 usd/megawatt_hour | 0.7 | 0.7 | 0.7 | 0.7 | 0.7 | 0.7 | 0.7 | 0.7 | 0.7
|  | 2050.0 | 2016 usd/megawatt_hour | 0.7 | 0.7 | 0.7 | 0.7 | 0.7 | 0.7 | 0.7 | 0.7 | 0.7
| new england agg. | 2020.0 | 2016 usd/megawatt_hour | 0.7 | 0.7 | 0.7 | 0.7 | 0.7 | 0.7 | 0.7 | 0.7 | 0.7
|  | 2025.0 | 2016 usd/megawatt_hour | 0.7 | 0.7 | 0.7 | 0.7 | 0.7 | 0.7 | 0.7 | 0.7 | 0.7
|  | 2030.0 | 2016 usd/megawatt_hour | 0.7 | 0.7 | 0.7 | 0.7 | 0.7 | 0.7 | 0.7 | 0.7 | 0.7
|  | 2035.0 | 2016 usd/megawatt_hour | 0.7 | 0.7 | 0.7 | 0.7 | 0.7 | 0.7 | 0.7 | 0.7 | 0.7
|  | 2040.0 | 2016 usd/megawatt_hour | 0.7 | 0.7 | 0.7 | 0.7 | 0.7 | 0.7 | 0.7 | 0.7 | 0.7
|  | 2045.0 | 2016 usd/megawatt_hour | 0.7 | 0.7 | 0.7 | 0.7 | 0.7 | 0.7 | 0.7 | 0.7 | 0.7
|  | 2050.0 | 2016 usd/megawatt_hour | 0.7 | 0.7 | 0.7 | 0.7 | 0.7 | 0.7 | 0.7 | 0.7 | 0.7
| new york agg. | 2020.0 | 2016 usd/megawatt_hour | 0.7 | 0.7 | 0.7 | 0.7 | 0.7 | 0.7 | 0.7 | 0.7 | 0.7
|  | 2025.0 | 2016 usd/megawatt_hour | 0.7 | 0.7 | 0.7 | 0.7 | 0.7 | 0.7 | 0.7 | 0.7 | 0.7
|  | 2030.0 | 2016 usd/megawatt_hour | 0.7 | 0.7 | 0.7 | 0.7 | 0.7 | 0.7 | 0.7 | 0.7 | 0.7
|  | 2035.0 | 2016 usd/megawatt_hour | 0.7 | 0.7 | 0.7 | 0.7 | 0.7 | 0.7 | 0.7 | 0.7 | 0.7
|  | 2040.0 | 2016 usd/megawatt_hour | 0.7 | 0.7 | 0.7 | 0.7 | 0.7 | 0.7 | 0.7 | 0.7 | 0.7
|  | 2045.0 | 2016 usd/megawatt_hour | 0.7 | 0.7 | 0.7 | 0.7 | 0.7 | 0.7 | 0.7 | 0.7 | 0.7
|  | 2050.0 | 2016 usd/megawatt_hour | 0 | 0 | 0 | 0 | 0 | 0 | 0 | 0 | 0
| pacific northwest agg. | 2020.0 | 2016 usd/megawatt_hour | 0.7 | 0.7 | 0.7 | 0.7 | 0.7 | 0.7 | 0.7 | 0.7 | 0.7
|  | 2025.0 | 2016 usd/megawatt_hour | 0.7 | 0.7 | 0.7 | 0.7 | 0.7 | 0.7 | 0.7 | 0.7 | 0.7
|  | 2030.0 | 2016 usd/megawatt_hour | 0.7 | 0.7 | 0.7 | 0.7 | 0.7 | 0.7 | 0.7 | 0.7 | 0.7
|  | 2035.0 | 2016 usd/megawatt_hour | 0.7 | 0.7 | 0.7 | 0.7 | 0.7 | 0.7 | 0.7 | 0.7 | 0.7
|  | 2040.0 | 2016 usd/megawatt_hour | 0.7 | 0.7 | 0.7 | 0.7 | 0.7 | 0.7 | 0.7 | 0.7 | 0.7
|  | 2045.0 | 2016 usd/megawatt_hour | 0.7 | 0.7 | 0.7 | 0.7 | 0.7 | 0.7 | 0.7 | 0.7 | 0.7
|  | 2050.0 | 2016 usd/megawatt_hour | 0.7 | 0.7 | 0.7 | 0.7 | 0.7 | 0.7 | 0.7 | 0.7 | 0.7
| rocky mountains agg. | 2020.0 | 2016 usd/megawatt_hour | 0.7 | 0.7 | 0.7 | 0.7 | 0.7 | 0.7 | 0.7 | 0.7 | 0.7
|  | 2025.0 | 2016 usd/megawatt_hour | 0.7 | 0.7 | 0.7 | 0.7 | 0.7 | 0.7 | 0.7 | 0.7 | 0.7
|  | 2030.0 | 2016 usd/megawatt_hour | 0.7 | 0.7 | 0.7 | 0.7 | 0.7 | 0.7 | 0.7 | 0.7 | 0.7
|  | 2035.0 | 2016 usd/megawatt_hour | 0 | 0 | 0 | 0 | 0 | 0 | 0 | 0 | 0
|  | 2040.0 | 2016 usd/megawatt_hour | 0 | 0 | 0 | 0 | 0 | 0 | 0 | 0 | 0
|  | 2045.0 | 2016 usd/megawatt_hour | 0 | 0 | 0 | 0 | 0 | 0 | 0 | 0 | 0
|  | 2050.0 | 2016 usd/megawatt_hour | 0 | 0 | 0 | 0 | 0 | 0 | 0 | 0 | 0
| southeast agg. | 2020.0 | 2016 usd/megawatt_hour | 0.7 | 0.7 | 0.7 | 0.7 | 0.7 | 0.7 | 0.7 | 0.7 | 0.7
|  | 2025.0 | 2016 usd/megawatt_hour | 0.7 | 0.7 | 0.7 | 0.7 | 0.7 | 0.7 | 0.7 | 0.7 | 0.7
|  | 2030.0 | 2016 usd/megawatt_hour | 0.7 | 0.7 | 0.7 | 0.7 | 0.7 | 0.7 | 0.7 | 0.7 | 0.7
|  | 2035.0 | 2016 usd/megawatt_hour | 0 | 0 | 0 | 0 | 0 | 0 | 0 | 0 | 0
|  | 2040.0 | 2016 usd/megawatt_hour | 0 | 0 | 0 | 0 | 0 | 0 | 0 | 0 | 0
|  | 2045.0 | 2016 usd/megawatt_hour | 0 | 0 | 0 | 0 | 0 | 0 | 0 | 0 | 0
|  | 2050.0 | 2016 usd/megawatt_hour | 0 | 0 | 0 | 0 | 0 | 0 | 0 | 0 | 0
| texas agg. | 2020.0 | 2016 usd/megawatt_hour | 0.7 | 0.7 | 0.7 | 0.7 | 0.7 | 0.7 | 0.7 | 0.7 | 0.7
|  | 2025.0 | 2016 usd/megawatt_hour | 0.7 | 0.7 | 0.7 | 0.7 | 0.7 | 0.7 | 0.7 | 0.7 | 0.7
|  | 2030.0 | 2016 usd/megawatt_hour | 0.7 | 0.7 | 0.7 | 0.7 | 0.7 | 0.7 | 0.7 | 0.7 | 0.7
|  | 2035.0 | 2016 usd/megawatt_hour | 0.7 | 0.7 | 0.7 | 0.7 | 0.7 | 0.7 | 0.7 | 0.7 | 0.7
|  | 2040.0 | 2016 usd/megawatt_hour | 0.7 | 0.7 | 0.7 | 0.7 | 0.7 | 0.7 | 0.7 | 0.7 | 0.7
|  | 2045.0 | 2016 usd/megawatt_hour | 0.7 | 0.7 | 0.7 | 0.7 | 0.7 | 0.7 | 0.7 | 0.7 | 0.7
|  | 2050.0 | 2016 usd/megawatt_hour | 0.7 | 0.7 | 0.7 | 0.7 | 0.7 | 0.7 | 0.7 | 0.7 | 0.7
| upper midwest agg. | 2020.0 | 2016 usd/megawatt_hour | 0.7 | 0.7 | 0.7 | 0.7 | 0.7 | 0.7 | 0.7 | 0.7 | 0.7
|  | 2025.0 | 2016 usd/megawatt_hour | 0.7 | 0.7 | 0.7 | 0.7 | 0.7 | 0.7 | 0.7 | 0.7 | 0.7
|  | 2030.0 | 2016 usd/megawatt_hour | 0.7 | 0.7 | 0.7 | 0.7 | 0.7 | 0.7 | 0.7 | 0.7 | 0.7
|  | 2035.0 | 2016 usd/megawatt_hour | 0.7 | 0.7 | 0.7 | 0.7 | 0.7 | 0.7 | 0.7 | 0.7 | 0.7
|  | 2040.0 | 2016 usd/megawatt_hour | 0.7 | 0.7 | 0.7 | 0.7 | 0.7 | 0.7 | 0.7 | 0.7 | 0.7
|  | 2045.0 | 2016 usd/megawatt_hour | 0 | 0 | 0 | 0 | 0 | 0 | 0 | 0 | 0
|  | 2050.0 | 2016 usd/megawatt_hour | 0 | 0 | 0 | 0 | 0 | 0 | 0 | 0 | 0
existing_gas combined cycle ipp cogen power plant | california agg. | 2020.0 | 2016 usd/megawatt_hour | 0.4 | 0.4 | 0.4 | 0.4 | 0.4 | 0.4 | 0.4 | 0.4 | 0.4
|  | 2025.0 | 2016 usd/megawatt_hour | 0.4 | 0.4 | 0.4 | 0.4 | 0.4 | 0.4 | 0.4 | 0.4 | 0.4
|  | 2030.0 | 2016 usd/megawatt_hour | 0.4 | 0.4 | 0.4 | 0.4 | 0.4 | 0.4 | 0.4 | 0.4 | 0.4
|  | 2035.0 | 2016 usd/megawatt_hour | 0.4 | 0.4 | 0.4 | 0.4 | 0.4 | 0.4 | 0.4 | 0.4 | 0.4
|  | 2040.0 | 2016 usd/megawatt_hour | 0.4 | 0.4 | 0.4 | 0.4 | 0.4 | 0.4 | 0.4 | 0.4 | 0.4
|  | 2045.0 | 2016 usd/megawatt_hour | 0.4 | 0.4 | 0.4 | 0.4 | 0.4 | 0.4 | 0.4 | 0.4 | 0.4
|  | 2050.0 | 2016 usd/megawatt_hour | 0.4 | 0.4 | 0.4 | 0.4 | 0.4 | 0.4 | 0.4 | 0.4 | 0.4
| desert southwest agg. | 2020.0 | 2016 usd/megawatt_hour | 0.4 | 0.4 | 0.4 | 0.4 | 0.4 | 0.4 | 0.4 | 0.4 | 0.4
|  | 2025.0 | 2016 usd/megawatt_hour | 0.4 | 0.4 | 0.4 | 0.4 | 0.4 | 0.4 | 0.4 | 0.4 | 0.4
|  | 2030.0 | 2016 usd/megawatt_hour | 0.4 | 0.4 | 0.4 | 0.4 | 0.4 | 0.4 | 0.4 | 0.4 | 0.4
|  | 2035.0 | 2016 usd/megawatt_hour | 0 | 0 | 0 | 0 | 0 | 0 | 0 | 0 | 0
|  | 2040.0 | 2016 usd/megawatt_hour | 0 | 0 | 0 | 0 | 0 | 0 | 0 | 0 | 0
|  | 2045.0 | 2016 usd/megawatt_hour | 0 | 0 | 0 | 0 | 0 | 0 | 0 | 0 | 0
|  | 2050.0 | 2016 usd/megawatt_hour | 0 | 0 | 0 | 0 | 0 | 0 | 0 | 0 | 0
| florida agg. | 2020.0 | 2016 usd/megawatt_hour | 0.4 | 0.4 | 0.4 | 0.4 | 0.4 | 0.4 | 0.4 | 0.4 | 0.4
|  | 2025.0 | 2016 usd/megawatt_hour | 0.4 | 0.4 | 0.4 | 0.4 | 0.4 | 0.4 | 0.4 | 0.4 | 0.4
|  | 2030.0 | 2016 usd/megawatt_hour | 0.4 | 0.4 | 0.4 | 0.4 | 0.4 | 0.4 | 0.4 | 0.4 | 0.4
|  | 2035.0 | 2016 usd/megawatt_hour | 0 | 0 | 0 | 0 | 0 | 0 | 0 | 0 | 0
|  | 2040.0 | 2016 usd/megawatt_hour | 0 | 0 | 0 | 0 | 0 | 0 | 0 | 0 | 0
|  | 2045.0 | 2016 usd/megawatt_hour | 0 | 0 | 0 | 0 | 0 | 0 | 0 | 0 | 0
|  | 2050.0 | 2016 usd/megawatt_hour | 0 | 0 | 0 | 0 | 0 | 0 | 0 | 0 | 0
| louisiana and ozarks agg. | 2020.0 | 2016 usd/megawatt_hour | 0.4 | 0.4 | 0.4 | 0.4 | 0.4 | 0.4 | 0.4 | 0.4 | 0.4
|  | 2025.0 | 2016 usd/megawatt_hour | 0.4 | 0.4 | 0.4 | 0.4 | 0.4 | 0.4 | 0.4 | 0.4 | 0.4
|  | 2030.0 | 2016 usd/megawatt_hour | 0.4 | 0.4 | 0.4 | 0.4 | 0.4 | 0.4 | 0.4 | 0.4 | 0.4
|  | 2035.0 | 2016 usd/megawatt_hour | 0.4 | 0.4 | 0.4 | 0.4 | 0.4 | 0.4 | 0.4 | 0.4 | 0.4
|  | 2040.0 | 2016 usd/megawatt_hour | 0.4 | 0.4 | 0.4 | 0.4 | 0.4 | 0.4 | 0.4 | 0.4 | 0.4
|  | 2045.0 | 2016 usd/megawatt_hour | 0.4 | 0.4 | 0.4 | 0.4 | 0.4 | 0.4 | 0.4 | 0.4 | 0.4
|  | 2050.0 | 2016 usd/megawatt_hour | 0.4 | 0.4 | 0.4 | 0.4 | 0.4 | 0.4 | 0.4 | 0.4 | 0.4
| lower midwest agg. | 2020.0 | 2016 usd/megawatt_hour | 0.4 | 0.4 | 0.4 | 0.4 | 0.4 | 0.4 | 0.4 | 0.4 | 0.4
|  | 2025.0 | 2016 usd/megawatt_hour | 0.4 | 0.4 | 0.4 | 0.4 | 0.4 | 0.4 | 0.4 | 0.4 | 0.4
|  | 2030.0 | 2016 usd/megawatt_hour | 0.4 | 0.4 | 0.4 | 0.4 | 0.4 | 0.4 | 0.4 | 0.4 | 0.4
|  | 2035.0 | 2016 usd/megawatt_hour | 0.4 | 0.4 | 0.4 | 0.4 | 0.4 | 0.4 | 0.4 | 0.4 | 0.4
|  | 2040.0 | 2016 usd/megawatt_hour | 0.4 | 0.4 | 0.4 | 0.4 | 0.4 | 0.4 | 0.4 | 0.4 | 0.4
|  | 2045.0 | 2016 usd/megawatt_hour | 0 | 0 | 0 | 0 | 0 | 0 | 0 | 0 | 0
|  | 2050.0 | 2016 usd/megawatt_hour | 0 | 0 | 0 | 0 | 0 | 0 | 0 | 0 | 0
| mid-atlantic and great lakes agg. | 2020.0 | 2016 usd/megawatt_hour | 0.4 | 0.4 | 0.4 | 0.4 | 0.4 | 0.4 | 0.4 | 0.4 | 0.4
|  | 2025.0 | 2016 usd/megawatt_hour | 0.4 | 0.4 | 0.4 | 0.4 | 0.4 | 0.4 | 0.4 | 0.4 | 0.4
|  | 2030.0 | 2016 usd/megawatt_hour | 0.4 | 0.4 | 0.4 | 0.4 | 0.4 | 0.4 | 0.4 | 0.4 | 0.4
|  | 2035.0 | 2016 usd/megawatt_hour | 0.4 | 0.4 | 0.4 | 0.4 | 0.4 | 0.4 | 0.4 | 0.4 | 0.4
|  | 2040.0 | 2016 usd/megawatt_hour | 0.4 | 0.4 | 0.4 | 0.4 | 0.4 | 0.4 | 0.4 | 0.4 | 0.4
|  | 2045.0 | 2016 usd/megawatt_hour | 0 | 0 | 0 | 0 | 0 | 0 | 0 | 0 | 0
|  | 2050.0 | 2016 usd/megawatt_hour | 0 | 0 | 0 | 0 | 0 | 0 | 0 | 0 | 0
| new england agg. | 2020.0 | 2016 usd/megawatt_hour | 0.4 | 0.4 | 0.4 | 0.4 | 0.4 | 0.4 | 0.4 | 0.4 | 0.4
|  | 2025.0 | 2016 usd/megawatt_hour | 0.4 | 0.4 | 0.4 | 0.4 | 0.4 | 0.4 | 0.4 | 0.4 | 0.4
|  | 2030.0 | 2016 usd/megawatt_hour | 0.4 | 0.4 | 0.4 | 0.4 | 0.4 | 0.4 | 0.4 | 0.4 | 0.4
|  | 2035.0 | 2016 usd/megawatt_hour | 0.4 | 0.4 | 0.4 | 0.4 | 0.4 | 0.4 | 0.4 | 0.4 | 0.4
|  | 2040.0 | 2016 usd/megawatt_hour | 0.4 | 0.4 | 0.4 | 0.4 | 0.4 | 0.4 | 0.4 | 0.4 | 0.4
|  | 2045.0 | 2016 usd/megawatt_hour | 0.4 | 0.4 | 0.4 | 0.4 | 0.4 | 0.4 | 0.4 | 0.4 | 0.4
|  | 2050.0 | 2016 usd/megawatt_hour | 0.4 | 0.4 | 0.4 | 0.4 | 0.4 | 0.4 | 0.4 | 0.4 | 0.4
| new york agg. | 2020.0 | 2016 usd/megawatt_hour | 0.4 | 0.4 | 0.4 | 0.4 | 0.4 | 0.4 | 0.4 | 0.4 | 0.4
|  | 2025.0 | 2016 usd/megawatt_hour | 0.4 | 0.4 | 0.4 | 0.4 | 0.4 | 0.4 | 0.4 | 0.4 | 0.4
|  | 2030.0 | 2016 usd/megawatt_hour | 0.4 | 0.4 | 0.4 | 0.4 | 0.4 | 0.4 | 0.4 | 0.4 | 0.4
|  | 2035.0 | 2016 usd/megawatt_hour | 0.4 | 0.4 | 0.4 | 0.4 | 0.4 | 0.4 | 0.4 | 0.4 | 0.4
|  | 2040.0 | 2016 usd/megawatt_hour | 0.4 | 0.4 | 0.4 | 0.4 | 0.4 | 0.4 | 0.4 | 0.4 | 0.4
|  | 2045.0 | 2016 usd/megawatt_hour | 0.4 | 0.4 | 0.4 | 0.4 | 0.4 | 0.4 | 0.4 | 0.4 | 0.4
|  | 2050.0 | 2016 usd/megawatt_hour | 0 | 0 | 0 | 0 | 0 | 0 | 0 | 0 | 0
| texas agg. | 2020.0 | 2016 usd/megawatt_hour | 0.4 | 0.4 | 0.4 | 0.4 | 0.4 | 0.4 | 0.4 | 0.4 | 0.4
|  | 2025.0 | 2016 usd/megawatt_hour | 0.4 | 0.4 | 0.4 | 0.4 | 0.4 | 0.4 | 0.4 | 0.4 | 0.4
|  | 2030.0 | 2016 usd/megawatt_hour | 0.4 | 0.4 | 0.4 | 0.4 | 0.4 | 0.4 | 0.4 | 0.4 | 0.4
|  | 2035.0 | 2016 usd/megawatt_hour | 0.4 | 0.4 | 0.4 | 0.4 | 0.4 | 0.4 | 0.4 | 0.4 | 0.4
|  | 2040.0 | 2016 usd/megawatt_hour | 0.4 | 0.4 | 0.4 | 0.4 | 0.4 | 0.4 | 0.4 | 0.4 | 0.4
|  | 2045.0 | 2016 usd/megawatt_hour | 0.4 | 0.4 | 0.4 | 0.4 | 0.4 | 0.4 | 0.4 | 0.4 | 0.4
|  | 2050.0 | 2016 usd/megawatt_hour | 0.4 | 0.4 | 0.4 | 0.4 | 0.4 | 0.4 | 0.4 | 0.4 | 0.4
existing_gas combined cycle power plant | alaska agg. | 2020.0 | 2016 usd/megawatt_hour | 1.3 | 1.3 | 1.3 | 1.3 | 1.3 | 1.3 | 1.3 | 1.3 | 1.3
|  | 2025.0 | 2016 usd/megawatt_hour | 1.3 | 1.3 | 1.3 | 1.3 | 1.3 | 1.3 | 1.3 | 1.3 | 1.3
|  | 2030.0 | 2016 usd/megawatt_hour | 1.3 | 1.3 | 1.3 | 1.3 | 1.3 | 1.3 | 1.3 | 1.3 | 1.3
|  | 2035.0 | 2016 usd/megawatt_hour | 1.3 | 1.3 | 1.3 | 1.3 | 1.3 | 1.3 | 1.3 | 1.3 | 1.3
|  | 2040.0 | 2016 usd/megawatt_hour | 1.3 | 1.3 | 1.3 | 1.3 | 1.3 | 1.3 | 1.3 | 1.3 | 1.3
|  | 2045.0 | 2016 usd/megawatt_hour | 1.3 | 1.3 | 1.3 | 1.3 | 1.3 | 1.3 | 1.3 | 1.3 | 1.3
|  | 2050.0 | 2016 usd/megawatt_hour | 1.3 | 1.3 | 1.3 | 1.3 | 1.3 | 1.3 | 1.3 | 1.3 | 1.3
| california agg. | 2020.0 | 2016 usd/megawatt_hour | 1.3 | 1.3 | 1.3 | 1.3 | 1.3 | 1.3 | 1.3 | 1.3 | 1.3
|  | 2025.0 | 2016 usd/megawatt_hour | 1.3 | 1.3 | 1.3 | 1.3 | 1.3 | 1.3 | 1.3 | 1.3 | 1.3
|  | 2030.0 | 2016 usd/megawatt_hour | 1.3 | 1.3 | 1.3 | 1.3 | 1.3 | 1.3 | 1.3 | 1.3 | 1.3
|  | 2035.0 | 2016 usd/megawatt_hour | 1.3 | 1.3 | 1.3 | 1.3 | 1.3 | 1.3 | 1.3 | 1.3 | 1.3
|  | 2040.0 | 2016 usd/megawatt_hour | 1.3 | 1.3 | 1.3 | 1.3 | 1.3 | 1.3 | 1.3 | 1.3 | 1.3
|  | 2045.0 | 2016 usd/megawatt_hour | 1.3 | 1.3 | 1.3 | 1.3 | 1.3 | 1.3 | 1.3 | 1.3 | 1.3
|  | 2050.0 | 2016 usd/megawatt_hour | 1.3 | 1.3 | 1.3 | 1.3 | 1.3 | 1.3 | 1.3 | 1.3 | 1.3
| desert southwest agg. | 2020.0 | 2016 usd/megawatt_hour | 1.3 | 1.3 | 1.3 | 1.3 | 1.3 | 1.3 | 1.3 | 1.3 | 1.3
|  | 2025.0 | 2016 usd/megawatt_hour | 1.3 | 1.3 | 1.3 | 1.3 | 1.3 | 1.3 | 1.3 | 1.3 | 1.3
|  | 2030.0 | 2016 usd/megawatt_hour | 1.3 | 1.3 | 1.3 | 1.3 | 1.3 | 1.3 | 1.3 | 1.3 | 1.3
|  | 2035.0 | 2016 usd/megawatt_hour | 1.3 | 1.3 | 1.3 | 1.3 | 1.3 | 1.3 | 1.3 | 1.3 | 1.3
|  | 2040.0 | 2016 usd/megawatt_hour | 1.3 | 1.3 | 1.3 | 1.3 | 1.3 | 1.3 | 1.3 | 1.3 | 1.3
|  | 2045.0 | 2016 usd/megawatt_hour | 1.3 | 1.3 | 1.3 | 1.3 | 1.3 | 1.3 | 1.3 | 1.3 | 1.3
|  | 2050.0 | 2016 usd/megawatt_hour | 0 | 0 | 0 | 0 | 0 | 0 | 0 | 0 | 0
| florida agg. | 2020.0 | 2016 usd/megawatt_hour | 1.3 | 1.3 | 1.3 | 1.3 | 1.3 | 1.3 | 1.3 | 1.3 | 1.3
|  | 2025.0 | 2016 usd/megawatt_hour | 1.3 | 1.3 | 1.3 | 1.3 | 1.3 | 1.3 | 1.3 | 1.3 | 1.3
|  | 2030.0 | 2016 usd/megawatt_hour | 1.3 | 1.3 | 1.3 | 1.3 | 1.3 | 1.3 | 1.3 | 1.3 | 1.3
|  | 2035.0 | 2016 usd/megawatt_hour | 1.3 | 1.3 | 1.3 | 1.3 | 1.3 | 1.3 | 1.3 | 1.3 | 1.3
|  | 2040.0 | 2016 usd/megawatt_hour | 1.3 | 1.3 | 1.3 | 1.3 | 1.3 | 1.3 | 1.3 | 1.3 | 1.3
|  | 2045.0 | 2016 usd/megawatt_hour | 1.3 | 1.3 | 1.3 | 1.3 | 1.3 | 1.3 | 1.3 | 1.3 | 1.3
|  | 2050.0 | 2016 usd/megawatt_hour | 0 | 0 | 0 | 0 | 0 | 0 | 0 | 0 | 0
| louisiana and ozarks agg. | 2020.0 | 2016 usd/megawatt_hour | 1.3 | 1.3 | 1.3 | 1.3 | 1.3 | 1.3 | 1.3 | 1.3 | 1.3
|  | 2025.0 | 2016 usd/megawatt_hour | 1.3 | 1.3 | 1.3 | 1.3 | 1.3 | 1.3 | 1.3 | 1.3 | 1.3
|  | 2030.0 | 2016 usd/megawatt_hour | 1.3 | 1.3 | 1.3 | 1.3 | 1.3 | 1.3 | 1.3 | 1.3 | 1.3
|  | 2035.0 | 2016 usd/megawatt_hour | 1.3 | 1.3 | 1.3 | 1.3 | 1.3 | 1.3 | 1.3 | 1.3 | 1.3
|  | 2040.0 | 2016 usd/megawatt_hour | 0 | 0 | 0 | 0 | 0 | 0 | 0 | 0 | 0
|  | 2045.0 | 2016 usd/megawatt_hour | 0 | 0 | 0 | 0 | 0 | 0 | 0 | 0 | 0
|  | 2050.0 | 2016 usd/megawatt_hour | 0 | 0 | 0 | 0 | 0 | 0 | 0 | 0 | 0
| lower midwest agg. | 2020.0 | 2016 usd/megawatt_hour | 1.3 | 1.3 | 1.3 | 1.3 | 1.3 | 1.3 | 1.3 | 1.3 | 1.3
|  | 2025.0 | 2016 usd/megawatt_hour | 1.3 | 1.3 | 1.3 | 1.3 | 1.3 | 1.3 | 1.3 | 1.3 | 1.3
|  | 2030.0 | 2016 usd/megawatt_hour | 1.3 | 1.3 | 1.3 | 1.3 | 1.3 | 1.3 | 1.3 | 1.3 | 1.3
|  | 2035.0 | 2016 usd/megawatt_hour | 1.3 | 1.3 | 1.3 | 1.3 | 1.3 | 1.3 | 1.3 | 1.3 | 1.3
|  | 2040.0 | 2016 usd/megawatt_hour | 1.3 | 1.3 | 1.3 | 1.3 | 1.3 | 1.3 | 1.3 | 1.3 | 1.3
|  | 2045.0 | 2016 usd/megawatt_hour | 1.3 | 1.3 | 1.3 | 1.3 | 1.3 | 1.3 | 1.3 | 1.3 | 1.3
|  | 2050.0 | 2016 usd/megawatt_hour | 0 | 0 | 0 | 0 | 0 | 0 | 0 | 0 | 0
| mid-atlantic and great lakes agg. | 2020.0 | 2016 usd/megawatt_hour | 1.3 | 1.3 | 1.3 | 1.3 | 1.3 | 1.3 | 1.3 | 1.3 | 1.3
|  | 2025.0 | 2016 usd/megawatt_hour | 1.3 | 1.3 | 1.3 | 1.3 | 1.3 | 1.3 | 1.3 | 1.3 | 1.3
|  | 2030.0 | 2016 usd/megawatt_hour | 1.3 | 1.3 | 1.3 | 1.3 | 1.3 | 1.3 | 1.3 | 1.3 | 1.3
|  | 2035.0 | 2016 usd/megawatt_hour | 1.3 | 1.3 | 1.3 | 1.3 | 1.3 | 1.3 | 1.3 | 1.3 | 1.3
|  | 2040.0 | 2016 usd/megawatt_hour | 0 | 0 | 0 | 0 | 0 | 0 | 0 | 0 | 0
|  | 2045.0 | 2016 usd/megawatt_hour | 0 | 0 | 0 | 0 | 0 | 0 | 0 | 0 | 0
|  | 2050.0 | 2016 usd/megawatt_hour | 0 | 0 | 0 | 0 | 0 | 0 | 0 | 0 | 0
| new england agg. | 2020.0 | 2016 usd/megawatt_hour | 1.3 | 1.3 | 1.3 | 1.3 | 1.3 | 1.3 | 1.3 | 1.3 | 1.3
|  | 2025.0 | 2016 usd/megawatt_hour | 1.3 | 1.3 | 1.3 | 1.3 | 1.3 | 1.3 | 1.3 | 1.3 | 1.3
|  | 2030.0 | 2016 usd/megawatt_hour | 1.3 | 1.3 | 1.3 | 1.3 | 1.3 | 1.3 | 1.3 | 1.3 | 1.3
|  | 2035.0 | 2016 usd/megawatt_hour | 0 | 0 | 0 | 0 | 0 | 0 | 0 | 0 | 0
|  | 2040.0 | 2016 usd/megawatt_hour | 0 | 0 | 0 | 0 | 0 | 0 | 0 | 0 | 0
|  | 2045.0 | 2016 usd/megawatt_hour | 0 | 0 | 0 | 0 | 0 | 0 | 0 | 0 | 0
|  | 2050.0 | 2016 usd/megawatt_hour | 0 | 0 | 0 | 0 | 0 | 0 | 0 | 0 | 0
| new york agg. | 2020.0 | 2016 usd/megawatt_hour | 1.3 | 1.3 | 1.3 | 1.3 | 1.3 | 1.3 | 1.3 | 1.3 | 1.3
|  | 2025.0 | 2016 usd/megawatt_hour | 1.3 | 1.3 | 1.3 | 1.3 | 1.3 | 1.3 | 1.3 | 1.3 | 1.3
|  | 2030.0 | 2016 usd/megawatt_hour | 1.3 | 1.3 | 1.3 | 1.3 | 1.3 | 1.3 | 1.3 | 1.3 | 1.3
|  | 2035.0 | 2016 usd/megawatt_hour | 1.3 | 1.3 | 1.3 | 1.3 | 1.3 | 1.3 | 1.3 | 1.3 | 1.3
|  | 2040.0 | 2016 usd/megawatt_hour | 1.3 | 1.3 | 1.3 | 1.3 | 1.3 | 1.3 | 1.3 | 1.3 | 1.3
|  | 2045.0 | 2016 usd/megawatt_hour | 0 | 0 | 0 | 0 | 0 | 0 | 0 | 0 | 0
|  | 2050.0 | 2016 usd/megawatt_hour | 0 | 0 | 0 | 0 | 0 | 0 | 0 | 0 | 0
| pacific northwest agg. | 2020.0 | 2016 usd/megawatt_hour | 1.3 | 1.3 | 1.3 | 1.3 | 1.3 | 1.3 | 1.3 | 1.3 | 1.3
|  | 2025.0 | 2016 usd/megawatt_hour | 1.3 | 1.3 | 1.3 | 1.3 | 1.3 | 1.3 | 1.3 | 1.3 | 1.3
|  | 2030.0 | 2016 usd/megawatt_hour | 1.3 | 1.3 | 1.3 | 1.3 | 1.3 | 1.3 | 1.3 | 1.3 | 1.3
|  | 2035.0 | 2016 usd/megawatt_hour | 1.3 | 1.3 | 1.3 | 1.3 | 1.3 | 1.3 | 1.3 | 1.3 | 1.3
|  | 2040.0 | 2016 usd/megawatt_hour | 1.3 | 1.3 | 1.3 | 1.3 | 1.3 | 1.3 | 1.3 | 1.3 | 1.3
|  | 2045.0 | 2016 usd/megawatt_hour | 0 | 0 | 0 | 0 | 0 | 0 | 0 | 0 | 0
|  | 2050.0 | 2016 usd/megawatt_hour | 0 | 0 | 0 | 0 | 0 | 0 | 0 | 0 | 0
| rocky mountains agg. | 2020.0 | 2016 usd/megawatt_hour | 1.3 | 1.3 | 1.3 | 1.3 | 1.3 | 1.3 | 1.3 | 1.3 | 1.3
|  | 2025.0 | 2016 usd/megawatt_hour | 1.3 | 1.3 | 1.3 | 1.3 | 1.3 | 1.3 | 1.3 | 1.3 | 1.3
|  | 2030.0 | 2016 usd/megawatt_hour | 1.3 | 1.3 | 1.3 | 1.3 | 1.3 | 1.3 | 1.3 | 1.3 | 1.3
|  | 2035.0 | 2016 usd/megawatt_hour | 1.3 | 1.3 | 1.3 | 1.3 | 1.3 | 1.3 | 1.3 | 1.3 | 1.3
|  | 2040.0 | 2016 usd/megawatt_hour | 1.3 | 1.3 | 1.3 | 1.3 | 1.3 | 1.3 | 1.3 | 1.3 | 1.3
|  | 2045.0 | 2016 usd/megawatt_hour | 1.3 | 1.3 | 1.3 | 1.3 | 1.3 | 1.3 | 1.3 | 1.3 | 1.3
|  | 2050.0 | 2016 usd/megawatt_hour | 1.3 | 1.3 | 1.3 | 1.3 | 1.3 | 1.3 | 1.3 | 1.3 | 1.3
| southeast agg. | 2020.0 | 2016 usd/megawatt_hour | 1.3 | 1.3 | 1.3 | 1.3 | 1.3 | 1.3 | 1.3 | 1.3 | 1.3
|  | 2025.0 | 2016 usd/megawatt_hour | 1.3 | 1.3 | 1.3 | 1.3 | 1.3 | 1.3 | 1.3 | 1.3 | 1.3
|  | 2030.0 | 2016 usd/megawatt_hour | 1.3 | 1.3 | 1.3 | 1.3 | 1.3 | 1.3 | 1.3 | 1.3 | 1.3
|  | 2035.0 | 2016 usd/megawatt_hour | 1.3 | 1.3 | 1.3 | 1.3 | 1.3 | 1.3 | 1.3 | 1.3 | 1.3
|  | 2040.0 | 2016 usd/megawatt_hour | 1.3 | 1.3 | 1.3 | 1.3 | 1.3 | 1.3 | 1.3 | 1.3 | 1.3
|  | 2045.0 | 2016 usd/megawatt_hour | 0 | 0 | 0 | 0 | 0 | 0 | 0 | 0 | 0
|  | 2050.0 | 2016 usd/megawatt_hour | 0 | 0 | 0 | 0 | 0 | 0 | 0 | 0 | 0
| texas agg. | 2020.0 | 2016 usd/megawatt_hour | 1.3 | 1.3 | 1.3 | 1.3 | 1.3 | 1.3 | 1.3 | 1.3 | 1.3
|  | 2025.0 | 2016 usd/megawatt_hour | 1.3 | 1.3 | 1.3 | 1.3 | 1.3 | 1.3 | 1.3 | 1.3 | 1.3
|  | 2030.0 | 2016 usd/megawatt_hour | 1.3 | 1.3 | 1.3 | 1.3 | 1.3 | 1.3 | 1.3 | 1.3 | 1.3
|  | 2035.0 | 2016 usd/megawatt_hour | 1.3 | 1.3 | 1.3 | 1.3 | 1.3 | 1.3 | 1.3 | 1.3 | 1.3
|  | 2040.0 | 2016 usd/megawatt_hour | 1.3 | 1.3 | 1.3 | 1.3 | 1.3 | 1.3 | 1.3 | 1.3 | 1.3
|  | 2045.0 | 2016 usd/megawatt_hour | 1.3 | 1.3 | 1.3 | 1.3 | 1.3 | 1.3 | 1.3 | 1.3 | 1.3
|  | 2050.0 | 2016 usd/megawatt_hour | 1.3 | 1.3 | 1.3 | 1.3 | 1.3 | 1.3 | 1.3 | 1.3 | 1.3
| upper midwest agg. | 2020.0 | 2016 usd/megawatt_hour | 1.3 | 1.3 | 1.3 | 1.3 | 1.3 | 1.3 | 1.3 | 1.3 | 1.3
|  | 2025.0 | 2016 usd/megawatt_hour | 1.3 | 1.3 | 1.3 | 1.3 | 1.3 | 1.3 | 1.3 | 1.3 | 1.3
|  | 2030.0 | 2016 usd/megawatt_hour | 1.3 | 1.3 | 1.3 | 1.3 | 1.3 | 1.3 | 1.3 | 1.3 | 1.3
|  | 2035.0 | 2016 usd/megawatt_hour | 1.3 | 1.3 | 1.3 | 1.3 | 1.3 | 1.3 | 1.3 | 1.3 | 1.3
|  | 2040.0 | 2016 usd/megawatt_hour | 1.3 | 1.3 | 1.3 | 1.3 | 1.3 | 1.3 | 1.3 | 1.3 | 1.3
|  | 2045.0 | 2016 usd/megawatt_hour | 0 | 0 | 0 | 0 | 0 | 0 | 0 | 0 | 0
|  | 2050.0 | 2016 usd/megawatt_hour | 0 | 0 | 0 | 0 | 0 | 0 | 0 | 0 | 0
| utah/nevada agg. | 2020.0 | 2016 usd/megawatt_hour | 1.3 | 1.3 | 1.3 | 1.3 | 1.3 | 1.3 | 1.3 | 1.3 | 1.3
|  | 2025.0 | 2016 usd/megawatt_hour | 1.3 | 1.3 | 1.3 | 1.3 | 1.3 | 1.3 | 1.3 | 1.3 | 1.3
|  | 2030.0 | 2016 usd/megawatt_hour | 1.3 | 1.3 | 1.3 | 1.3 | 1.3 | 1.3 | 1.3 | 1.3 | 1.3
|  | 2035.0 | 2016 usd/megawatt_hour | 1.3 | 1.3 | 1.3 | 1.3 | 1.3 | 1.3 | 1.3 | 1.3 | 1.3
|  | 2040.0 | 2016 usd/megawatt_hour | 1.3 | 1.3 | 1.3 | 1.3 | 1.3 | 1.3 | 1.3 | 1.3 | 1.3
|  | 2045.0 | 2016 usd/megawatt_hour | 0 | 0 | 0 | 0 | 0 | 0 | 0 | 0 | 0
|  | 2050.0 | 2016 usd/megawatt_hour | 0 | 0 | 0 | 0 | 0 | 0 | 0 | 0 | 0
existing_gas combined cycle power plant* | all | all | 2016 usd/megawatt_hour | 1.3 | 1.3 | 1.3 | 1.3 | 1.3 | 1.3 | 1.3 | 1.3 | 1.3
existing_gas combined cycle power plant** | all | all | 2016 usd/megawatt_hour | 2.7 | 2.7 | 2.7 | 2.7 | 2.7 | 2.7 | 2.7 | 2.7 | 2.7
existing_gas combustion turbine cogen power plant | alaska agg. | 2020.0 | 2016 usd/megawatt_hour | 0.3 | 0.3 | 0.3 | 0.3 | 0.3 | 0.3 | 0.3 | 0.3 | 0.3
|  | 2025.0 | 2016 usd/megawatt_hour | 0.3 | 0.3 | 0.3 | 0.3 | 0.3 | 0.3 | 0.3 | 0.3 | 0.3
|  | 2030.0 | 2016 usd/megawatt_hour | 0.3 | 0.3 | 0.3 | 0.3 | 0.3 | 0.3 | 0.3 | 0.3 | 0.3
|  | 2035.0 | 2016 usd/megawatt_hour | 0.3 | 0.3 | 0.3 | 0.3 | 0.3 | 0.3 | 0.3 | 0.3 | 0.3
|  | 2040.0 | 2016 usd/megawatt_hour | 0.3 | 0.3 | 0.3 | 0.3 | 0.3 | 0.3 | 0.3 | 0.3 | 0.3
|  | 2045.0 | 2016 usd/megawatt_hour | 0.3 | 0.3 | 0.3 | 0.3 | 0.3 | 0.3 | 0.3 | 0.3 | 0.3
|  | 2050.0 | 2016 usd/megawatt_hour | 0.3 | 0.3 | 0.3 | 0.3 | 0.3 | 0.3 | 0.3 | 0.3 | 0.3
| california agg. | 2020.0 | 2016 usd/megawatt_hour | 0.3 | 0.3 | 0.3 | 0.3 | 0.3 | 0.3 | 0.3 | 0.3 | 0.3
|  | 2025.0 | 2016 usd/megawatt_hour | 0.3 | 0.3 | 0.3 | 0.3 | 0.3 | 0.3 | 0.3 | 0.3 | 0.3
|  | 2030.0 | 2016 usd/megawatt_hour | 0.3 | 0.3 | 0.3 | 0.3 | 0.3 | 0.3 | 0.3 | 0.3 | 0.3
|  | 2035.0 | 2016 usd/megawatt_hour | 0.3 | 0.3 | 0.3 | 0.3 | 0.3 | 0.3 | 0.3 | 0.3 | 0.3
|  | 2040.0 | 2016 usd/megawatt_hour | 0.3 | 0.3 | 0.3 | 0.3 | 0.3 | 0.3 | 0.3 | 0.3 | 0.3
|  | 2045.0 | 2016 usd/megawatt_hour | 0.3 | 0.3 | 0.3 | 0.3 | 0.3 | 0.3 | 0.3 | 0.3 | 0.3
|  | 2050.0 | 2016 usd/megawatt_hour | 0.3 | 0.3 | 0.3 | 0.3 | 0.3 | 0.3 | 0.3 | 0.3 | 0.3
| desert southwest agg. | 2020.0 | 2016 usd/megawatt_hour | 0.3 | 0.3 | 0.3 | 0.3 | 0.3 | 0.3 | 0.3 | 0.3 | 0.3
|  | 2025.0 | 2016 usd/megawatt_hour | 0.3 | 0.3 | 0.3 | 0.3 | 0.3 | 0.3 | 0.3 | 0.3 | 0.3
|  | 2030.0 | 2016 usd/megawatt_hour | 0.3 | 0.3 | 0.3 | 0.3 | 0.3 | 0.3 | 0.3 | 0.3 | 0.3
|  | 2035.0 | 2016 usd/megawatt_hour | 0.3 | 0.3 | 0.3 | 0.3 | 0.3 | 0.3 | 0.3 | 0.3 | 0.3
|  | 2040.0 | 2016 usd/megawatt_hour | 0.3 | 0.3 | 0.3 | 0.3 | 0.3 | 0.3 | 0.3 | 0.3 | 0.3
|  | 2045.0 | 2016 usd/megawatt_hour | 0.3 | 0.3 | 0.3 | 0.3 | 0.3 | 0.3 | 0.3 | 0.3 | 0.3
|  | 2050.0 | 2016 usd/megawatt_hour | 0.3 | 0.3 | 0.3 | 0.3 | 0.3 | 0.3 | 0.3 | 0.3 | 0.3
| florida agg. | 2020.0 | 2016 usd/megawatt_hour | 0.3 | 0.3 | 0.3 | 0.3 | 0.3 | 0.3 | 0.3 | 0.3 | 0.3
|  | 2025.0 | 2016 usd/megawatt_hour | 0.3 | 0.3 | 0.3 | 0.3 | 0.3 | 0.3 | 0.3 | 0.3 | 0.3
|  | 2030.0 | 2016 usd/megawatt_hour | 0.3 | 0.3 | 0.3 | 0.3 | 0.3 | 0.3 | 0.3 | 0.3 | 0.3
|  | 2035.0 | 2016 usd/megawatt_hour | 0.3 | 0.3 | 0.3 | 0.3 | 0.3 | 0.3 | 0.3 | 0.3 | 0.3
|  | 2040.0 | 2016 usd/megawatt_hour | 0 | 0 | 0 | 0 | 0 | 0 | 0 | 0 | 0
|  | 2045.0 | 2016 usd/megawatt_hour | 0 | 0 | 0 | 0 | 0 | 0 | 0 | 0 | 0
|  | 2050.0 | 2016 usd/megawatt_hour | 0 | 0 | 0 | 0 | 0 | 0 | 0 | 0 | 0
| hawaii agg. | 2020.0 | 2016 usd/megawatt_hour | 0.3 | 0.3 | 0.3 | 0.3 | 0.3 | 0.3 | 0.3 | 0.3 | 0.3
|  | 2025.0 | 2016 usd/megawatt_hour | 0.3 | 0.3 | 0.3 | 0.3 | 0.3 | 0.3 | 0.3 | 0.3 | 0.3
|  | 2030.0 | 2016 usd/megawatt_hour | 0 | 0 | 0 | 0 | 0 | 0 | 0 | 0 | 0
|  | 2035.0 | 2016 usd/megawatt_hour | 0 | 0 | 0 | 0 | 0 | 0 | 0 | 0 | 0
|  | 2040.0 | 2016 usd/megawatt_hour | 0 | 0 | 0 | 0 | 0 | 0 | 0 | 0 | 0
|  | 2045.0 | 2016 usd/megawatt_hour | 0 | 0 | 0 | 0 | 0 | 0 | 0 | 0 | 0
|  | 2050.0 | 2016 usd/megawatt_hour | 0 | 0 | 0 | 0 | 0 | 0 | 0 | 0 | 0
| louisiana and ozarks agg. | 2020.0 | 2016 usd/megawatt_hour | 0.3 | 0.3 | 0.3 | 0.3 | 0.3 | 0.3 | 0.3 | 0.3 | 0.3
|  | 2025.0 | 2016 usd/megawatt_hour | 0.3 | 0.3 | 0.3 | 0.3 | 0.3 | 0.3 | 0.3 | 0.3 | 0.3
|  | 2030.0 | 2016 usd/megawatt_hour | 0.3 | 0.3 | 0.3 | 0.3 | 0.3 | 0.3 | 0.3 | 0.3 | 0.3
|  | 2035.0 | 2016 usd/megawatt_hour | 0.3 | 0.3 | 0.3 | 0.3 | 0.3 | 0.3 | 0.3 | 0.3 | 0.3
|  | 2040.0 | 2016 usd/megawatt_hour | 0.3 | 0.3 | 0.3 | 0.3 | 0.3 | 0.3 | 0.3 | 0.3 | 0.3
|  | 2045.0 | 2016 usd/megawatt_hour | 0.3 | 0.3 | 0.3 | 0.3 | 0.3 | 0.3 | 0.3 | 0.3 | 0.3
|  | 2050.0 | 2016 usd/megawatt_hour | 0.3 | 0.3 | 0.3 | 0.3 | 0.3 | 0.3 | 0.3 | 0.3 | 0.3
| lower midwest agg. | 2020.0 | 2016 usd/megawatt_hour | 0.3 | 0.3 | 0.3 | 0.3 | 0.3 | 0.3 | 0.3 | 0.3 | 0.3
|  | 2025.0 | 2016 usd/megawatt_hour | 0.3 | 0.3 | 0.3 | 0.3 | 0.3 | 0.3 | 0.3 | 0.3 | 0.3
|  | 2030.0 | 2016 usd/megawatt_hour | 0.3 | 0.3 | 0.3 | 0.3 | 0.3 | 0.3 | 0.3 | 0.3 | 0.3
|  | 2035.0 | 2016 usd/megawatt_hour | 0.3 | 0.3 | 0.3 | 0.3 | 0.3 | 0.3 | 0.3 | 0.3 | 0.3
|  | 2040.0 | 2016 usd/megawatt_hour | 0.3 | 0.3 | 0.3 | 0.3 | 0.3 | 0.3 | 0.3 | 0.3 | 0.3
|  | 2045.0 | 2016 usd/megawatt_hour | 0.3 | 0.3 | 0.3 | 0.3 | 0.3 | 0.3 | 0.3 | 0.3 | 0.3
|  | 2050.0 | 2016 usd/megawatt_hour | 0.3 | 0.3 | 0.3 | 0.3 | 0.3 | 0.3 | 0.3 | 0.3 | 0.3
| mid-atlantic and great lakes agg. | 2020.0 | 2016 usd/megawatt_hour | 0.3 | 0.3 | 0.3 | 0.3 | 0.3 | 0.3 | 0.3 | 0.3 | 0.3
|  | 2025.0 | 2016 usd/megawatt_hour | 0.3 | 0.3 | 0.3 | 0.3 | 0.3 | 0.3 | 0.3 | 0.3 | 0.3
|  | 2030.0 | 2016 usd/megawatt_hour | 0.3 | 0.3 | 0.3 | 0.3 | 0.3 | 0.3 | 0.3 | 0.3 | 0.3
|  | 2035.0 | 2016 usd/megawatt_hour | 0.3 | 0.3 | 0.3 | 0.3 | 0.3 | 0.3 | 0.3 | 0.3 | 0.3
|  | 2040.0 | 2016 usd/megawatt_hour | 0.3 | 0.3 | 0.3 | 0.3 | 0.3 | 0.3 | 0.3 | 0.3 | 0.3
|  | 2045.0 | 2016 usd/megawatt_hour | 0.3 | 0.3 | 0.3 | 0.3 | 0.3 | 0.3 | 0.3 | 0.3 | 0.3
|  | 2050.0 | 2016 usd/megawatt_hour | 0.3 | 0.3 | 0.3 | 0.3 | 0.3 | 0.3 | 0.3 | 0.3 | 0.3
| new england agg. | 2020.0 | 2016 usd/megawatt_hour | 0.3 | 0.3 | 0.3 | 0.3 | 0.3 | 0.3 | 0.3 | 0.3 | 0.3
|  | 2025.0 | 2016 usd/megawatt_hour | 0.3 | 0.3 | 0.3 | 0.3 | 0.3 | 0.3 | 0.3 | 0.3 | 0.3
|  | 2030.0 | 2016 usd/megawatt_hour | 0.3 | 0.3 | 0.3 | 0.3 | 0.3 | 0.3 | 0.3 | 0.3 | 0.3
|  | 2035.0 | 2016 usd/megawatt_hour | 0.3 | 0.3 | 0.3 | 0.3 | 0.3 | 0.3 | 0.3 | 0.3 | 0.3
|  | 2040.0 | 2016 usd/megawatt_hour | 0.3 | 0.3 | 0.3 | 0.3 | 0.3 | 0.3 | 0.3 | 0.3 | 0.3
|  | 2045.0 | 2016 usd/megawatt_hour | 0.3 | 0.3 | 0.3 | 0.3 | 0.3 | 0.3 | 0.3 | 0.3 | 0.3
|  | 2050.0 | 2016 usd/megawatt_hour | 0.3 | 0.3 | 0.3 | 0.3 | 0.3 | 0.3 | 0.3 | 0.3 | 0.3
| new york agg. | 2020.0 | 2016 usd/megawatt_hour | 0.3 | 0.3 | 0.3 | 0.3 | 0.3 | 0.3 | 0.3 | 0.3 | 0.3
|  | 2025.0 | 2016 usd/megawatt_hour | 0.3 | 0.3 | 0.3 | 0.3 | 0.3 | 0.3 | 0.3 | 0.3 | 0.3
|  | 2030.0 | 2016 usd/megawatt_hour | 0.3 | 0.3 | 0.3 | 0.3 | 0.3 | 0.3 | 0.3 | 0.3 | 0.3
|  | 2035.0 | 2016 usd/megawatt_hour | 0.3 | 0.3 | 0.3 | 0.3 | 0.3 | 0.3 | 0.3 | 0.3 | 0.3
|  | 2040.0 | 2016 usd/megawatt_hour | 0.3 | 0.3 | 0.3 | 0.3 | 0.3 | 0.3 | 0.3 | 0.3 | 0.3
|  | 2045.0 | 2016 usd/megawatt_hour | 0.3 | 0.3 | 0.3 | 0.3 | 0.3 | 0.3 | 0.3 | 0.3 | 0.3
|  | 2050.0 | 2016 usd/megawatt_hour | 0.3 | 0.3 | 0.3 | 0.3 | 0.3 | 0.3 | 0.3 | 0.3 | 0.3
| pacific northwest agg. | 2020.0 | 2016 usd/megawatt_hour | 0.3 | 0.3 | 0.3 | 0.3 | 0.3 | 0.3 | 0.3 | 0.3 | 0.3
|  | 2025.0 | 2016 usd/megawatt_hour | 0.3 | 0.3 | 0.3 | 0.3 | 0.3 | 0.3 | 0.3 | 0.3 | 0.3
|  | 2030.0 | 2016 usd/megawatt_hour | 0.3 | 0.3 | 0.3 | 0.3 | 0.3 | 0.3 | 0.3 | 0.3 | 0.3
|  | 2035.0 | 2016 usd/megawatt_hour | 0.3 | 0.3 | 0.3 | 0.3 | 0.3 | 0.3 | 0.3 | 0.3 | 0.3
|  | 2040.0 | 2016 usd/megawatt_hour | 0.3 | 0.3 | 0.3 | 0.3 | 0.3 | 0.3 | 0.3 | 0.3 | 0.3
|  | 2045.0 | 2016 usd/megawatt_hour | 0.3 | 0.3 | 0.3 | 0.3 | 0.3 | 0.3 | 0.3 | 0.3 | 0.3
|  | 2050.0 | 2016 usd/megawatt_hour | 0.3 | 0.3 | 0.3 | 0.3 | 0.3 | 0.3 | 0.3 | 0.3 | 0.3
| rocky mountains agg. | 2020.0 | 2016 usd/megawatt_hour | 0.3 | 0.3 | 0.3 | 0.3 | 0.3 | 0.3 | 0.3 | 0.3 | 0.3
|  | 2025.0 | 2016 usd/megawatt_hour | 0.3 | 0.3 | 0.3 | 0.3 | 0.3 | 0.3 | 0.3 | 0.3 | 0.3
|  | 2030.0 | 2016 usd/megawatt_hour | 0.3 | 0.3 | 0.3 | 0.3 | 0.3 | 0.3 | 0.3 | 0.3 | 0.3
|  | 2035.0 | 2016 usd/megawatt_hour | 0.3 | 0.3 | 0.3 | 0.3 | 0.3 | 0.3 | 0.3 | 0.3 | 0.3
|  | 2040.0 | 2016 usd/megawatt_hour | 0.3 | 0.3 | 0.3 | 0.3 | 0.3 | 0.3 | 0.3 | 0.3 | 0.3
|  | 2045.0 | 2016 usd/megawatt_hour | 0.3 | 0.3 | 0.3 | 0.3 | 0.3 | 0.3 | 0.3 | 0.3 | 0.3
|  | 2050.0 | 2016 usd/megawatt_hour | 0.3 | 0.3 | 0.3 | 0.3 | 0.3 | 0.3 | 0.3 | 0.3 | 0.3
| southeast agg. | 2020.0 | 2016 usd/megawatt_hour | 0.3 | 0.3 | 0.3 | 0.3 | 0.3 | 0.3 | 0.3 | 0.3 | 0.3
|  | 2025.0 | 2016 usd/megawatt_hour | 0.3 | 0.3 | 0.3 | 0.3 | 0.3 | 0.3 | 0.3 | 0.3 | 0.3
|  | 2030.0 | 2016 usd/megawatt_hour | 0.3 | 0.3 | 0.3 | 0.3 | 0.3 | 0.3 | 0.3 | 0.3 | 0.3
|  | 2035.0 | 2016 usd/megawatt_hour | 0.3 | 0.3 | 0.3 | 0.3 | 0.3 | 0.3 | 0.3 | 0.3 | 0.3
|  | 2040.0 | 2016 usd/megawatt_hour | 0.3 | 0.3 | 0.3 | 0.3 | 0.3 | 0.3 | 0.3 | 0.3 | 0.3
|  | 2045.0 | 2016 usd/megawatt_hour | 0.3 | 0.3 | 0.3 | 0.3 | 0.3 | 0.3 | 0.3 | 0.3 | 0.3
|  | 2050.0 | 2016 usd/megawatt_hour | 0.3 | 0.3 | 0.3 | 0.3 | 0.3 | 0.3 | 0.3 | 0.3 | 0.3
| texas agg. | 2020.0 | 2016 usd/megawatt_hour | 0.3 | 0.3 | 0.3 | 0.3 | 0.3 | 0.3 | 0.3 | 0.3 | 0.3
|  | 2025.0 | 2016 usd/megawatt_hour | 0.3 | 0.3 | 0.3 | 0.3 | 0.3 | 0.3 | 0.3 | 0.3 | 0.3
|  | 2030.0 | 2016 usd/megawatt_hour | 0.3 | 0.3 | 0.3 | 0.3 | 0.3 | 0.3 | 0.3 | 0.3 | 0.3
|  | 2035.0 | 2016 usd/megawatt_hour | 0.3 | 0.3 | 0.3 | 0.3 | 0.3 | 0.3 | 0.3 | 0.3 | 0.3
|  | 2040.0 | 2016 usd/megawatt_hour | 0.3 | 0.3 | 0.3 | 0.3 | 0.3 | 0.3 | 0.3 | 0.3 | 0.3
|  | 2045.0 | 2016 usd/megawatt_hour | 0.3 | 0.3 | 0.3 | 0.3 | 0.3 | 0.3 | 0.3 | 0.3 | 0.3
|  | 2050.0 | 2016 usd/megawatt_hour | 0.3 | 0.3 | 0.3 | 0.3 | 0.3 | 0.3 | 0.3 | 0.3 | 0.3
| upper midwest agg. | 2020.0 | 2016 usd/megawatt_hour | 0.3 | 0.3 | 0.3 | 0.3 | 0.3 | 0.3 | 0.3 | 0.3 | 0.3
|  | 2025.0 | 2016 usd/megawatt_hour | 0.3 | 0.3 | 0.3 | 0.3 | 0.3 | 0.3 | 0.3 | 0.3 | 0.3
|  | 2030.0 | 2016 usd/megawatt_hour | 0.3 | 0.3 | 0.3 | 0.3 | 0.3 | 0.3 | 0.3 | 0.3 | 0.3
|  | 2035.0 | 2016 usd/megawatt_hour | 0.3 | 0.3 | 0.3 | 0.3 | 0.3 | 0.3 | 0.3 | 0.3 | 0.3
|  | 2040.0 | 2016 usd/megawatt_hour | 0.3 | 0.3 | 0.3 | 0.3 | 0.3 | 0.3 | 0.3 | 0.3 | 0.3
|  | 2045.0 | 2016 usd/megawatt_hour | 0.3 | 0.3 | 0.3 | 0.3 | 0.3 | 0.3 | 0.3 | 0.3 | 0.3
|  | 2050.0 | 2016 usd/megawatt_hour | 0.3 | 0.3 | 0.3 | 0.3 | 0.3 | 0.3 | 0.3 | 0.3 | 0.3
| utah/nevada agg. | 2020.0 | 2016 usd/megawatt_hour | 0.3 | 0.3 | 0.3 | 0.3 | 0.3 | 0.3 | 0.3 | 0.3 | 0.3
|  | 2025.0 | 2016 usd/megawatt_hour | 0.3 | 0.3 | 0.3 | 0.3 | 0.3 | 0.3 | 0.3 | 0.3 | 0.3
|  | 2030.0 | 2016 usd/megawatt_hour | 0.3 | 0.3 | 0.3 | 0.3 | 0.3 | 0.3 | 0.3 | 0.3 | 0.3
|  | 2035.0 | 2016 usd/megawatt_hour | 0.3 | 0.3 | 0.3 | 0.3 | 0.3 | 0.3 | 0.3 | 0.3 | 0.3
|  | 2040.0 | 2016 usd/megawatt_hour | 0.3 | 0.3 | 0.3 | 0.3 | 0.3 | 0.3 | 0.3 | 0.3 | 0.3
|  | 2045.0 | 2016 usd/megawatt_hour | 0.3 | 0.3 | 0.3 | 0.3 | 0.3 | 0.3 | 0.3 | 0.3 | 0.3
|  | 2050.0 | 2016 usd/megawatt_hour | 0.3 | 0.3 | 0.3 | 0.3 | 0.3 | 0.3 | 0.3 | 0.3 | 0.3
existing_gas combustion turbine ipp cogen power plant | california agg. | 2020.0 | 2016 usd/megawatt_hour | 33.3 | 33.3 | 33.3 | 33.3 | 33.3 | 33.3 | 33.3 | 33.3 | 33.3
|  | 2025.0 | 2016 usd/megawatt_hour | 32.9 | 32.9 | 32.9 | 32.9 | 32.9 | 32.9 | 32.9 | 32.9 | 32.9
|  | 2030.0 | 2016 usd/megawatt_hour | 28.8 | 28.8 | 28.8 | 28.8 | 28.8 | 28.8 | 28.8 | 28.8 | 28.8
|  | 2035.0 | 2016 usd/megawatt_hour | 0.5 | 0.5 | 0.5 | 0.5 | 0.5 | 0.5 | 0.5 | 0.5 | 0.5
|  | 2040.0 | 2016 usd/megawatt_hour | 0.5 | 0.5 | 0.5 | 0.5 | 0.5 | 0.5 | 0.5 | 0.5 | 0.5
|  | 2045.0 | 2016 usd/megawatt_hour | 0.3 | 0.3 | 0.3 | 0.3 | 0.3 | 0.3 | 0.3 | 0.3 | 0.3
|  | 2050.0 | 2016 usd/megawatt_hour | 0.3 | 0.3 | 0.3 | 0.3 | 0.3 | 0.3 | 0.3 | 0.3 | 0.3
| desert southwest agg. | 2020.0 | 2016 usd/megawatt_hour | 0.7 | 0.7 | 0.7 | 0.7 | 0.7 | 0.7 | 0.7 | 0.7 | 0.7
|  | 2025.0 | 2016 usd/megawatt_hour | 0.7 | 0.7 | 0.7 | 0.7 | 0.7 | 0.7 | 0.7 | 0.7 | 0.7
|  | 2030.0 | 2016 usd/megawatt_hour | 0.7 | 0.7 | 0.7 | 0.7 | 0.7 | 0.7 | 0.7 | 0.7 | 0.7
|  | 2035.0 | 2016 usd/megawatt_hour | 0.7 | 0.7 | 0.7 | 0.7 | 0.7 | 0.7 | 0.7 | 0.7 | 0.7
|  | 2040.0 | 2016 usd/megawatt_hour | 0.7 | 0.7 | 0.7 | 0.7 | 0.7 | 0.7 | 0.7 | 0.7 | 0.7
|  | 2045.0 | 2016 usd/megawatt_hour | 0 | 0 | 0 | 0 | 0 | 0 | 0 | 0 | 0
|  | 2050.0 | 2016 usd/megawatt_hour | 0 | 0 | 0 | 0 | 0 | 0 | 0 | 0 | 0
| lower midwest agg. | 2020.0 | 2016 usd/megawatt_hour | 0.8 | 0.8 | 0.8 | 0.8 | 0.8 | 0.8 | 0.8 | 0.8 | 0.8
|  | 2025.0 | 2016 usd/megawatt_hour | 0.8 | 0.8 | 0.8 | 0.8 | 0.8 | 0.8 | 0.8 | 0.8 | 0.8
|  | 2030.0 | 2016 usd/megawatt_hour | 0.8 | 0.8 | 0.8 | 0.8 | 0.8 | 0.8 | 0.8 | 0.8 | 0.8
|  | 2035.0 | 2016 usd/megawatt_hour | 0.8 | 0.8 | 0.8 | 0.8 | 0.8 | 0.8 | 0.8 | 0.8 | 0.8
|  | 2040.0 | 2016 usd/megawatt_hour | 0.5 | 0.5 | 0.5 | 0.5 | 0.5 | 0.5 | 0.5 | 0.5 | 0.5
|  | 2045.0 | 2016 usd/megawatt_hour | 0 | 0 | 0 | 0 | 0 | 0 | 0 | 0 | 0
|  | 2050.0 | 2016 usd/megawatt_hour | 0 | 0 | 0 | 0 | 0 | 0 | 0 | 0 | 0
| mid-atlantic and great lakes agg. | 2020.0 | 2016 usd/megawatt_hour | 3.7 | 3.7 | 3.7 | 3.7 | 3.7 | 3.7 | 3.7 | 3.7 | 3.7
|  | 2025.0 | 2016 usd/megawatt_hour | 3.7 | 3.7 | 3.7 | 3.7 | 3.7 | 3.7 | 3.7 | 3.7 | 3.7
|  | 2030.0 | 2016 usd/megawatt_hour | 1.1 | 1.1 | 1.1 | 1.1 | 1.1 | 1.1 | 1.1 | 1.1 | 1.1
|  | 2035.0 | 2016 usd/megawatt_hour | 1 | 1 | 1 | 1 | 1 | 1 | 1 | 1 | 1
|  | 2040.0 | 2016 usd/megawatt_hour | 0.8 | 0.8 | 0.8 | 0.8 | 0.8 | 0.8 | 0.8 | 0.8 | 0.8
|  | 2045.0 | 2016 usd/megawatt_hour | 0.3 | 0.3 | 0.3 | 0.3 | 0.3 | 0.3 | 0.3 | 0.3 | 0.3
|  | 2050.0 | 2016 usd/megawatt_hour | 0.3 | 0.3 | 0.3 | 0.3 | 0.3 | 0.3 | 0.3 | 0.3 | 0.3
| new england agg. | 2020.0 | 2016 usd/megawatt_hour | 0.8 | 0.8 | 0.8 | 0.8 | 0.8 | 0.8 | 0.8 | 0.8 | 0.8
|  | 2025.0 | 2016 usd/megawatt_hour | 0.8 | 0.8 | 0.8 | 0.8 | 0.8 | 0.8 | 0.8 | 0.8 | 0.8
|  | 2030.0 | 2016 usd/megawatt_hour | 0.8 | 0.8 | 0.8 | 0.8 | 0.8 | 0.8 | 0.8 | 0.8 | 0.8
|  | 2035.0 | 2016 usd/megawatt_hour | 0.8 | 0.8 | 0.8 | 0.8 | 0.8 | 0.8 | 0.8 | 0.8 | 0.8
|  | 2040.0 | 2016 usd/megawatt_hour | 0.8 | 0.8 | 0.8 | 0.8 | 0.8 | 0.8 | 0.8 | 0.8 | 0.8
|  | 2045.0 | 2016 usd/megawatt_hour | 0.3 | 0.3 | 0.3 | 0.3 | 0.3 | 0.3 | 0.3 | 0.3 | 0.3
|  | 2050.0 | 2016 usd/megawatt_hour | 0.3 | 0.3 | 0.3 | 0.3 | 0.3 | 0.3 | 0.3 | 0.3 | 0.3
| new york agg. | 2020.0 | 2016 usd/megawatt_hour | 33.5 | 33.5 | 33.5 | 33.5 | 33.5 | 33.5 | 33.5 | 33.5 | 33.5
|  | 2025.0 | 2016 usd/megawatt_hour | 33.5 | 33.5 | 33.5 | 33.5 | 33.5 | 33.5 | 33.5 | 33.5 | 33.5
|  | 2030.0 | 2016 usd/megawatt_hour | 33.5 | 33.5 | 33.5 | 33.5 | 33.5 | 33.5 | 33.5 | 33.5 | 33.5
|  | 2035.0 | 2016 usd/megawatt_hour | 0.3 | 0.3 | 0.3 | 0.3 | 0.3 | 0.3 | 0.3 | 0.3 | 0.3
|  | 2040.0 | 2016 usd/megawatt_hour | 0.3 | 0.3 | 0.3 | 0.3 | 0.3 | 0.3 | 0.3 | 0.3 | 0.3
|  | 2045.0 | 2016 usd/megawatt_hour | 0.3 | 0.3 | 0.3 | 0.3 | 0.3 | 0.3 | 0.3 | 0.3 | 0.3
|  | 2050.0 | 2016 usd/megawatt_hour | 0.3 | 0.3 | 0.3 | 0.3 | 0.3 | 0.3 | 0.3 | 0.3 | 0.3
| pacific northwest agg. | 2020.0 | 2016 usd/megawatt_hour | 34.9 | 34.9 | 34.9 | 34.9 | 34.9 | 34.9 | 34.9 | 34.9 | 34.9
|  | 2025.0 | 2016 usd/megawatt_hour | 34.9 | 34.9 | 34.9 | 34.9 | 34.9 | 34.9 | 34.9 | 34.9 | 34.9
|  | 2030.0 | 2016 usd/megawatt_hour | 34.9 | 34.9 | 34.9 | 34.9 | 34.9 | 34.9 | 34.9 | 34.9 | 34.9
|  | 2035.0 | 2016 usd/megawatt_hour | 0 | 0 | 0 | 0 | 0 | 0 | 0 | 0 | 0
|  | 2040.0 | 2016 usd/megawatt_hour | 0 | 0 | 0 | 0 | 0 | 0 | 0 | 0 | 0
|  | 2045.0 | 2016 usd/megawatt_hour | 0 | 0 | 0 | 0 | 0 | 0 | 0 | 0 | 0
|  | 2050.0 | 2016 usd/megawatt_hour | 0 | 0 | 0 | 0 | 0 | 0 | 0 | 0 | 0
| texas agg. | 2020.0 | 2016 usd/megawatt_hour | 1.9 | 1.9 | 1.9 | 1.9 | 1.9 | 1.9 | 1.9 | 1.9 | 1.9
|  | 2025.0 | 2016 usd/megawatt_hour | 1.9 | 1.9 | 1.9 | 1.9 | 1.9 | 1.9 | 1.9 | 1.9 | 1.9
|  | 2030.0 | 2016 usd/megawatt_hour | 1.9 | 1.9 | 1.9 | 1.9 | 1.9 | 1.9 | 1.9 | 1.9 | 1.9
|  | 2035.0 | 2016 usd/megawatt_hour | 1.9 | 1.9 | 1.9 | 1.9 | 1.9 | 1.9 | 1.9 | 1.9 | 1.9
|  | 2040.0 | 2016 usd/megawatt_hour | 0.3 | 0.3 | 0.3 | 0.3 | 0.3 | 0.3 | 0.3 | 0.3 | 0.3
|  | 2045.0 | 2016 usd/megawatt_hour | 0.3 | 0.3 | 0.3 | 0.3 | 0.3 | 0.3 | 0.3 | 0.3 | 0.3
|  | 2050.0 | 2016 usd/megawatt_hour | 0 | 0 | 0 | 0 | 0 | 0 | 0 | 0 | 0
existing_gas combustion turbine power plant | all | all | 2016 usd/megawatt_hour | 0.5 | 0.5 | 0.5 | 0.5 | 0.5 | 0.5 | 0.5 | 0.5 | 0.5
existing_gas combustion turbine power plant* | all | all | 2016 usd/megawatt_hour | 7 | 7 | 7 | 7 | 7 | 7 | 7 | 7 | 7
existing_gas steam turbine cogen power plant | california agg. | 2020.0 | 2016 usd/megawatt_hour | 18.6 | 18.6 | 18.6 | 18.6 | 18.6 | 18.6 | 18.6 | 18.6 | 18.6
|  | 2025.0 | 2016 usd/megawatt_hour | 18.6 | 18.6 | 18.6 | 18.6 | 18.6 | 18.6 | 18.6 | 18.6 | 18.6
|  | 2030.0 | 2016 usd/megawatt_hour | 18.6 | 18.6 | 18.6 | 18.6 | 18.6 | 18.6 | 18.6 | 18.6 | 18.6
|  | 2035.0 | 2016 usd/megawatt_hour | 18.6 | 18.6 | 18.6 | 18.6 | 18.6 | 18.6 | 18.6 | 18.6 | 18.6
|  | 2040.0 | 2016 usd/megawatt_hour | 18.6 | 18.6 | 18.6 | 18.6 | 18.6 | 18.6 | 18.6 | 18.6 | 18.6
|  | 2045.0 | 2016 usd/megawatt_hour | 18.6 | 18.6 | 18.6 | 18.6 | 18.6 | 18.6 | 18.6 | 18.6 | 18.6
|  | 2050.0 | 2016 usd/megawatt_hour | 18.6 | 18.6 | 18.6 | 18.6 | 18.6 | 18.6 | 18.6 | 18.6 | 18.6
| desert southwest agg. | 2020.0 | 2016 usd/megawatt_hour | 18.6 | 18.6 | 18.6 | 18.6 | 18.6 | 18.6 | 18.6 | 18.6 | 18.6
|  | 2025.0 | 2016 usd/megawatt_hour | 18.6 | 18.6 | 18.6 | 18.6 | 18.6 | 18.6 | 18.6 | 18.6 | 18.6
|  | 2030.0 | 2016 usd/megawatt_hour | 18.6 | 18.6 | 18.6 | 18.6 | 18.6 | 18.6 | 18.6 | 18.6 | 18.6
|  | 2035.0 | 2016 usd/megawatt_hour | 18.6 | 18.6 | 18.6 | 18.6 | 18.6 | 18.6 | 18.6 | 18.6 | 18.6
|  | 2040.0 | 2016 usd/megawatt_hour | 18.6 | 18.6 | 18.6 | 18.6 | 18.6 | 18.6 | 18.6 | 18.6 | 18.6
|  | 2045.0 | 2016 usd/megawatt_hour | 18.6 | 18.6 | 18.6 | 18.6 | 18.6 | 18.6 | 18.6 | 18.6 | 18.6
|  | 2050.0 | 2016 usd/megawatt_hour | 18.6 | 18.6 | 18.6 | 18.6 | 18.6 | 18.6 | 18.6 | 18.6 | 18.6
| florida agg. | 2020.0 | 2016 usd/megawatt_hour | 18.6 | 18.6 | 18.6 | 18.6 | 18.6 | 18.6 | 18.6 | 18.6 | 18.6
|  | 2025.0 | 2016 usd/megawatt_hour | 18.6 | 18.6 | 18.6 | 18.6 | 18.6 | 18.6 | 18.6 | 18.6 | 18.6
|  | 2030.0 | 2016 usd/megawatt_hour | 18.6 | 18.6 | 18.6 | 18.6 | 18.6 | 18.6 | 18.6 | 18.6 | 18.6
|  | 2035.0 | 2016 usd/megawatt_hour | 18.6 | 18.6 | 18.6 | 18.6 | 18.6 | 18.6 | 18.6 | 18.6 | 18.6
|  | 2040.0 | 2016 usd/megawatt_hour | 18.6 | 18.6 | 18.6 | 18.6 | 18.6 | 18.6 | 18.6 | 18.6 | 18.6
|  | 2045.0 | 2016 usd/megawatt_hour | 18.6 | 18.6 | 18.6 | 18.6 | 18.6 | 18.6 | 18.6 | 18.6 | 18.6
|  | 2050.0 | 2016 usd/megawatt_hour | 18.6 | 18.6 | 18.6 | 18.6 | 18.6 | 18.6 | 18.6 | 18.6 | 18.6
| louisiana and ozarks agg. | 2020.0 | 2016 usd/megawatt_hour | 18.6 | 18.6 | 18.6 | 18.6 | 18.6 | 18.6 | 18.6 | 18.6 | 18.6
|  | 2025.0 | 2016 usd/megawatt_hour | 18.6 | 18.6 | 18.6 | 18.6 | 18.6 | 18.6 | 18.6 | 18.6 | 18.6
|  | 2030.0 | 2016 usd/megawatt_hour | 18.6 | 18.6 | 18.6 | 18.6 | 18.6 | 18.6 | 18.6 | 18.6 | 18.6
|  | 2035.0 | 2016 usd/megawatt_hour | 18.6 | 18.6 | 18.6 | 18.6 | 18.6 | 18.6 | 18.6 | 18.6 | 18.6
|  | 2040.0 | 2016 usd/megawatt_hour | 18.6 | 18.6 | 18.6 | 18.6 | 18.6 | 18.6 | 18.6 | 18.6 | 18.6
|  | 2045.0 | 2016 usd/megawatt_hour | 18.6 | 18.6 | 18.6 | 18.6 | 18.6 | 18.6 | 18.6 | 18.6 | 18.6
|  | 2050.0 | 2016 usd/megawatt_hour | 18.6 | 18.6 | 18.6 | 18.6 | 18.6 | 18.6 | 18.6 | 18.6 | 18.6
| lower midwest agg. | 2020.0 | 2016 usd/megawatt_hour | 18.6 | 18.6 | 18.6 | 18.6 | 18.6 | 18.6 | 18.6 | 18.6 | 18.6
|  | 2025.0 | 2016 usd/megawatt_hour | 18.6 | 18.6 | 18.6 | 18.6 | 18.6 | 18.6 | 18.6 | 18.6 | 18.6
|  | 2030.0 | 2016 usd/megawatt_hour | 18.6 | 18.6 | 18.6 | 18.6 | 18.6 | 18.6 | 18.6 | 18.6 | 18.6
|  | 2035.0 | 2016 usd/megawatt_hour | 18.6 | 18.6 | 18.6 | 18.6 | 18.6 | 18.6 | 18.6 | 18.6 | 18.6
|  | 2040.0 | 2016 usd/megawatt_hour | 18.6 | 18.6 | 18.6 | 18.6 | 18.6 | 18.6 | 18.6 | 18.6 | 18.6
|  | 2045.0 | 2016 usd/megawatt_hour | 18.6 | 18.6 | 18.6 | 18.6 | 18.6 | 18.6 | 18.6 | 18.6 | 18.6
|  | 2050.0 | 2016 usd/megawatt_hour | 18.6 | 18.6 | 18.6 | 18.6 | 18.6 | 18.6 | 18.6 | 18.6 | 18.6
| mid-atlantic and great lakes agg. | 2020.0 | 2016 usd/megawatt_hour | 18.6 | 18.6 | 18.6 | 18.6 | 18.6 | 18.6 | 18.6 | 18.6 | 18.6
|  | 2025.0 | 2016 usd/megawatt_hour | 18.6 | 18.6 | 18.6 | 18.6 | 18.6 | 18.6 | 18.6 | 18.6 | 18.6
|  | 2030.0 | 2016 usd/megawatt_hour | 18.6 | 18.6 | 18.6 | 18.6 | 18.6 | 18.6 | 18.6 | 18.6 | 18.6
|  | 2035.0 | 2016 usd/megawatt_hour | 18.6 | 18.6 | 18.6 | 18.6 | 18.6 | 18.6 | 18.6 | 18.6 | 18.6
|  | 2040.0 | 2016 usd/megawatt_hour | 18.6 | 18.6 | 18.6 | 18.6 | 18.6 | 18.6 | 18.6 | 18.6 | 18.6
|  | 2045.0 | 2016 usd/megawatt_hour | 18.6 | 18.6 | 18.6 | 18.6 | 18.6 | 18.6 | 18.6 | 18.6 | 18.6
|  | 2050.0 | 2016 usd/megawatt_hour | 18.6 | 18.6 | 18.6 | 18.6 | 18.6 | 18.6 | 18.6 | 18.6 | 18.6
| new england agg. | 2020.0 | 2016 usd/megawatt_hour | 18.6 | 18.6 | 18.6 | 18.6 | 18.6 | 18.6 | 18.6 | 18.6 | 18.6
|  | 2025.0 | 2016 usd/megawatt_hour | 18.6 | 18.6 | 18.6 | 18.6 | 18.6 | 18.6 | 18.6 | 18.6 | 18.6
|  | 2030.0 | 2016 usd/megawatt_hour | 18.6 | 18.6 | 18.6 | 18.6 | 18.6 | 18.6 | 18.6 | 18.6 | 18.6
|  | 2035.0 | 2016 usd/megawatt_hour | 18.6 | 18.6 | 18.6 | 18.6 | 18.6 | 18.6 | 18.6 | 18.6 | 18.6
|  | 2040.0 | 2016 usd/megawatt_hour | 18.6 | 18.6 | 18.6 | 18.6 | 18.6 | 18.6 | 18.6 | 18.6 | 18.6
|  | 2045.0 | 2016 usd/megawatt_hour | 18.6 | 18.6 | 18.6 | 18.6 | 18.6 | 18.6 | 18.6 | 18.6 | 18.6
|  | 2050.0 | 2016 usd/megawatt_hour | 18.6 | 18.6 | 18.6 | 18.6 | 18.6 | 18.6 | 18.6 | 18.6 | 18.6
| new york agg. | 2020.0 | 2016 usd/megawatt_hour | 18.6 | 18.6 | 18.6 | 18.6 | 18.6 | 18.6 | 18.6 | 18.6 | 18.6
|  | 2025.0 | 2016 usd/megawatt_hour | 18.6 | 18.6 | 18.6 | 18.6 | 18.6 | 18.6 | 18.6 | 18.6 | 18.6
|  | 2030.0 | 2016 usd/megawatt_hour | 18.6 | 18.6 | 18.6 | 18.6 | 18.6 | 18.6 | 18.6 | 18.6 | 18.6
|  | 2035.0 | 2016 usd/megawatt_hour | 18.6 | 18.6 | 18.6 | 18.6 | 18.6 | 18.6 | 18.6 | 18.6 | 18.6
|  | 2040.0 | 2016 usd/megawatt_hour | 18.6 | 18.6 | 18.6 | 18.6 | 18.6 | 18.6 | 18.6 | 18.6 | 18.6
|  | 2045.0 | 2016 usd/megawatt_hour | 18.6 | 18.6 | 18.6 | 18.6 | 18.6 | 18.6 | 18.6 | 18.6 | 18.6
|  | 2050.0 | 2016 usd/megawatt_hour | 18.6 | 18.6 | 18.6 | 18.6 | 18.6 | 18.6 | 18.6 | 18.6 | 18.6
| pacific northwest agg. | 2020.0 | 2016 usd/megawatt_hour | 18.6 | 18.6 | 18.6 | 18.6 | 18.6 | 18.6 | 18.6 | 18.6 | 18.6
|  | 2025.0 | 2016 usd/megawatt_hour | 18.6 | 18.6 | 18.6 | 18.6 | 18.6 | 18.6 | 18.6 | 18.6 | 18.6
|  | 2030.0 | 2016 usd/megawatt_hour | 18.6 | 18.6 | 18.6 | 18.6 | 18.6 | 18.6 | 18.6 | 18.6 | 18.6
|  | 2035.0 | 2016 usd/megawatt_hour | 18.6 | 18.6 | 18.6 | 18.6 | 18.6 | 18.6 | 18.6 | 18.6 | 18.6
|  | 2040.0 | 2016 usd/megawatt_hour | 18.6 | 18.6 | 18.6 | 18.6 | 18.6 | 18.6 | 18.6 | 18.6 | 18.6
|  | 2045.0 | 2016 usd/megawatt_hour | 18.6 | 18.6 | 18.6 | 18.6 | 18.6 | 18.6 | 18.6 | 18.6 | 18.6
|  | 2050.0 | 2016 usd/megawatt_hour | 18.6 | 18.6 | 18.6 | 18.6 | 18.6 | 18.6 | 18.6 | 18.6 | 18.6
| rocky mountains agg. | 2020.0 | 2016 usd/megawatt_hour | 18.6 | 18.6 | 18.6 | 18.6 | 18.6 | 18.6 | 18.6 | 18.6 | 18.6
|  | 2025.0 | 2016 usd/megawatt_hour | 18.6 | 18.6 | 18.6 | 18.6 | 18.6 | 18.6 | 18.6 | 18.6 | 18.6
|  | 2030.0 | 2016 usd/megawatt_hour | 0 | 0 | 0 | 0 | 0 | 0 | 0 | 0 | 0
|  | 2035.0 | 2016 usd/megawatt_hour | 0 | 0 | 0 | 0 | 0 | 0 | 0 | 0 | 0
|  | 2040.0 | 2016 usd/megawatt_hour | 0 | 0 | 0 | 0 | 0 | 0 | 0 | 0 | 0
|  | 2045.0 | 2016 usd/megawatt_hour | 0 | 0 | 0 | 0 | 0 | 0 | 0 | 0 | 0
|  | 2050.0 | 2016 usd/megawatt_hour | 0 | 0 | 0 | 0 | 0 | 0 | 0 | 0 | 0
| southeast agg. | 2020.0 | 2016 usd/megawatt_hour | 18.6 | 18.6 | 18.6 | 18.6 | 18.6 | 18.6 | 18.6 | 18.6 | 18.6
|  | 2025.0 | 2016 usd/megawatt_hour | 18.6 | 18.6 | 18.6 | 18.6 | 18.6 | 18.6 | 18.6 | 18.6 | 18.6
|  | 2030.0 | 2016 usd/megawatt_hour | 18.6 | 18.6 | 18.6 | 18.6 | 18.6 | 18.6 | 18.6 | 18.6 | 18.6
|  | 2035.0 | 2016 usd/megawatt_hour | 18.6 | 18.6 | 18.6 | 18.6 | 18.6 | 18.6 | 18.6 | 18.6 | 18.6
|  | 2040.0 | 2016 usd/megawatt_hour | 18.6 | 18.6 | 18.6 | 18.6 | 18.6 | 18.6 | 18.6 | 18.6 | 18.6
|  | 2045.0 | 2016 usd/megawatt_hour | 18.6 | 18.6 | 18.6 | 18.6 | 18.6 | 18.6 | 18.6 | 18.6 | 18.6
|  | 2050.0 | 2016 usd/megawatt_hour | 18.6 | 18.6 | 18.6 | 18.6 | 18.6 | 18.6 | 18.6 | 18.6 | 18.6
| texas agg. | 2020.0 | 2016 usd/megawatt_hour | 18.6 | 18.6 | 18.6 | 18.6 | 18.6 | 18.6 | 18.6 | 18.6 | 18.6
|  | 2025.0 | 2016 usd/megawatt_hour | 18.6 | 18.6 | 18.6 | 18.6 | 18.6 | 18.6 | 18.6 | 18.6 | 18.6
|  | 2030.0 | 2016 usd/megawatt_hour | 18.6 | 18.6 | 18.6 | 18.6 | 18.6 | 18.6 | 18.6 | 18.6 | 18.6
|  | 2035.0 | 2016 usd/megawatt_hour | 18.6 | 18.6 | 18.6 | 18.6 | 18.6 | 18.6 | 18.6 | 18.6 | 18.6
|  | 2040.0 | 2016 usd/megawatt_hour | 18.6 | 18.6 | 18.6 | 18.6 | 18.6 | 18.6 | 18.6 | 18.6 | 18.6
|  | 2045.0 | 2016 usd/megawatt_hour | 18.6 | 18.6 | 18.6 | 18.6 | 18.6 | 18.6 | 18.6 | 18.6 | 18.6
|  | 2050.0 | 2016 usd/megawatt_hour | 18.6 | 18.6 | 18.6 | 18.6 | 18.6 | 18.6 | 18.6 | 18.6 | 18.6
| upper midwest agg. | 2020.0 | 2016 usd/megawatt_hour | 18.6 | 18.6 | 18.6 | 18.6 | 18.6 | 18.6 | 18.6 | 18.6 | 18.6
|  | 2025.0 | 2016 usd/megawatt_hour | 18.6 | 18.6 | 18.6 | 18.6 | 18.6 | 18.6 | 18.6 | 18.6 | 18.6
|  | 2030.0 | 2016 usd/megawatt_hour | 18.6 | 18.6 | 18.6 | 18.6 | 18.6 | 18.6 | 18.6 | 18.6 | 18.6
|  | 2035.0 | 2016 usd/megawatt_hour | 18.6 | 18.6 | 18.6 | 18.6 | 18.6 | 18.6 | 18.6 | 18.6 | 18.6
|  | 2040.0 | 2016 usd/megawatt_hour | 18.6 | 18.6 | 18.6 | 18.6 | 18.6 | 18.6 | 18.6 | 18.6 | 18.6
|  | 2045.0 | 2016 usd/megawatt_hour | 18.6 | 18.6 | 18.6 | 18.6 | 18.6 | 18.6 | 18.6 | 18.6 | 18.6
|  | 2050.0 | 2016 usd/megawatt_hour | 18.6 | 18.6 | 18.6 | 18.6 | 18.6 | 18.6 | 18.6 | 18.6 | 18.6
existing_gas steam turbine ipp cogen power plant | louisiana and ozarks agg. | 2020.0 | 2016 usd/megawatt_hour | 10.9 | 10.9 | 10.9 | 10.9 | 10.9 | 10.9 | 10.9 | 10.9 | 10.9
|  | 2025.0 | 2016 usd/megawatt_hour | 10.9 | 10.9 | 10.9 | 10.9 | 10.9 | 10.9 | 10.9 | 10.9 | 10.9
|  | 2030.0 | 2016 usd/megawatt_hour | 10.9 | 10.9 | 10.9 | 10.9 | 10.9 | 10.9 | 10.9 | 10.9 | 10.9
|  | 2035.0 | 2016 usd/megawatt_hour | 10.9 | 10.9 | 10.9 | 10.9 | 10.9 | 10.9 | 10.9 | 10.9 | 10.9
|  | 2040.0 | 2016 usd/megawatt_hour | 10.9 | 10.9 | 10.9 | 10.9 | 10.9 | 10.9 | 10.9 | 10.9 | 10.9
|  | 2045.0 | 2016 usd/megawatt_hour | 10.9 | 10.9 | 10.9 | 10.9 | 10.9 | 10.9 | 10.9 | 10.9 | 10.9
|  | 2050.0 | 2016 usd/megawatt_hour | 0 | 0 | 0 | 0 | 0 | 0 | 0 | 0 | 0
| mid-atlantic and great lakes agg. | 2020.0 | 2016 usd/megawatt_hour | 10.9 | 10.9 | 10.9 | 10.9 | 10.9 | 10.9 | 10.9 | 10.9 | 10.9
|  | 2025.0 | 2016 usd/megawatt_hour | 10.9 | 10.9 | 10.9 | 10.9 | 10.9 | 10.9 | 10.9 | 10.9 | 10.9
|  | 2030.0 | 2016 usd/megawatt_hour | 10.9 | 10.9 | 10.9 | 10.9 | 10.9 | 10.9 | 10.9 | 10.9 | 10.9
|  | 2035.0 | 2016 usd/megawatt_hour | 10.9 | 10.9 | 10.9 | 10.9 | 10.9 | 10.9 | 10.9 | 10.9 | 10.9
|  | 2040.0 | 2016 usd/megawatt_hour | 10.9 | 10.9 | 10.9 | 10.9 | 10.9 | 10.9 | 10.9 | 10.9 | 10.9
|  | 2045.0 | 2016 usd/megawatt_hour | 10.9 | 10.9 | 10.9 | 10.9 | 10.9 | 10.9 | 10.9 | 10.9 | 10.9
|  | 2050.0 | 2016 usd/megawatt_hour | 10.9 | 10.9 | 10.9 | 10.9 | 10.9 | 10.9 | 10.9 | 10.9 | 10.9
| new england agg. | 2020.0 | 2016 usd/megawatt_hour | 10.9 | 10.9 | 10.9 | 10.9 | 10.9 | 10.9 | 10.9 | 10.9 | 10.9
|  | 2025.0 | 2016 usd/megawatt_hour | 10.9 | 10.9 | 10.9 | 10.9 | 10.9 | 10.9 | 10.9 | 10.9 | 10.9
|  | 2030.0 | 2016 usd/megawatt_hour | 10.9 | 10.9 | 10.9 | 10.9 | 10.9 | 10.9 | 10.9 | 10.9 | 10.9
|  | 2035.0 | 2016 usd/megawatt_hour | 10.9 | 10.9 | 10.9 | 10.9 | 10.9 | 10.9 | 10.9 | 10.9 | 10.9
|  | 2040.0 | 2016 usd/megawatt_hour | 10.9 | 10.9 | 10.9 | 10.9 | 10.9 | 10.9 | 10.9 | 10.9 | 10.9
|  | 2045.0 | 2016 usd/megawatt_hour | 10.9 | 10.9 | 10.9 | 10.9 | 10.9 | 10.9 | 10.9 | 10.9 | 10.9
|  | 2050.0 | 2016 usd/megawatt_hour | 10.9 | 10.9 | 10.9 | 10.9 | 10.9 | 10.9 | 10.9 | 10.9 | 10.9
existing_gas steam turbine power plant | all | all | 2016 usd/megawatt_hour | 4.6 | 4.6 | 4.6 | 4.6 | 4.6 | 4.6 | 4.6 | 4.6 | 4.6
existing_generic demand response | all | all | 2016 usd/megawatt_hour | 0 | 0 | 0 | 0 | 0 | 0 | 0 | 0 | 0
existing_geothermal power plant_1 | all | all | 2016 usd/megawatt_hour | 0 | 0 | 0 | 0 | 0 | 0 | 0 | 0 | 0
existing_landfill gas to electricity power plant | alaska agg. | 2020.0 | 2016 usd/megawatt_hour | 0.4 | 0.4 | 0.4 | 0.4 | 0.4 | 0.4 | 0.4 | 0.4 | 0.4
|  | 2025.0 | 2016 usd/megawatt_hour | 0.4 | 0.4 | 0.4 | 0.4 | 0.4 | 0.4 | 0.4 | 0.4 | 0.4
|  | 2030.0 | 2016 usd/megawatt_hour | 0.4 | 0.4 | 0.4 | 0.4 | 0.4 | 0.4 | 0.4 | 0.4 | 0.4
|  | 2035.0 | 2016 usd/megawatt_hour | 0 | 0 | 0 | 0 | 0 | 0 | 0 | 0 | 0
|  | 2040.0 | 2016 usd/megawatt_hour | 0 | 0 | 0 | 0 | 0 | 0 | 0 | 0 | 0
|  | 2045.0 | 2016 usd/megawatt_hour | 0 | 0 | 0 | 0 | 0 | 0 | 0 | 0 | 0
|  | 2050.0 | 2016 usd/megawatt_hour | 0 | 0 | 0 | 0 | 0 | 0 | 0 | 0 | 0
| california agg. | 2020.0 | 2016 usd/megawatt_hour | 0.4 | 0.4 | 0.4 | 0.4 | 0.4 | 0.4 | 0.4 | 0.4 | 0.4
|  | 2025.0 | 2016 usd/megawatt_hour | 0.4 | 0.4 | 0.4 | 0.4 | 0.4 | 0.4 | 0.4 | 0.4 | 0.4
|  | 2030.0 | 2016 usd/megawatt_hour | 0.4 | 0.4 | 0.4 | 0.4 | 0.4 | 0.4 | 0.4 | 0.4 | 0.4
|  | 2035.0 | 2016 usd/megawatt_hour | 0.4 | 0.4 | 0.4 | 0.4 | 0.4 | 0.4 | 0.4 | 0.4 | 0.4
|  | 2040.0 | 2016 usd/megawatt_hour | 0 | 0 | 0 | 0 | 0 | 0 | 0 | 0 | 0
|  | 2045.0 | 2016 usd/megawatt_hour | 0 | 0 | 0 | 0 | 0 | 0 | 0 | 0 | 0
|  | 2050.0 | 2016 usd/megawatt_hour | 0 | 0 | 0 | 0 | 0 | 0 | 0 | 0 | 0
| desert southwest agg. | 2020.0 | 2016 usd/megawatt_hour | 0.4 | 0.4 | 0.4 | 0.4 | 0.4 | 0.4 | 0.4 | 0.4 | 0.4
|  | 2025.0 | 2016 usd/megawatt_hour | 0.4 | 0.4 | 0.4 | 0.4 | 0.4 | 0.4 | 0.4 | 0.4 | 0.4
|  | 2030.0 | 2016 usd/megawatt_hour | 0.4 | 0.4 | 0.4 | 0.4 | 0.4 | 0.4 | 0.4 | 0.4 | 0.4
|  | 2035.0 | 2016 usd/megawatt_hour | 0 | 0 | 0 | 0 | 0 | 0 | 0 | 0 | 0
|  | 2040.0 | 2016 usd/megawatt_hour | 0 | 0 | 0 | 0 | 0 | 0 | 0 | 0 | 0
|  | 2045.0 | 2016 usd/megawatt_hour | 0 | 0 | 0 | 0 | 0 | 0 | 0 | 0 | 0
|  | 2050.0 | 2016 usd/megawatt_hour | 0 | 0 | 0 | 0 | 0 | 0 | 0 | 0 | 0
| florida agg. | 2020.0 | 2016 usd/megawatt_hour | 0.4 | 0.4 | 0.4 | 0.4 | 0.4 | 0.4 | 0.4 | 0.4 | 0.4
|  | 2025.0 | 2016 usd/megawatt_hour | 0.4 | 0.4 | 0.4 | 0.4 | 0.4 | 0.4 | 0.4 | 0.4 | 0.4
|  | 2030.0 | 2016 usd/megawatt_hour | 0.4 | 0.4 | 0.4 | 0.4 | 0.4 | 0.4 | 0.4 | 0.4 | 0.4
|  | 2035.0 | 2016 usd/megawatt_hour | 0.4 | 0.4 | 0.4 | 0.4 | 0.4 | 0.4 | 0.4 | 0.4 | 0.4
|  | 2040.0 | 2016 usd/megawatt_hour | 0 | 0 | 0 | 0 | 0 | 0 | 0 | 0 | 0
|  | 2045.0 | 2016 usd/megawatt_hour | 0 | 0 | 0 | 0 | 0 | 0 | 0 | 0 | 0
|  | 2050.0 | 2016 usd/megawatt_hour | 0 | 0 | 0 | 0 | 0 | 0 | 0 | 0 | 0
| louisiana and ozarks agg. | 2020.0 | 2016 usd/megawatt_hour | 0.4 | 0.4 | 0.4 | 0.4 | 0.4 | 0.4 | 0.4 | 0.4 | 0.4
|  | 2025.0 | 2016 usd/megawatt_hour | 0.4 | 0.4 | 0.4 | 0.4 | 0.4 | 0.4 | 0.4 | 0.4 | 0.4
|  | 2030.0 | 2016 usd/megawatt_hour | 0.4 | 0.4 | 0.4 | 0.4 | 0.4 | 0.4 | 0.4 | 0.4 | 0.4
|  | 2035.0 | 2016 usd/megawatt_hour | 0 | 0 | 0 | 0 | 0 | 0 | 0 | 0 | 0
|  | 2040.0 | 2016 usd/megawatt_hour | 0 | 0 | 0 | 0 | 0 | 0 | 0 | 0 | 0
|  | 2045.0 | 2016 usd/megawatt_hour | 0 | 0 | 0 | 0 | 0 | 0 | 0 | 0 | 0
|  | 2050.0 | 2016 usd/megawatt_hour | 0 | 0 | 0 | 0 | 0 | 0 | 0 | 0 | 0
| lower midwest agg. | 2020.0 | 2016 usd/megawatt_hour | 0.4 | 0.4 | 0.4 | 0.4 | 0.4 | 0.4 | 0.4 | 0.4 | 0.4
|  | 2025.0 | 2016 usd/megawatt_hour | 0.4 | 0.4 | 0.4 | 0.4 | 0.4 | 0.4 | 0.4 | 0.4 | 0.4
|  | 2030.0 | 2016 usd/megawatt_hour | 0.4 | 0.4 | 0.4 | 0.4 | 0.4 | 0.4 | 0.4 | 0.4 | 0.4
|  | 2035.0 | 2016 usd/megawatt_hour | 0 | 0 | 0 | 0 | 0 | 0 | 0 | 0 | 0
|  | 2040.0 | 2016 usd/megawatt_hour | 0 | 0 | 0 | 0 | 0 | 0 | 0 | 0 | 0
|  | 2045.0 | 2016 usd/megawatt_hour | 0 | 0 | 0 | 0 | 0 | 0 | 0 | 0 | 0
|  | 2050.0 | 2016 usd/megawatt_hour | 0 | 0 | 0 | 0 | 0 | 0 | 0 | 0 | 0
| mid-atlantic and great lakes agg. | 2020.0 | 2016 usd/megawatt_hour | 0.4 | 0.4 | 0.4 | 0.4 | 0.4 | 0.4 | 0.4 | 0.4 | 0.4
|  | 2025.0 | 2016 usd/megawatt_hour | 0.4 | 0.4 | 0.4 | 0.4 | 0.4 | 0.4 | 0.4 | 0.4 | 0.4
|  | 2030.0 | 2016 usd/megawatt_hour | 0.4 | 0.4 | 0.4 | 0.4 | 0.4 | 0.4 | 0.4 | 0.4 | 0.4
|  | 2035.0 | 2016 usd/megawatt_hour | 0.4 | 0.4 | 0.4 | 0.4 | 0.4 | 0.4 | 0.4 | 0.4 | 0.4
|  | 2040.0 | 2016 usd/megawatt_hour | 0 | 0 | 0 | 0 | 0 | 0 | 0 | 0 | 0
|  | 2045.0 | 2016 usd/megawatt_hour | 0 | 0 | 0 | 0 | 0 | 0 | 0 | 0 | 0
|  | 2050.0 | 2016 usd/megawatt_hour | 0 | 0 | 0 | 0 | 0 | 0 | 0 | 0 | 0
| new england agg. | 2020.0 | 2016 usd/megawatt_hour | 0.4 | 0.4 | 0.4 | 0.4 | 0.4 | 0.4 | 0.4 | 0.4 | 0.4
|  | 2025.0 | 2016 usd/megawatt_hour | 0.4 | 0.4 | 0.4 | 0.4 | 0.4 | 0.4 | 0.4 | 0.4 | 0.4
|  | 2030.0 | 2016 usd/megawatt_hour | 0.4 | 0.4 | 0.4 | 0.4 | 0.4 | 0.4 | 0.4 | 0.4 | 0.4
|  | 2035.0 | 2016 usd/megawatt_hour | 0.4 | 0.4 | 0.4 | 0.4 | 0.4 | 0.4 | 0.4 | 0.4 | 0.4
|  | 2040.0 | 2016 usd/megawatt_hour | 0 | 0 | 0 | 0 | 0 | 0 | 0 | 0 | 0
|  | 2045.0 | 2016 usd/megawatt_hour | 0 | 0 | 0 | 0 | 0 | 0 | 0 | 0 | 0
|  | 2050.0 | 2016 usd/megawatt_hour | 0 | 0 | 0 | 0 | 0 | 0 | 0 | 0 | 0
| new york agg. | 2020.0 | 2016 usd/megawatt_hour | 0.4 | 0.4 | 0.4 | 0.4 | 0.4 | 0.4 | 0.4 | 0.4 | 0.4
|  | 2025.0 | 2016 usd/megawatt_hour | 0.4 | 0.4 | 0.4 | 0.4 | 0.4 | 0.4 | 0.4 | 0.4 | 0.4
|  | 2030.0 | 2016 usd/megawatt_hour | 0.4 | 0.4 | 0.4 | 0.4 | 0.4 | 0.4 | 0.4 | 0.4 | 0.4
|  | 2035.0 | 2016 usd/megawatt_hour | 0.4 | 0.4 | 0.4 | 0.4 | 0.4 | 0.4 | 0.4 | 0.4 | 0.4
|  | 2040.0 | 2016 usd/megawatt_hour | 0 | 0 | 0 | 0 | 0 | 0 | 0 | 0 | 0
|  | 2045.0 | 2016 usd/megawatt_hour | 0 | 0 | 0 | 0 | 0 | 0 | 0 | 0 | 0
|  | 2050.0 | 2016 usd/megawatt_hour | 0 | 0 | 0 | 0 | 0 | 0 | 0 | 0 | 0
| pacific northwest agg. | 2020.0 | 2016 usd/megawatt_hour | 0.4 | 0.4 | 0.4 | 0.4 | 0.4 | 0.4 | 0.4 | 0.4 | 0.4
|  | 2025.0 | 2016 usd/megawatt_hour | 0.4 | 0.4 | 0.4 | 0.4 | 0.4 | 0.4 | 0.4 | 0.4 | 0.4
|  | 2030.0 | 2016 usd/megawatt_hour | 0.4 | 0.4 | 0.4 | 0.4 | 0.4 | 0.4 | 0.4 | 0.4 | 0.4
|  | 2035.0 | 2016 usd/megawatt_hour | 0.4 | 0.4 | 0.4 | 0.4 | 0.4 | 0.4 | 0.4 | 0.4 | 0.4
|  | 2040.0 | 2016 usd/megawatt_hour | 0 | 0 | 0 | 0 | 0 | 0 | 0 | 0 | 0
|  | 2045.0 | 2016 usd/megawatt_hour | 0 | 0 | 0 | 0 | 0 | 0 | 0 | 0 | 0
|  | 2050.0 | 2016 usd/megawatt_hour | 0 | 0 | 0 | 0 | 0 | 0 | 0 | 0 | 0
| rocky mountains agg. | 2020.0 | 2016 usd/megawatt_hour | 0.4 | 0.4 | 0.4 | 0.4 | 0.4 | 0.4 | 0.4 | 0.4 | 0.4
|  | 2025.0 | 2016 usd/megawatt_hour | 0.4 | 0.4 | 0.4 | 0.4 | 0.4 | 0.4 | 0.4 | 0.4 | 0.4
|  | 2030.0 | 2016 usd/megawatt_hour | 0.4 | 0.4 | 0.4 | 0.4 | 0.4 | 0.4 | 0.4 | 0.4 | 0.4
|  | 2035.0 | 2016 usd/megawatt_hour | 0 | 0 | 0 | 0 | 0 | 0 | 0 | 0 | 0
|  | 2040.0 | 2016 usd/megawatt_hour | 0 | 0 | 0 | 0 | 0 | 0 | 0 | 0 | 0
|  | 2045.0 | 2016 usd/megawatt_hour | 0 | 0 | 0 | 0 | 0 | 0 | 0 | 0 | 0
|  | 2050.0 | 2016 usd/megawatt_hour | 0 | 0 | 0 | 0 | 0 | 0 | 0 | 0 | 0
| southeast agg. | 2020.0 | 2016 usd/megawatt_hour | 0.4 | 0.4 | 0.4 | 0.4 | 0.4 | 0.4 | 0.4 | 0.4 | 0.4
|  | 2025.0 | 2016 usd/megawatt_hour | 0.4 | 0.4 | 0.4 | 0.4 | 0.4 | 0.4 | 0.4 | 0.4 | 0.4
|  | 2030.0 | 2016 usd/megawatt_hour | 0.4 | 0.4 | 0.4 | 0.4 | 0.4 | 0.4 | 0.4 | 0.4 | 0.4
|  | 2035.0 | 2016 usd/megawatt_hour | 0.4 | 0.4 | 0.4 | 0.4 | 0.4 | 0.4 | 0.4 | 0.4 | 0.4
|  | 2040.0 | 2016 usd/megawatt_hour | 0 | 0 | 0 | 0 | 0 | 0 | 0 | 0 | 0
|  | 2045.0 | 2016 usd/megawatt_hour | 0 | 0 | 0 | 0 | 0 | 0 | 0 | 0 | 0
|  | 2050.0 | 2016 usd/megawatt_hour | 0 | 0 | 0 | 0 | 0 | 0 | 0 | 0 | 0
| texas agg. | 2020.0 | 2016 usd/megawatt_hour | 0.4 | 0.4 | 0.4 | 0.4 | 0.4 | 0.4 | 0.4 | 0.4 | 0.4
|  | 2025.0 | 2016 usd/megawatt_hour | 0.4 | 0.4 | 0.4 | 0.4 | 0.4 | 0.4 | 0.4 | 0.4 | 0.4
|  | 2030.0 | 2016 usd/megawatt_hour | 0.4 | 0.4 | 0.4 | 0.4 | 0.4 | 0.4 | 0.4 | 0.4 | 0.4
|  | 2035.0 | 2016 usd/megawatt_hour | 0 | 0 | 0 | 0 | 0 | 0 | 0 | 0 | 0
|  | 2040.0 | 2016 usd/megawatt_hour | 0 | 0 | 0 | 0 | 0 | 0 | 0 | 0 | 0
|  | 2045.0 | 2016 usd/megawatt_hour | 0 | 0 | 0 | 0 | 0 | 0 | 0 | 0 | 0
|  | 2050.0 | 2016 usd/megawatt_hour | 0 | 0 | 0 | 0 | 0 | 0 | 0 | 0 | 0
| upper midwest agg. | 2020.0 | 2016 usd/megawatt_hour | 0.4 | 0.4 | 0.4 | 0.4 | 0.4 | 0.4 | 0.4 | 0.4 | 0.4
|  | 2025.0 | 2016 usd/megawatt_hour | 0.4 | 0.4 | 0.4 | 0.4 | 0.4 | 0.4 | 0.4 | 0.4 | 0.4
|  | 2030.0 | 2016 usd/megawatt_hour | 0.4 | 0.4 | 0.4 | 0.4 | 0.4 | 0.4 | 0.4 | 0.4 | 0.4
|  | 2035.0 | 2016 usd/megawatt_hour | 0.4 | 0.4 | 0.4 | 0.4 | 0.4 | 0.4 | 0.4 | 0.4 | 0.4
|  | 2040.0 | 2016 usd/megawatt_hour | 0 | 0 | 0 | 0 | 0 | 0 | 0 | 0 | 0
|  | 2045.0 | 2016 usd/megawatt_hour | 0 | 0 | 0 | 0 | 0 | 0 | 0 | 0 | 0
|  | 2050.0 | 2016 usd/megawatt_hour | 0 | 0 | 0 | 0 | 0 | 0 | 0 | 0 | 0
| utah/nevada agg. | 2020.0 | 2016 usd/megawatt_hour | 0.4 | 0.4 | 0.4 | 0.4 | 0.4 | 0.4 | 0.4 | 0.4 | 0.4
|  | 2025.0 | 2016 usd/megawatt_hour | 0.4 | 0.4 | 0.4 | 0.4 | 0.4 | 0.4 | 0.4 | 0.4 | 0.4
|  | 2030.0 | 2016 usd/megawatt_hour | 0.4 | 0.4 | 0.4 | 0.4 | 0.4 | 0.4 | 0.4 | 0.4 | 0.4
|  | 2035.0 | 2016 usd/megawatt_hour | 0 | 0 | 0 | 0 | 0 | 0 | 0 | 0 | 0
|  | 2040.0 | 2016 usd/megawatt_hour | 0 | 0 | 0 | 0 | 0 | 0 | 0 | 0 | 0
|  | 2045.0 | 2016 usd/megawatt_hour | 0 | 0 | 0 | 0 | 0 | 0 | 0 | 0 | 0
|  | 2050.0 | 2016 usd/megawatt_hour | 0 | 0 | 0 | 0 | 0 | 0 | 0 | 0 | 0
existing_large hydro power plant | all | all | 2016 usd/megawatt_hour | 0.6 | 0.6 | 0.6 | 0.6 | 0.6 | 0.6 | 0.6 | 0.6 | 0.6
existing_municipal solid waste power plant | california agg. | 2020.0 | 2016 usd/megawatt_hour | 0.4 | 0.4 | 0.4 | 0.4 | 0.4 | 0.4 | 0.4 | 0.4 | 0.4
|  | 2025.0 | 2016 usd/megawatt_hour | 0.4 | 0.4 | 0.4 | 0.4 | 0.4 | 0.4 | 0.4 | 0.4 | 0.4
|  | 2030.0 | 2016 usd/megawatt_hour | 0.4 | 0.4 | 0.4 | 0.4 | 0.4 | 0.4 | 0.4 | 0.4 | 0.4
|  | 2035.0 | 2016 usd/megawatt_hour | 0 | 0 | 0 | 0 | 0 | 0 | 0 | 0 | 0
|  | 2040.0 | 2016 usd/megawatt_hour | 0 | 0 | 0 | 0 | 0 | 0 | 0 | 0 | 0
|  | 2045.0 | 2016 usd/megawatt_hour | 0 | 0 | 0 | 0 | 0 | 0 | 0 | 0 | 0
|  | 2050.0 | 2016 usd/megawatt_hour | 0 | 0 | 0 | 0 | 0 | 0 | 0 | 0 | 0
| florida agg. | 2020.0 | 2016 usd/megawatt_hour | 0.4 | 0.4 | 0.4 | 0.4 | 0.4 | 0.4 | 0.4 | 0.4 | 0.4
|  | 2025.0 | 2016 usd/megawatt_hour | 0.4 | 0.4 | 0.4 | 0.4 | 0.4 | 0.4 | 0.4 | 0.4 | 0.4
|  | 2030.0 | 2016 usd/megawatt_hour | 0.4 | 0.4 | 0.4 | 0.4 | 0.4 | 0.4 | 0.4 | 0.4 | 0.4
|  | 2035.0 | 2016 usd/megawatt_hour | 0.4 | 0.4 | 0.4 | 0.4 | 0.4 | 0.4 | 0.4 | 0.4 | 0.4
|  | 2040.0 | 2016 usd/megawatt_hour | 0 | 0 | 0 | 0 | 0 | 0 | 0 | 0 | 0
|  | 2045.0 | 2016 usd/megawatt_hour | 0 | 0 | 0 | 0 | 0 | 0 | 0 | 0 | 0
|  | 2050.0 | 2016 usd/megawatt_hour | 0 | 0 | 0 | 0 | 0 | 0 | 0 | 0 | 0
| hawaii agg. | 2020.0 | 2016 usd/megawatt_hour | 0.4 | 0.4 | 0.4 | 0.4 | 0.4 | 0.4 | 0.4 | 0.4 | 0.4
|  | 2025.0 | 2016 usd/megawatt_hour | 0.4 | 0.4 | 0.4 | 0.4 | 0.4 | 0.4 | 0.4 | 0.4 | 0.4
|  | 2030.0 | 2016 usd/megawatt_hour | 0.4 | 0.4 | 0.4 | 0.4 | 0.4 | 0.4 | 0.4 | 0.4 | 0.4
|  | 2035.0 | 2016 usd/megawatt_hour | 0 | 0 | 0 | 0 | 0 | 0 | 0 | 0 | 0
|  | 2040.0 | 2016 usd/megawatt_hour | 0 | 0 | 0 | 0 | 0 | 0 | 0 | 0 | 0
|  | 2045.0 | 2016 usd/megawatt_hour | 0 | 0 | 0 | 0 | 0 | 0 | 0 | 0 | 0
|  | 2050.0 | 2016 usd/megawatt_hour | 0 | 0 | 0 | 0 | 0 | 0 | 0 | 0 | 0
| mid-atlantic and great lakes agg. | 2020.0 | 2016 usd/megawatt_hour | 0.4 | 0.4 | 0.4 | 0.4 | 0.4 | 0.4 | 0.4 | 0.4 | 0.4
|  | 2025.0 | 2016 usd/megawatt_hour | 0.4 | 0.4 | 0.4 | 0.4 | 0.4 | 0.4 | 0.4 | 0.4 | 0.4
|  | 2030.0 | 2016 usd/megawatt_hour | 0.4 | 0.4 | 0.4 | 0.4 | 0.4 | 0.4 | 0.4 | 0.4 | 0.4
|  | 2035.0 | 2016 usd/megawatt_hour | 0.4 | 0.4 | 0.4 | 0.4 | 0.4 | 0.4 | 0.4 | 0.4 | 0.4
|  | 2040.0 | 2016 usd/megawatt_hour | 0 | 0 | 0 | 0 | 0 | 0 | 0 | 0 | 0
|  | 2045.0 | 2016 usd/megawatt_hour | 0 | 0 | 0 | 0 | 0 | 0 | 0 | 0 | 0
|  | 2050.0 | 2016 usd/megawatt_hour | 0 | 0 | 0 | 0 | 0 | 0 | 0 | 0 | 0
| new england agg. | 2020.0 | 2016 usd/megawatt_hour | 0.4 | 0.4 | 0.4 | 0.4 | 0.4 | 0.4 | 0.4 | 0.4 | 0.4
|  | 2025.0 | 2016 usd/megawatt_hour | 0.4 | 0.4 | 0.4 | 0.4 | 0.4 | 0.4 | 0.4 | 0.4 | 0.4
|  | 2030.0 | 2016 usd/megawatt_hour | 0.4 | 0.4 | 0.4 | 0.4 | 0.4 | 0.4 | 0.4 | 0.4 | 0.4
|  | 2035.0 | 2016 usd/megawatt_hour | 0.4 | 0.4 | 0.4 | 0.4 | 0.4 | 0.4 | 0.4 | 0.4 | 0.4
|  | 2040.0 | 2016 usd/megawatt_hour | 0 | 0 | 0 | 0 | 0 | 0 | 0 | 0 | 0
|  | 2045.0 | 2016 usd/megawatt_hour | 0 | 0 | 0 | 0 | 0 | 0 | 0 | 0 | 0
|  | 2050.0 | 2016 usd/megawatt_hour | 0 | 0 | 0 | 0 | 0 | 0 | 0 | 0 | 0
| new york agg. | 2020.0 | 2016 usd/megawatt_hour | 0.4 | 0.4 | 0.4 | 0.4 | 0.4 | 0.4 | 0.4 | 0.4 | 0.4
|  | 2025.0 | 2016 usd/megawatt_hour | 0.4 | 0.4 | 0.4 | 0.4 | 0.4 | 0.4 | 0.4 | 0.4 | 0.4
|  | 2030.0 | 2016 usd/megawatt_hour | 0.4 | 0.4 | 0.4 | 0.4 | 0.4 | 0.4 | 0.4 | 0.4 | 0.4
|  | 2035.0 | 2016 usd/megawatt_hour | 0.4 | 0.4 | 0.4 | 0.4 | 0.4 | 0.4 | 0.4 | 0.4 | 0.4
|  | 2040.0 | 2016 usd/megawatt_hour | 0 | 0 | 0 | 0 | 0 | 0 | 0 | 0 | 0
|  | 2045.0 | 2016 usd/megawatt_hour | 0 | 0 | 0 | 0 | 0 | 0 | 0 | 0 | 0
|  | 2050.0 | 2016 usd/megawatt_hour | 0 | 0 | 0 | 0 | 0 | 0 | 0 | 0 | 0
| pacific northwest agg. | 2020.0 | 2016 usd/megawatt_hour | 0.4 | 0.4 | 0.4 | 0.4 | 0.4 | 0.4 | 0.4 | 0.4 | 0.4
|  | 2025.0 | 2016 usd/megawatt_hour | 0.4 | 0.4 | 0.4 | 0.4 | 0.4 | 0.4 | 0.4 | 0.4 | 0.4
|  | 2030.0 | 2016 usd/megawatt_hour | 0.4 | 0.4 | 0.4 | 0.4 | 0.4 | 0.4 | 0.4 | 0.4 | 0.4
|  | 2035.0 | 2016 usd/megawatt_hour | 0.4 | 0.4 | 0.4 | 0.4 | 0.4 | 0.4 | 0.4 | 0.4 | 0.4
|  | 2040.0 | 2016 usd/megawatt_hour | 0 | 0 | 0 | 0 | 0 | 0 | 0 | 0 | 0
|  | 2045.0 | 2016 usd/megawatt_hour | 0 | 0 | 0 | 0 | 0 | 0 | 0 | 0 | 0
|  | 2050.0 | 2016 usd/megawatt_hour | 0 | 0 | 0 | 0 | 0 | 0 | 0 | 0 | 0
| southeast agg. | 2020.0 | 2016 usd/megawatt_hour | 0.4 | 0.4 | 0.4 | 0.4 | 0.4 | 0.4 | 0.4 | 0.4 | 0.4
|  | 2025.0 | 2016 usd/megawatt_hour | 0.4 | 0.4 | 0.4 | 0.4 | 0.4 | 0.4 | 0.4 | 0.4 | 0.4
|  | 2030.0 | 2016 usd/megawatt_hour | 0.4 | 0.4 | 0.4 | 0.4 | 0.4 | 0.4 | 0.4 | 0.4 | 0.4
|  | 2035.0 | 2016 usd/megawatt_hour | 0.4 | 0.4 | 0.4 | 0.4 | 0.4 | 0.4 | 0.4 | 0.4 | 0.4
|  | 2040.0 | 2016 usd/megawatt_hour | 0 | 0 | 0 | 0 | 0 | 0 | 0 | 0 | 0
|  | 2045.0 | 2016 usd/megawatt_hour | 0 | 0 | 0 | 0 | 0 | 0 | 0 | 0 | 0
|  | 2050.0 | 2016 usd/megawatt_hour | 0 | 0 | 0 | 0 | 0 | 0 | 0 | 0 | 0
| upper midwest agg. | 2020.0 | 2016 usd/megawatt_hour | 0.4 | 0.4 | 0.4 | 0.4 | 0.4 | 0.4 | 0.4 | 0.4 | 0.4
|  | 2025.0 | 2016 usd/megawatt_hour | 0.4 | 0.4 | 0.4 | 0.4 | 0.4 | 0.4 | 0.4 | 0.4 | 0.4
|  | 2030.0 | 2016 usd/megawatt_hour | 0.4 | 0.4 | 0.4 | 0.4 | 0.4 | 0.4 | 0.4 | 0.4 | 0.4
|  | 2035.0 | 2016 usd/megawatt_hour | 0.4 | 0.4 | 0.4 | 0.4 | 0.4 | 0.4 | 0.4 | 0.4 | 0.4
|  | 2040.0 | 2016 usd/megawatt_hour | 0 | 0 | 0 | 0 | 0 | 0 | 0 | 0 | 0
|  | 2045.0 | 2016 usd/megawatt_hour | 0 | 0 | 0 | 0 | 0 | 0 | 0 | 0 | 0
|  | 2050.0 | 2016 usd/megawatt_hour | 0 | 0 | 0 | 0 | 0 | 0 | 0 | 0 | 0
existing_nuclear power plant | desert southwest agg. | 2020.0 | 2016 usd/megawatt_hour | 2.3 | 2.3 | 2.3 | 2.3 | 2.3 | 2.3 | 2.3 | 2.3 | 2.3
|  | 2025.0 | 2016 usd/megawatt_hour | 2.3 | 2.3 | 2.3 | 2.3 | 2.3 | 2.3 | 2.3 | 2.3 | 2.3
|  | 2030.0 | 2016 usd/megawatt_hour | 2.3 | 2.3 | 2.3 | 2.3 | 2.3 | 2.3 | 2.3 | 2.3 | 2.3
|  | 2035.0 | 2016 usd/megawatt_hour | 2.3 | 2.3 | 2.3 | 2.3 | 2.3 | 2.3 | 2.3 | 2.3 | 2.3
|  | 2040.0 | 2016 usd/megawatt_hour | 2.3 | 2.3 | 2.3 | 2.3 | 2.3 | 2.3 | 2.3 | 2.3 | 2.3
|  | 2045.0 | 2016 usd/megawatt_hour | 2.3 | 2.3 | 2.3 | 2.3 | 2.3 | 2.3 | 2.3 | 2.3 | 2.3
|  | 2050.0 | 2016 usd/megawatt_hour | 0 | 0 | 0 | 0 | 0 | 0 | 0 | 0 | 0
| florida agg. | 2020.0 | 2016 usd/megawatt_hour | 2.3 | 2.3 | 2.3 | 2.3 | 2.3 | 2.3 | 2.3 | 2.3 | 2.3
|  | 2025.0 | 2016 usd/megawatt_hour | 2.3 | 2.3 | 2.3 | 2.3 | 2.3 | 2.3 | 2.3 | 2.3 | 2.3
|  | 2030.0 | 2016 usd/megawatt_hour | 2.3 | 2.3 | 2.3 | 2.3 | 2.3 | 2.3 | 2.3 | 2.3 | 2.3
|  | 2035.0 | 2016 usd/megawatt_hour | 2.3 | 2.3 | 2.3 | 2.3 | 2.3 | 2.3 | 2.3 | 2.3 | 2.3
|  | 2040.0 | 2016 usd/megawatt_hour | 2.3 | 2.3 | 2.3 | 2.3 | 2.3 | 2.3 | 2.3 | 2.3 | 2.3
|  | 2045.0 | 2016 usd/megawatt_hour | 0 | 0 | 0 | 0 | 0 | 0 | 0 | 0 | 0
|  | 2050.0 | 2016 usd/megawatt_hour | 0 | 0 | 0 | 0 | 0 | 0 | 0 | 0 | 0
| louisiana and ozarks agg. | 2020.0 | 2016 usd/megawatt_hour | 2.3 | 2.3 | 2.3 | 2.3 | 2.3 | 2.3 | 2.3 | 2.3 | 2.3
|  | 2025.0 | 2016 usd/megawatt_hour | 2.3 | 2.3 | 2.3 | 2.3 | 2.3 | 2.3 | 2.3 | 2.3 | 2.3
|  | 2030.0 | 2016 usd/megawatt_hour | 2.3 | 2.3 | 2.3 | 2.3 | 2.3 | 2.3 | 2.3 | 2.3 | 2.3
|  | 2035.0 | 2016 usd/megawatt_hour | 2.3 | 2.3 | 2.3 | 2.3 | 2.3 | 2.3 | 2.3 | 2.3 | 2.3
|  | 2040.0 | 2016 usd/megawatt_hour | 2.3 | 2.3 | 2.3 | 2.3 | 2.3 | 2.3 | 2.3 | 2.3 | 2.3
|  | 2045.0 | 2016 usd/megawatt_hour | 2.3 | 2.3 | 2.3 | 2.3 | 2.3 | 2.3 | 2.3 | 2.3 | 2.3
|  | 2050.0 | 2016 usd/megawatt_hour | 0 | 0 | 0 | 0 | 0 | 0 | 0 | 0 | 0
| lower midwest agg. | 2020.0 | 2016 usd/megawatt_hour | 2.3 | 2.3 | 2.3 | 2.3 | 2.3 | 2.3 | 2.3 | 2.3 | 2.3
|  | 2025.0 | 2016 usd/megawatt_hour | 2.3 | 2.3 | 2.3 | 2.3 | 2.3 | 2.3 | 2.3 | 2.3 | 2.3
|  | 2030.0 | 2016 usd/megawatt_hour | 2.3 | 2.3 | 2.3 | 2.3 | 2.3 | 2.3 | 2.3 | 2.3 | 2.3
|  | 2035.0 | 2016 usd/megawatt_hour | 2.3 | 2.3 | 2.3 | 2.3 | 2.3 | 2.3 | 2.3 | 2.3 | 2.3
|  | 2040.0 | 2016 usd/megawatt_hour | 2.3 | 2.3 | 2.3 | 2.3 | 2.3 | 2.3 | 2.3 | 2.3 | 2.3
|  | 2045.0 | 2016 usd/megawatt_hour | 2.3 | 2.3 | 2.3 | 2.3 | 2.3 | 2.3 | 2.3 | 2.3 | 2.3
|  | 2050.0 | 2016 usd/megawatt_hour | 0 | 0 | 0 | 0 | 0 | 0 | 0 | 0 | 0
| mid-atlantic and great lakes agg. | 2020.0 | 2016 usd/megawatt_hour | 2.3 | 2.3 | 2.3 | 2.3 | 2.3 | 2.3 | 2.3 | 2.3 | 2.3
|  | 2025.0 | 2016 usd/megawatt_hour | 2.3 | 2.3 | 2.3 | 2.3 | 2.3 | 2.3 | 2.3 | 2.3 | 2.3
|  | 2030.0 | 2016 usd/megawatt_hour | 2.3 | 2.3 | 2.3 | 2.3 | 2.3 | 2.3 | 2.3 | 2.3 | 2.3
|  | 2035.0 | 2016 usd/megawatt_hour | 2.3 | 2.3 | 2.3 | 2.3 | 2.3 | 2.3 | 2.3 | 2.3 | 2.3
|  | 2040.0 | 2016 usd/megawatt_hour | 2.3 | 2.3 | 2.3 | 2.3 | 2.3 | 2.3 | 2.3 | 2.3 | 2.3
|  | 2045.0 | 2016 usd/megawatt_hour | 2.3 | 2.3 | 2.3 | 2.3 | 2.3 | 2.3 | 2.3 | 2.3 | 2.3
|  | 2050.0 | 2016 usd/megawatt_hour | 0 | 0 | 0 | 0 | 0 | 0 | 0 | 0 | 0
| new england agg. | 2020.0 | 2016 usd/megawatt_hour | 2.3 | 2.3 | 2.3 | 2.3 | 2.3 | 2.3 | 2.3 | 2.3 | 2.3
|  | 2025.0 | 2016 usd/megawatt_hour | 2.3 | 2.3 | 2.3 | 2.3 | 2.3 | 2.3 | 2.3 | 2.3 | 2.3
|  | 2030.0 | 2016 usd/megawatt_hour | 2.3 | 2.3 | 2.3 | 2.3 | 2.3 | 2.3 | 2.3 | 2.3 | 2.3
|  | 2035.0 | 2016 usd/megawatt_hour | 2.3 | 2.3 | 2.3 | 2.3 | 2.3 | 2.3 | 2.3 | 2.3 | 2.3
|  | 2040.0 | 2016 usd/megawatt_hour | 2.3 | 2.3 | 2.3 | 2.3 | 2.3 | 2.3 | 2.3 | 2.3 | 2.3
|  | 2045.0 | 2016 usd/megawatt_hour | 0 | 0 | 0 | 0 | 0 | 0 | 0 | 0 | 0
|  | 2050.0 | 2016 usd/megawatt_hour | 0 | 0 | 0 | 0 | 0 | 0 | 0 | 0 | 0
| new york agg. | 2020.0 | 2016 usd/megawatt_hour | 2.3 | 2.3 | 2.3 | 2.3 | 2.3 | 2.3 | 2.3 | 2.3 | 2.3
|  | 2025.0 | 2016 usd/megawatt_hour | 2.3 | 2.3 | 2.3 | 2.3 | 2.3 | 2.3 | 2.3 | 2.3 | 2.3
|  | 2030.0 | 2016 usd/megawatt_hour | 2.3 | 2.3 | 2.3 | 2.3 | 2.3 | 2.3 | 2.3 | 2.3 | 2.3
|  | 2035.0 | 2016 usd/megawatt_hour | 2.3 | 2.3 | 2.3 | 2.3 | 2.3 | 2.3 | 2.3 | 2.3 | 2.3
|  | 2040.0 | 2016 usd/megawatt_hour | 2.3 | 2.3 | 2.3 | 2.3 | 2.3 | 2.3 | 2.3 | 2.3 | 2.3
|  | 2045.0 | 2016 usd/megawatt_hour | 2.3 | 2.3 | 2.3 | 2.3 | 2.3 | 2.3 | 2.3 | 2.3 | 2.3
|  | 2050.0 | 2016 usd/megawatt_hour | 0 | 0 | 0 | 0 | 0 | 0 | 0 | 0 | 0
| pacific northwest agg. | 2020.0 | 2016 usd/megawatt_hour | 2.3 | 2.3 | 2.3 | 2.3 | 2.3 | 2.3 | 2.3 | 2.3 | 2.3
|  | 2025.0 | 2016 usd/megawatt_hour | 2.3 | 2.3 | 2.3 | 2.3 | 2.3 | 2.3 | 2.3 | 2.3 | 2.3
|  | 2030.0 | 2016 usd/megawatt_hour | 2.3 | 2.3 | 2.3 | 2.3 | 2.3 | 2.3 | 2.3 | 2.3 | 2.3
|  | 2035.0 | 2016 usd/megawatt_hour | 2.3 | 2.3 | 2.3 | 2.3 | 2.3 | 2.3 | 2.3 | 2.3 | 2.3
|  | 2040.0 | 2016 usd/megawatt_hour | 2.3 | 2.3 | 2.3 | 2.3 | 2.3 | 2.3 | 2.3 | 2.3 | 2.3
|  | 2045.0 | 2016 usd/megawatt_hour | 0 | 0 | 0 | 0 | 0 | 0 | 0 | 0 | 0
|  | 2050.0 | 2016 usd/megawatt_hour | 0 | 0 | 0 | 0 | 0 | 0 | 0 | 0 | 0
| rocky mountains agg. | 2020.0 | 2016 usd/megawatt_hour | 2.3 | 2.3 | 2.3 | 2.3 | 2.3 | 2.3 | 2.3 | 2.3 | 2.3
|  | 2025.0 | 2016 usd/megawatt_hour | 2.3 | 2.3 | 2.3 | 2.3 | 2.3 | 2.3 | 2.3 | 2.3 | 2.3
|  | 2030.0 | 2016 usd/megawatt_hour | 2.3 | 2.3 | 2.3 | 2.3 | 2.3 | 2.3 | 2.3 | 2.3 | 2.3
|  | 2035.0 | 2016 usd/megawatt_hour | 0 | 0 | 0 | 0 | 0 | 0 | 0 | 0 | 0
|  | 2040.0 | 2016 usd/megawatt_hour | 0 | 0 | 0 | 0 | 0 | 0 | 0 | 0 | 0
|  | 2045.0 | 2016 usd/megawatt_hour | 0 | 0 | 0 | 0 | 0 | 0 | 0 | 0 | 0
|  | 2050.0 | 2016 usd/megawatt_hour | 0 | 0 | 0 | 0 | 0 | 0 | 0 | 0 | 0
| southeast agg. | 2020.0 | 2016 usd/megawatt_hour | 2.3 | 2.3 | 2.3 | 2.3 | 2.3 | 2.3 | 2.3 | 2.3 | 2.3
|  | 2025.0 | 2016 usd/megawatt_hour | 2.3 | 2.3 | 2.3 | 2.3 | 2.3 | 2.3 | 2.3 | 2.3 | 2.3
|  | 2030.0 | 2016 usd/megawatt_hour | 2.3 | 2.3 | 2.3 | 2.3 | 2.3 | 2.3 | 2.3 | 2.3 | 2.3
|  | 2035.0 | 2016 usd/megawatt_hour | 2.3 | 2.3 | 2.3 | 2.3 | 2.3 | 2.3 | 2.3 | 2.3 | 2.3
|  | 2040.0 | 2016 usd/megawatt_hour | 2.3 | 2.3 | 2.3 | 2.3 | 2.3 | 2.3 | 2.3 | 2.3 | 2.3
|  | 2045.0 | 2016 usd/megawatt_hour | 2.3 | 2.3 | 2.3 | 2.3 | 2.3 | 2.3 | 2.3 | 2.3 | 2.3
|  | 2050.0 | 2016 usd/megawatt_hour | 2.3 | 2.3 | 2.3 | 2.3 | 2.3 | 2.3 | 2.3 | 2.3 | 2.3
| texas agg. | 2020.0 | 2016 usd/megawatt_hour | 2.3 | 2.3 | 2.3 | 2.3 | 2.3 | 2.3 | 2.3 | 2.3 | 2.3
|  | 2025.0 | 2016 usd/megawatt_hour | 2.3 | 2.3 | 2.3 | 2.3 | 2.3 | 2.3 | 2.3 | 2.3 | 2.3
|  | 2030.0 | 2016 usd/megawatt_hour | 2.3 | 2.3 | 2.3 | 2.3 | 2.3 | 2.3 | 2.3 | 2.3 | 2.3
|  | 2035.0 | 2016 usd/megawatt_hour | 2.3 | 2.3 | 2.3 | 2.3 | 2.3 | 2.3 | 2.3 | 2.3 | 2.3
|  | 2040.0 | 2016 usd/megawatt_hour | 2.3 | 2.3 | 2.3 | 2.3 | 2.3 | 2.3 | 2.3 | 2.3 | 2.3
|  | 2045.0 | 2016 usd/megawatt_hour | 2.3 | 2.3 | 2.3 | 2.3 | 2.3 | 2.3 | 2.3 | 2.3 | 2.3
|  | 2050.0 | 2016 usd/megawatt_hour | 0 | 0 | 0 | 0 | 0 | 0 | 0 | 0 | 0
| upper midwest agg. | 2020.0 | 2016 usd/megawatt_hour | 2.3 | 2.3 | 2.3 | 2.3 | 2.3 | 2.3 | 2.3 | 2.3 | 2.3
|  | 2025.0 | 2016 usd/megawatt_hour | 2.3 | 2.3 | 2.3 | 2.3 | 2.3 | 2.3 | 2.3 | 2.3 | 2.3
|  | 2030.0 | 2016 usd/megawatt_hour | 2.3 | 2.3 | 2.3 | 2.3 | 2.3 | 2.3 | 2.3 | 2.3 | 2.3
|  | 2035.0 | 2016 usd/megawatt_hour | 2.3 | 2.3 | 2.3 | 2.3 | 2.3 | 2.3 | 2.3 | 2.3 | 2.3
|  | 2040.0 | 2016 usd/megawatt_hour | 2.3 | 2.3 | 2.3 | 2.3 | 2.3 | 2.3 | 2.3 | 2.3 | 2.3
|  | 2045.0 | 2016 usd/megawatt_hour | 2.3 | 2.3 | 2.3 | 2.3 | 2.3 | 2.3 | 2.3 | 2.3 | 2.3
|  | 2050.0 | 2016 usd/megawatt_hour | 0 | 0 | 0 | 0 | 0 | 0 | 0 | 0 | 0
| utah/nevada agg. | 2020.0 | 2016 usd/megawatt_hour | 2.3 | 2.3 | 2.3 | 2.3 | 2.3 | 2.3 | 2.3 | 2.3 | 2.3
|  | 2025.0 | 2016 usd/megawatt_hour | 2.3 | 2.3 | 2.3 | 2.3 | 2.3 | 2.3 | 2.3 | 2.3 | 2.3
|  | 2030.0 | 2016 usd/megawatt_hour | 2.3 | 2.3 | 2.3 | 2.3 | 2.3 | 2.3 | 2.3 | 2.3 | 2.3
|  | 2035.0 | 2016 usd/megawatt_hour | 2.3 | 2.3 | 2.3 | 2.3 | 2.3 | 2.3 | 2.3 | 2.3 | 2.3
|  | 2040.0 | 2016 usd/megawatt_hour | 2.3 | 2.3 | 2.3 | 2.3 | 2.3 | 2.3 | 2.3 | 2.3 | 2.3
|  | 2045.0 | 2016 usd/megawatt_hour | 2.3 | 2.3 | 2.3 | 2.3 | 2.3 | 2.3 | 2.3 | 2.3 | 2.3
|  | 2050.0 | 2016 usd/megawatt_hour | 0 | 0 | 0 | 0 | 0 | 0 | 0 | 0 | 0
existing_nuclear power plant* | california agg. | 2020.0 | 2016 usd/megawatt_hour | 2.3 | 2.3 | 2.3 | 2.3 | 2.3 | 2.3 | 2.3 | 2.3 | 2.3
|  | 2025.0 | 2016 usd/megawatt_hour | 0 | 0 | 0 | 0 | 0 | 0 | 0 | 0 | 0
|  | 2030.0 | 2016 usd/megawatt_hour | 0 | 0 | 0 | 0 | 0 | 0 | 0 | 0 | 0
|  | 2035.0 | 2016 usd/megawatt_hour | 0 | 0 | 0 | 0 | 0 | 0 | 0 | 0 | 0
|  | 2040.0 | 2016 usd/megawatt_hour | 0 | 0 | 0 | 0 | 0 | 0 | 0 | 0 | 0
|  | 2045.0 | 2016 usd/megawatt_hour | 0 | 0 | 0 | 0 | 0 | 0 | 0 | 0 | 0
|  | 2050.0 | 2016 usd/megawatt_hour | 0 | 0 | 0 | 0 | 0 | 0 | 0 | 0 | 0
| desert southwest agg. | 2020.0 | 2016 usd/megawatt_hour | 2.3 | 2.3 | 2.3 | 2.3 | 2.3 | 2.3 | 2.3 | 2.3 | 2.3
|  | 2025.0 | 2016 usd/megawatt_hour | 0 | 0 | 0 | 0 | 0 | 0 | 0 | 0 | 0
|  | 2030.0 | 2016 usd/megawatt_hour | 0 | 0 | 0 | 0 | 0 | 0 | 0 | 0 | 0
|  | 2035.0 | 2016 usd/megawatt_hour | 0 | 0 | 0 | 0 | 0 | 0 | 0 | 0 | 0
|  | 2040.0 | 2016 usd/megawatt_hour | 0 | 0 | 0 | 0 | 0 | 0 | 0 | 0 | 0
|  | 2045.0 | 2016 usd/megawatt_hour | 0 | 0 | 0 | 0 | 0 | 0 | 0 | 0 | 0
|  | 2050.0 | 2016 usd/megawatt_hour | 0 | 0 | 0 | 0 | 0 | 0 | 0 | 0 | 0
| louisiana and ozarks agg. | 2020.0 | 2016 usd/megawatt_hour | 2.3 | 2.3 | 2.3 | 2.3 | 2.3 | 2.3 | 2.3 | 2.3 | 2.3
|  | 2025.0 | 2016 usd/megawatt_hour | 2.3 | 2.3 | 2.3 | 2.3 | 2.3 | 2.3 | 2.3 | 2.3 | 2.3
|  | 2030.0 | 2016 usd/megawatt_hour | 2.3 | 2.3 | 2.3 | 2.3 | 2.3 | 2.3 | 2.3 | 2.3 | 2.3
|  | 2035.0 | 2016 usd/megawatt_hour | 0 | 0 | 0 | 0 | 0 | 0 | 0 | 0 | 0
|  | 2040.0 | 2016 usd/megawatt_hour | 0 | 0 | 0 | 0 | 0 | 0 | 0 | 0 | 0
|  | 2045.0 | 2016 usd/megawatt_hour | 0 | 0 | 0 | 0 | 0 | 0 | 0 | 0 | 0
|  | 2050.0 | 2016 usd/megawatt_hour | 0 | 0 | 0 | 0 | 0 | 0 | 0 | 0 | 0
| mid-atlantic and great lakes agg. | 2020.0 | 2016 usd/megawatt_hour | 2.3 | 2.3 | 2.3 | 2.3 | 2.3 | 2.3 | 2.3 | 2.3 | 2.3
|  | 2025.0 | 2016 usd/megawatt_hour | 2.3 | 2.3 | 2.3 | 2.3 | 2.3 | 2.3 | 2.3 | 2.3 | 2.3
|  | 2030.0 | 2016 usd/megawatt_hour | 2.3 | 2.3 | 2.3 | 2.3 | 2.3 | 2.3 | 2.3 | 2.3 | 2.3
|  | 2035.0 | 2016 usd/megawatt_hour | 0 | 0 | 0 | 0 | 0 | 0 | 0 | 0 | 0
|  | 2040.0 | 2016 usd/megawatt_hour | 0 | 0 | 0 | 0 | 0 | 0 | 0 | 0 | 0
|  | 2045.0 | 2016 usd/megawatt_hour | 0 | 0 | 0 | 0 | 0 | 0 | 0 | 0 | 0
|  | 2050.0 | 2016 usd/megawatt_hour | 0 | 0 | 0 | 0 | 0 | 0 | 0 | 0 | 0
| new england agg. | 2020.0 | 2016 usd/megawatt_hour | 0 | 0 | 0 | 0 | 0 | 0 | 0 | 0 | 0
|  | 2025.0 | 2016 usd/megawatt_hour | 0 | 0 | 0 | 0 | 0 | 0 | 0 | 0 | 0
|  | 2030.0 | 2016 usd/megawatt_hour | 0 | 0 | 0 | 0 | 0 | 0 | 0 | 0 | 0
|  | 2035.0 | 2016 usd/megawatt_hour | 0 | 0 | 0 | 0 | 0 | 0 | 0 | 0 | 0
|  | 2040.0 | 2016 usd/megawatt_hour | 0 | 0 | 0 | 0 | 0 | 0 | 0 | 0 | 0
|  | 2045.0 | 2016 usd/megawatt_hour | 0 | 0 | 0 | 0 | 0 | 0 | 0 | 0 | 0
|  | 2050.0 | 2016 usd/megawatt_hour | 0 | 0 | 0 | 0 | 0 | 0 | 0 | 0 | 0
| new york agg. | 2020.0 | 2016 usd/megawatt_hour | 2.3 | 2.3 | 2.3 | 2.3 | 2.3 | 2.3 | 2.3 | 2.3 | 2.3
|  | 2025.0 | 2016 usd/megawatt_hour | 0 | 0 | 0 | 0 | 0 | 0 | 0 | 0 | 0
|  | 2030.0 | 2016 usd/megawatt_hour | 0 | 0 | 0 | 0 | 0 | 0 | 0 | 0 | 0
|  | 2035.0 | 2016 usd/megawatt_hour | 0 | 0 | 0 | 0 | 0 | 0 | 0 | 0 | 0
|  | 2040.0 | 2016 usd/megawatt_hour | 0 | 0 | 0 | 0 | 0 | 0 | 0 | 0 | 0
|  | 2045.0 | 2016 usd/megawatt_hour | 0 | 0 | 0 | 0 | 0 | 0 | 0 | 0 | 0
|  | 2050.0 | 2016 usd/megawatt_hour | 0 | 0 | 0 | 0 | 0 | 0 | 0 | 0 | 0
| pacific northwest agg. | 2020.0 | 2016 usd/megawatt_hour | 2.3 | 2.3 | 2.3 | 2.3 | 2.3 | 2.3 | 2.3 | 2.3 | 2.3
|  | 2025.0 | 2016 usd/megawatt_hour | 0 | 0 | 0 | 0 | 0 | 0 | 0 | 0 | 0
|  | 2030.0 | 2016 usd/megawatt_hour | 0 | 0 | 0 | 0 | 0 | 0 | 0 | 0 | 0
|  | 2035.0 | 2016 usd/megawatt_hour | 0 | 0 | 0 | 0 | 0 | 0 | 0 | 0 | 0
|  | 2040.0 | 2016 usd/megawatt_hour | 0 | 0 | 0 | 0 | 0 | 0 | 0 | 0 | 0
|  | 2045.0 | 2016 usd/megawatt_hour | 0 | 0 | 0 | 0 | 0 | 0 | 0 | 0 | 0
|  | 2050.0 | 2016 usd/megawatt_hour | 0 | 0 | 0 | 0 | 0 | 0 | 0 | 0 | 0
| upper midwest agg. | 2020.0 | 2016 usd/megawatt_hour | 2.3 | 2.3 | 2.3 | 2.3 | 2.3 | 2.3 | 2.3 | 2.3 | 2.3
|  | 2025.0 | 2016 usd/megawatt_hour | 2.3 | 2.3 | 2.3 | 2.3 | 2.3 | 2.3 | 2.3 | 2.3 | 2.3
|  | 2030.0 | 2016 usd/megawatt_hour | 2.3 | 2.3 | 2.3 | 2.3 | 2.3 | 2.3 | 2.3 | 2.3 | 2.3
|  | 2035.0 | 2016 usd/megawatt_hour | 0 | 0 | 0 | 0 | 0 | 0 | 0 | 0 | 0
|  | 2040.0 | 2016 usd/megawatt_hour | 0 | 0 | 0 | 0 | 0 | 0 | 0 | 0 | 0
|  | 2045.0 | 2016 usd/megawatt_hour | 0 | 0 | 0 | 0 | 0 | 0 | 0 | 0 | 0
|  | 2050.0 | 2016 usd/megawatt_hour | 0 | 0 | 0 | 0 | 0 | 0 | 0 | 0 | 0
existing_offshore wind fixed power plant_1 | all | all | 2016 usd/megawatt_hour | 0 | 0 | 0 | 0 | 0 | 0 | 0 | 0 | 0
existing_onshore wind power plant_1 | all | all | 2016 usd/megawatt_hour | 0 | 0 | 0 | 0 | 0 | 0 | 0 | 0 | 0
existing_petroleum coke steam turbine cogen power plant | california agg. | 2020.0 | 2016 usd/megawatt_hour | 31 | 31 | 31 | 31 | 31 | 31 | 31 | 31 | 31
|  | 2025.0 | 2016 usd/megawatt_hour | 31 | 31 | 31 | 31 | 31 | 31 | 31 | 31 | 31
|  | 2030.0 | 2016 usd/megawatt_hour | 31 | 31 | 31 | 31 | 31 | 31 | 31 | 31 | 31
|  | 2035.0 | 2016 usd/megawatt_hour | 0 | 0 | 0 | 0 | 0 | 0 | 0 | 0 | 0
|  | 2040.0 | 2016 usd/megawatt_hour | 0 | 0 | 0 | 0 | 0 | 0 | 0 | 0 | 0
|  | 2045.0 | 2016 usd/megawatt_hour | 0 | 0 | 0 | 0 | 0 | 0 | 0 | 0 | 0
|  | 2050.0 | 2016 usd/megawatt_hour | 0 | 0 | 0 | 0 | 0 | 0 | 0 | 0 | 0
| louisiana and ozarks agg. | 2020.0 | 2016 usd/megawatt_hour | 31 | 31 | 31 | 31 | 31 | 31 | 31 | 31 | 31
|  | 2025.0 | 2016 usd/megawatt_hour | 31 | 31 | 31 | 31 | 31 | 31 | 31 | 31 | 31
|  | 2030.0 | 2016 usd/megawatt_hour | 31 | 31 | 31 | 31 | 31 | 31 | 31 | 31 | 31
|  | 2035.0 | 2016 usd/megawatt_hour | 31 | 31 | 31 | 31 | 31 | 31 | 31 | 31 | 31
|  | 2040.0 | 2016 usd/megawatt_hour | 31 | 31 | 31 | 31 | 31 | 31 | 31 | 31 | 31
|  | 2045.0 | 2016 usd/megawatt_hour | 31 | 31 | 31 | 31 | 31 | 31 | 31 | 31 | 31
|  | 2050.0 | 2016 usd/megawatt_hour | 31 | 31 | 31 | 31 | 31 | 31 | 31 | 31 | 31
| mid-atlantic and great lakes agg. | 2020.0 | 2016 usd/megawatt_hour | 31 | 31 | 31 | 31 | 31 | 31 | 31 | 31 | 31
|  | 2025.0 | 2016 usd/megawatt_hour | 31 | 31 | 31 | 31 | 31 | 31 | 31 | 31 | 31
|  | 2030.0 | 2016 usd/megawatt_hour | 31 | 31 | 31 | 31 | 31 | 31 | 31 | 31 | 31
|  | 2035.0 | 2016 usd/megawatt_hour | 31 | 31 | 31 | 31 | 31 | 31 | 31 | 31 | 31
|  | 2040.0 | 2016 usd/megawatt_hour | 31 | 31 | 31 | 31 | 31 | 31 | 31 | 31 | 31
|  | 2045.0 | 2016 usd/megawatt_hour | 31 | 31 | 31 | 31 | 31 | 31 | 31 | 31 | 31
|  | 2050.0 | 2016 usd/megawatt_hour | 31 | 31 | 31 | 31 | 31 | 31 | 31 | 31 | 31
| southeast agg. | 2020.0 | 2016 usd/megawatt_hour | 31 | 31 | 31 | 31 | 31 | 31 | 31 | 31 | 31
|  | 2025.0 | 2016 usd/megawatt_hour | 31 | 31 | 31 | 31 | 31 | 31 | 31 | 31 | 31
|  | 2030.0 | 2016 usd/megawatt_hour | 31 | 31 | 31 | 31 | 31 | 31 | 31 | 31 | 31
|  | 2035.0 | 2016 usd/megawatt_hour | 31 | 31 | 31 | 31 | 31 | 31 | 31 | 31 | 31
|  | 2040.0 | 2016 usd/megawatt_hour | 0 | 0 | 0 | 0 | 0 | 0 | 0 | 0 | 0
|  | 2045.0 | 2016 usd/megawatt_hour | 0 | 0 | 0 | 0 | 0 | 0 | 0 | 0 | 0
|  | 2050.0 | 2016 usd/megawatt_hour | 0 | 0 | 0 | 0 | 0 | 0 | 0 | 0 | 0
| texas agg. | 2020.0 | 2016 usd/megawatt_hour | 31 | 31 | 31 | 31 | 31 | 31 | 31 | 31 | 31
|  | 2025.0 | 2016 usd/megawatt_hour | 31 | 31 | 31 | 31 | 31 | 31 | 31 | 31 | 31
|  | 2030.0 | 2016 usd/megawatt_hour | 31 | 31 | 31 | 31 | 31 | 31 | 31 | 31 | 31
|  | 2035.0 | 2016 usd/megawatt_hour | 0 | 0 | 0 | 0 | 0 | 0 | 0 | 0 | 0
|  | 2040.0 | 2016 usd/megawatt_hour | 0 | 0 | 0 | 0 | 0 | 0 | 0 | 0 | 0
|  | 2045.0 | 2016 usd/megawatt_hour | 0 | 0 | 0 | 0 | 0 | 0 | 0 | 0 | 0
|  | 2050.0 | 2016 usd/megawatt_hour | 0 | 0 | 0 | 0 | 0 | 0 | 0 | 0 | 0
| upper midwest agg. | 2020.0 | 2016 usd/megawatt_hour | 31 | 31 | 31 | 31 | 31 | 31 | 31 | 31 | 31
|  | 2025.0 | 2016 usd/megawatt_hour | 31 | 31 | 31 | 31 | 31 | 31 | 31 | 31 | 31
|  | 2030.0 | 2016 usd/megawatt_hour | 31 | 31 | 31 | 31 | 31 | 31 | 31 | 31 | 31
|  | 2035.0 | 2016 usd/megawatt_hour | 31 | 31 | 31 | 31 | 31 | 31 | 31 | 31 | 31
|  | 2040.0 | 2016 usd/megawatt_hour | 31 | 31 | 31 | 31 | 31 | 31 | 31 | 31 | 31
|  | 2045.0 | 2016 usd/megawatt_hour | 31 | 31 | 31 | 31 | 31 | 31 | 31 | 31 | 31
|  | 2050.0 | 2016 usd/megawatt_hour | 31 | 31 | 31 | 31 | 31 | 31 | 31 | 31 | 31
existing_petroleum coke steam turbine power plant | florida agg. | 2020.0 | 2016 usd/megawatt_hour | 4.6 | 4.6 | 4.6 | 4.6 | 4.6 | 4.6 | 4.6 | 4.6 | 4.6
|  | 2025.0 | 2016 usd/megawatt_hour | 4.6 | 4.6 | 4.6 | 4.6 | 4.6 | 4.6 | 4.6 | 4.6 | 4.6
|  | 2030.0 | 2016 usd/megawatt_hour | 4.6 | 4.6 | 4.6 | 4.6 | 4.6 | 4.6 | 4.6 | 4.6 | 4.6
|  | 2035.0 | 2016 usd/megawatt_hour | 4.6 | 4.6 | 4.6 | 4.6 | 4.6 | 4.6 | 4.6 | 4.6 | 4.6
|  | 2040.0 | 2016 usd/megawatt_hour | 4.6 | 4.6 | 4.6 | 4.6 | 4.6 | 4.6 | 4.6 | 4.6 | 4.6
|  | 2045.0 | 2016 usd/megawatt_hour | 4.6 | 4.6 | 4.6 | 4.6 | 4.6 | 4.6 | 4.6 | 4.6 | 4.6
|  | 2050.0 | 2016 usd/megawatt_hour | 0 | 0 | 0 | 0 | 0 | 0 | 0 | 0 | 0
| louisiana and ozarks agg. | 2020.0 | 2016 usd/megawatt_hour | 4.6 | 4.6 | 4.6 | 4.6 | 4.6 | 4.6 | 4.6 | 4.6 | 4.6
|  | 2025.0 | 2016 usd/megawatt_hour | 4.6 | 4.6 | 4.6 | 4.6 | 4.6 | 4.6 | 4.6 | 4.6 | 4.6
|  | 2030.0 | 2016 usd/megawatt_hour | 4.6 | 4.6 | 4.6 | 4.6 | 4.6 | 4.6 | 4.6 | 4.6 | 4.6
|  | 2035.0 | 2016 usd/megawatt_hour | 4.6 | 4.6 | 4.6 | 4.6 | 4.6 | 4.6 | 4.6 | 4.6 | 4.6
|  | 2040.0 | 2016 usd/megawatt_hour | 4.6 | 4.6 | 4.6 | 4.6 | 4.6 | 4.6 | 4.6 | 4.6 | 4.6
|  | 2045.0 | 2016 usd/megawatt_hour | 4.6 | 4.6 | 4.6 | 4.6 | 4.6 | 4.6 | 4.6 | 4.6 | 4.6
|  | 2050.0 | 2016 usd/megawatt_hour | 4.6 | 4.6 | 4.6 | 4.6 | 4.6 | 4.6 | 4.6 | 4.6 | 4.6
| lower midwest agg. | 2020.0 | 2016 usd/megawatt_hour | 4.6 | 4.6 | 4.6 | 4.6 | 4.6 | 4.6 | 4.6 | 4.6 | 4.6
|  | 2025.0 | 2016 usd/megawatt_hour | 4.6 | 4.6 | 4.6 | 4.6 | 4.6 | 4.6 | 4.6 | 4.6 | 4.6
|  | 2030.0 | 2016 usd/megawatt_hour | 4.6 | 4.6 | 4.6 | 4.6 | 4.6 | 4.6 | 4.6 | 4.6 | 4.6
|  | 2035.0 | 2016 usd/megawatt_hour | 4.6 | 4.6 | 4.6 | 4.6 | 4.6 | 4.6 | 4.6 | 4.6 | 4.6
|  | 2040.0 | 2016 usd/megawatt_hour | 4.6 | 4.6 | 4.6 | 4.6 | 4.6 | 4.6 | 4.6 | 4.6 | 4.6
|  | 2045.0 | 2016 usd/megawatt_hour | 4.6 | 4.6 | 4.6 | 4.6 | 4.6 | 4.6 | 4.6 | 4.6 | 4.6
|  | 2050.0 | 2016 usd/megawatt_hour | 4.6 | 4.6 | 4.6 | 4.6 | 4.6 | 4.6 | 4.6 | 4.6 | 4.6
| mid-atlantic and great lakes agg. | 2020.0 | 2016 usd/megawatt_hour | 4.6 | 4.6 | 4.6 | 4.6 | 4.6 | 4.6 | 4.6 | 4.6 | 4.6
|  | 2025.0 | 2016 usd/megawatt_hour | 4.6 | 4.6 | 4.6 | 4.6 | 4.6 | 4.6 | 4.6 | 4.6 | 4.6
|  | 2030.0 | 2016 usd/megawatt_hour | 4.6 | 4.6 | 4.6 | 4.6 | 4.6 | 4.6 | 4.6 | 4.6 | 4.6
|  | 2035.0 | 2016 usd/megawatt_hour | 4.6 | 4.6 | 4.6 | 4.6 | 4.6 | 4.6 | 4.6 | 4.6 | 4.6
|  | 2040.0 | 2016 usd/megawatt_hour | 4.6 | 4.6 | 4.6 | 4.6 | 4.6 | 4.6 | 4.6 | 4.6 | 4.6
|  | 2045.0 | 2016 usd/megawatt_hour | 4.6 | 4.6 | 4.6 | 4.6 | 4.6 | 4.6 | 4.6 | 4.6 | 4.6
|  | 2050.0 | 2016 usd/megawatt_hour | 4.6 | 4.6 | 4.6 | 4.6 | 4.6 | 4.6 | 4.6 | 4.6 | 4.6
| texas agg. | 2020.0 | 2016 usd/megawatt_hour | 4.6 | 4.6 | 4.6 | 4.6 | 4.6 | 4.6 | 4.6 | 4.6 | 4.6
|  | 2025.0 | 2016 usd/megawatt_hour | 4.6 | 4.6 | 4.6 | 4.6 | 4.6 | 4.6 | 4.6 | 4.6 | 4.6
|  | 2030.0 | 2016 usd/megawatt_hour | 4.6 | 4.6 | 4.6 | 4.6 | 4.6 | 4.6 | 4.6 | 4.6 | 4.6
|  | 2035.0 | 2016 usd/megawatt_hour | 0 | 0 | 0 | 0 | 0 | 0 | 0 | 0 | 0
|  | 2040.0 | 2016 usd/megawatt_hour | 0 | 0 | 0 | 0 | 0 | 0 | 0 | 0 | 0
|  | 2045.0 | 2016 usd/megawatt_hour | 0 | 0 | 0 | 0 | 0 | 0 | 0 | 0 | 0
|  | 2050.0 | 2016 usd/megawatt_hour | 0 | 0 | 0 | 0 | 0 | 0 | 0 | 0 | 0
| upper midwest agg. | 2020.0 | 2016 usd/megawatt_hour | 4.6 | 4.6 | 4.6 | 4.6 | 4.6 | 4.6 | 4.6 | 4.6 | 4.6
|  | 2025.0 | 2016 usd/megawatt_hour | 4.6 | 4.6 | 4.6 | 4.6 | 4.6 | 4.6 | 4.6 | 4.6 | 4.6
|  | 2030.0 | 2016 usd/megawatt_hour | 4.6 | 4.6 | 4.6 | 4.6 | 4.6 | 4.6 | 4.6 | 4.6 | 4.6
|  | 2035.0 | 2016 usd/megawatt_hour | 4.6 | 4.6 | 4.6 | 4.6 | 4.6 | 4.6 | 4.6 | 4.6 | 4.6
|  | 2040.0 | 2016 usd/megawatt_hour | 4.6 | 4.6 | 4.6 | 4.6 | 4.6 | 4.6 | 4.6 | 4.6 | 4.6
|  | 2045.0 | 2016 usd/megawatt_hour | 4.6 | 4.6 | 4.6 | 4.6 | 4.6 | 4.6 | 4.6 | 4.6 | 4.6
|  | 2050.0 | 2016 usd/megawatt_hour | 4.6 | 4.6 | 4.6 | 4.6 | 4.6 | 4.6 | 4.6 | 4.6 | 4.6
existing_pulverized coal power plant | alaska agg. | 2020.0 | 2016 usd/megawatt_hour | 0.7 | 0.7 | 0.7 | 0.7 | 0.7 | 0.7 | 0.7 | 0.7 | 0.7
|  | 2025.0 | 2016 usd/megawatt_hour | 0.7 | 0.7 | 0.7 | 0.7 | 0.7 | 0.7 | 0.7 | 0.7 | 0.7
|  | 2030.0 | 2016 usd/megawatt_hour | 0.7 | 0.7 | 0.7 | 0.7 | 0.7 | 0.7 | 0.7 | 0.7 | 0.7
|  | 2035.0 | 2016 usd/megawatt_hour | 0.7 | 0.7 | 0.7 | 0.7 | 0.7 | 0.7 | 0.7 | 0.7 | 0.7
|  | 2040.0 | 2016 usd/megawatt_hour | 0.7 | 0.7 | 0.7 | 0.7 | 0.7 | 0.7 | 0.7 | 0.7 | 0.7
|  | 2045.0 | 2016 usd/megawatt_hour | 0.7 | 0.7 | 0.7 | 0.7 | 0.7 | 0.7 | 0.7 | 0.7 | 0.7
|  | 2050.0 | 2016 usd/megawatt_hour | 0.7 | 0.7 | 0.7 | 0.7 | 0.7 | 0.7 | 0.7 | 0.7 | 0.7
| desert southwest agg. | 2020.0 | 2016 usd/megawatt_hour | 0.7 | 0.7 | 0.7 | 0.7 | 0.7 | 0.7 | 0.7 | 0.7 | 0.7
|  | 2025.0 | 2016 usd/megawatt_hour | 0.7 | 0.7 | 0.7 | 0.7 | 0.7 | 0.7 | 0.7 | 0.7 | 0.7
|  | 2030.0 | 2016 usd/megawatt_hour | 0.7 | 0.7 | 0.7 | 0.7 | 0.7 | 0.7 | 0.7 | 0.7 | 0.7
|  | 2035.0 | 2016 usd/megawatt_hour | 0.7 | 0.7 | 0.7 | 0.7 | 0.7 | 0.7 | 0.7 | 0.7 | 0.7
|  | 2040.0 | 2016 usd/megawatt_hour | 0 | 0 | 0 | 0 | 0 | 0 | 0 | 0 | 0
|  | 2045.0 | 2016 usd/megawatt_hour | 0 | 0 | 0 | 0 | 0 | 0 | 0 | 0 | 0
|  | 2050.0 | 2016 usd/megawatt_hour | 0 | 0 | 0 | 0 | 0 | 0 | 0 | 0 | 0
| florida agg. | 2020.0 | 2016 usd/megawatt_hour | 0.7 | 0.7 | 0.7 | 0.7 | 0.7 | 0.7 | 0.7 | 0.7 | 0.7
|  | 2025.0 | 2016 usd/megawatt_hour | 0.7 | 0.7 | 0.7 | 0.7 | 0.7 | 0.7 | 0.7 | 0.7 | 0.7
|  | 2030.0 | 2016 usd/megawatt_hour | 0.7 | 0.7 | 0.7 | 0.7 | 0.7 | 0.7 | 0.7 | 0.7 | 0.7
|  | 2035.0 | 2016 usd/megawatt_hour | 0.7 | 0.7 | 0.7 | 0.7 | 0.7 | 0.7 | 0.7 | 0.7 | 0.7
|  | 2040.0 | 2016 usd/megawatt_hour | 0 | 0 | 0 | 0 | 0 | 0 | 0 | 0 | 0
|  | 2045.0 | 2016 usd/megawatt_hour | 0 | 0 | 0 | 0 | 0 | 0 | 0 | 0 | 0
|  | 2050.0 | 2016 usd/megawatt_hour | 0 | 0 | 0 | 0 | 0 | 0 | 0 | 0 | 0
| louisiana and ozarks agg. | 2020.0 | 2016 usd/megawatt_hour | 0.7 | 0.7 | 0.7 | 0.7 | 0.7 | 0.7 | 0.7 | 0.7 | 0.7
|  | 2025.0 | 2016 usd/megawatt_hour | 0.7 | 0.7 | 0.7 | 0.7 | 0.7 | 0.7 | 0.7 | 0.7 | 0.7
|  | 2030.0 | 2016 usd/megawatt_hour | 0.7 | 0.7 | 0.7 | 0.7 | 0.7 | 0.7 | 0.7 | 0.7 | 0.7
|  | 2035.0 | 2016 usd/megawatt_hour | 0.7 | 0.7 | 0.7 | 0.7 | 0.7 | 0.7 | 0.7 | 0.7 | 0.7
|  | 2040.0 | 2016 usd/megawatt_hour | 0.7 | 0.7 | 0.7 | 0.7 | 0.7 | 0.7 | 0.7 | 0.7 | 0.7
|  | 2045.0 | 2016 usd/megawatt_hour | 0.7 | 0.7 | 0.7 | 0.7 | 0.7 | 0.7 | 0.7 | 0.7 | 0.7
|  | 2050.0 | 2016 usd/megawatt_hour | 0.7 | 0.7 | 0.7 | 0.7 | 0.7 | 0.7 | 0.7 | 0.7 | 0.7
| lower midwest agg. | 2020.0 | 2016 usd/megawatt_hour | 0.7 | 0.7 | 0.7 | 0.7 | 0.7 | 0.7 | 0.7 | 0.7 | 0.7
|  | 2025.0 | 2016 usd/megawatt_hour | 0.7 | 0.7 | 0.7 | 0.7 | 0.7 | 0.7 | 0.7 | 0.7 | 0.7
|  | 2030.0 | 2016 usd/megawatt_hour | 0.7 | 0.7 | 0.7 | 0.7 | 0.7 | 0.7 | 0.7 | 0.7 | 0.7
|  | 2035.0 | 2016 usd/megawatt_hour | 0.7 | 0.7 | 0.7 | 0.7 | 0.7 | 0.7 | 0.7 | 0.7 | 0.7
|  | 2040.0 | 2016 usd/megawatt_hour | 0.7 | 0.7 | 0.7 | 0.7 | 0.7 | 0.7 | 0.7 | 0.7 | 0.7
|  | 2045.0 | 2016 usd/megawatt_hour | 0.7 | 0.7 | 0.7 | 0.7 | 0.7 | 0.7 | 0.7 | 0.7 | 0.7
|  | 2050.0 | 2016 usd/megawatt_hour | 0 | 0 | 0 | 0 | 0 | 0 | 0 | 0 | 0
| mid-atlantic and great lakes agg. | 2020.0 | 2016 usd/megawatt_hour | 0.7 | 0.7 | 0.7 | 0.7 | 0.7 | 0.7 | 0.7 | 0.7 | 0.7
|  | 2025.0 | 2016 usd/megawatt_hour | 0.7 | 0.7 | 0.7 | 0.7 | 0.7 | 0.7 | 0.7 | 0.7 | 0.7
|  | 2030.0 | 2016 usd/megawatt_hour | 0.7 | 0.7 | 0.7 | 0.7 | 0.7 | 0.7 | 0.7 | 0.7 | 0.7
|  | 2035.0 | 2016 usd/megawatt_hour | 0.7 | 0.7 | 0.7 | 0.7 | 0.7 | 0.7 | 0.7 | 0.7 | 0.7
|  | 2040.0 | 2016 usd/megawatt_hour | 0.7 | 0.7 | 0.7 | 0.7 | 0.7 | 0.7 | 0.7 | 0.7 | 0.7
|  | 2045.0 | 2016 usd/megawatt_hour | 0.7 | 0.7 | 0.7 | 0.7 | 0.7 | 0.7 | 0.7 | 0.7 | 0.7
|  | 2050.0 | 2016 usd/megawatt_hour | 0.7 | 0.7 | 0.7 | 0.7 | 0.7 | 0.7 | 0.7 | 0.7 | 0.7
| pacific northwest agg. | 2020.0 | 2016 usd/megawatt_hour | 0.7 | 0.7 | 0.7 | 0.7 | 0.7 | 0.7 | 0.7 | 0.7 | 0.7
|  | 2025.0 | 2016 usd/megawatt_hour | 0 | 0 | 0 | 0 | 0 | 0 | 0 | 0 | 0
|  | 2030.0 | 2016 usd/megawatt_hour | 0 | 0 | 0 | 0 | 0 | 0 | 0 | 0 | 0
|  | 2035.0 | 2016 usd/megawatt_hour | 0 | 0 | 0 | 0 | 0 | 0 | 0 | 0 | 0
|  | 2040.0 | 2016 usd/megawatt_hour | 0 | 0 | 0 | 0 | 0 | 0 | 0 | 0 | 0
|  | 2045.0 | 2016 usd/megawatt_hour | 0 | 0 | 0 | 0 | 0 | 0 | 0 | 0 | 0
|  | 2050.0 | 2016 usd/megawatt_hour | 0 | 0 | 0 | 0 | 0 | 0 | 0 | 0 | 0
| rocky mountains agg. | 2020.0 | 2016 usd/megawatt_hour | 0.7 | 0.7 | 0.7 | 0.7 | 0.7 | 0.7 | 0.7 | 0.7 | 0.7
|  | 2025.0 | 2016 usd/megawatt_hour | 0.7 | 0.7 | 0.7 | 0.7 | 0.7 | 0.7 | 0.7 | 0.7 | 0.7
|  | 2030.0 | 2016 usd/megawatt_hour | 0.7 | 0.7 | 0.7 | 0.7 | 0.7 | 0.7 | 0.7 | 0.7 | 0.7
|  | 2035.0 | 2016 usd/megawatt_hour | 0.7 | 0.7 | 0.7 | 0.7 | 0.7 | 0.7 | 0.7 | 0.7 | 0.7
|  | 2040.0 | 2016 usd/megawatt_hour | 0.7 | 0.7 | 0.7 | 0.7 | 0.7 | 0.7 | 0.7 | 0.7 | 0.7
|  | 2045.0 | 2016 usd/megawatt_hour | 0.7 | 0.7 | 0.7 | 0.7 | 0.7 | 0.7 | 0.7 | 0.7 | 0.7
|  | 2050.0 | 2016 usd/megawatt_hour | 0.7 | 0.7 | 0.7 | 0.7 | 0.7 | 0.7 | 0.7 | 0.7 | 0.7
| southeast agg. | 2020.0 | 2016 usd/megawatt_hour | 0.7 | 0.7 | 0.7 | 0.7 | 0.7 | 0.7 | 0.7 | 0.7 | 0.7
|  | 2025.0 | 2016 usd/megawatt_hour | 0.7 | 0.7 | 0.7 | 0.7 | 0.7 | 0.7 | 0.7 | 0.7 | 0.7
|  | 2030.0 | 2016 usd/megawatt_hour | 0.7 | 0.7 | 0.7 | 0.7 | 0.7 | 0.7 | 0.7 | 0.7 | 0.7
|  | 2035.0 | 2016 usd/megawatt_hour | 0.7 | 0.7 | 0.7 | 0.7 | 0.7 | 0.7 | 0.7 | 0.7 | 0.7
|  | 2040.0 | 2016 usd/megawatt_hour | 0.7 | 0.7 | 0.7 | 0.7 | 0.7 | 0.7 | 0.7 | 0.7 | 0.7
|  | 2045.0 | 2016 usd/megawatt_hour | 0 | 0 | 0 | 0 | 0 | 0 | 0 | 0 | 0
|  | 2050.0 | 2016 usd/megawatt_hour | 0 | 0 | 0 | 0 | 0 | 0 | 0 | 0 | 0
| texas agg. | 2020.0 | 2016 usd/megawatt_hour | 0.7 | 0.7 | 0.7 | 0.7 | 0.7 | 0.7 | 0.7 | 0.7 | 0.7
|  | 2025.0 | 2016 usd/megawatt_hour | 0.7 | 0.7 | 0.7 | 0.7 | 0.7 | 0.7 | 0.7 | 0.7 | 0.7
|  | 2030.0 | 2016 usd/megawatt_hour | 0.7 | 0.7 | 0.7 | 0.7 | 0.7 | 0.7 | 0.7 | 0.7 | 0.7
|  | 2035.0 | 2016 usd/megawatt_hour | 0.7 | 0.7 | 0.7 | 0.7 | 0.7 | 0.7 | 0.7 | 0.7 | 0.7
|  | 2040.0 | 2016 usd/megawatt_hour | 0.7 | 0.7 | 0.7 | 0.7 | 0.7 | 0.7 | 0.7 | 0.7 | 0.7
|  | 2045.0 | 2016 usd/megawatt_hour | 0.7 | 0.7 | 0.7 | 0.7 | 0.7 | 0.7 | 0.7 | 0.7 | 0.7
|  | 2050.0 | 2016 usd/megawatt_hour | 0.7 | 0.7 | 0.7 | 0.7 | 0.7 | 0.7 | 0.7 | 0.7 | 0.7
| upper midwest agg. | 2020.0 | 2016 usd/megawatt_hour | 0.7 | 0.7 | 0.7 | 0.7 | 0.7 | 0.7 | 0.7 | 0.7 | 0.7
|  | 2025.0 | 2016 usd/megawatt_hour | 0.7 | 0.7 | 0.7 | 0.7 | 0.7 | 0.7 | 0.7 | 0.7 | 0.7
|  | 2030.0 | 2016 usd/megawatt_hour | 0.7 | 0.7 | 0.7 | 0.7 | 0.7 | 0.7 | 0.7 | 0.7 | 0.7
|  | 2035.0 | 2016 usd/megawatt_hour | 0.7 | 0.7 | 0.7 | 0.7 | 0.7 | 0.7 | 0.7 | 0.7 | 0.7
|  | 2040.0 | 2016 usd/megawatt_hour | 0.7 | 0.7 | 0.7 | 0.7 | 0.7 | 0.7 | 0.7 | 0.7 | 0.7
|  | 2045.0 | 2016 usd/megawatt_hour | 0.7 | 0.7 | 0.7 | 0.7 | 0.7 | 0.7 | 0.7 | 0.7 | 0.7
|  | 2050.0 | 2016 usd/megawatt_hour | 0.7 | 0.7 | 0.7 | 0.7 | 0.7 | 0.7 | 0.7 | 0.7 | 0.7
| utah/nevada agg. | 2020.0 | 2016 usd/megawatt_hour | 0.7 | 0.7 | 0.7 | 0.7 | 0.7 | 0.7 | 0.7 | 0.7 | 0.7
|  | 2025.0 | 2016 usd/megawatt_hour | 0.7 | 0.7 | 0.7 | 0.7 | 0.7 | 0.7 | 0.7 | 0.7 | 0.7
|  | 2030.0 | 2016 usd/megawatt_hour | 0.7 | 0.7 | 0.7 | 0.7 | 0.7 | 0.7 | 0.7 | 0.7 | 0.7
|  | 2035.0 | 2016 usd/megawatt_hour | 0.7 | 0.7 | 0.7 | 0.7 | 0.7 | 0.7 | 0.7 | 0.7 | 0.7
|  | 2040.0 | 2016 usd/megawatt_hour | 0.7 | 0.7 | 0.7 | 0.7 | 0.7 | 0.7 | 0.7 | 0.7 | 0.7
|  | 2045.0 | 2016 usd/megawatt_hour | 0.7 | 0.7 | 0.7 | 0.7 | 0.7 | 0.7 | 0.7 | 0.7 | 0.7
|  | 2050.0 | 2016 usd/megawatt_hour | 0.7 | 0.7 | 0.7 | 0.7 | 0.7 | 0.7 | 0.7 | 0.7 | 0.7
existing_pulverized coal power plant* | all | all | 2016 usd/megawatt_hour | 0.7 | 0.7 | 0.7 | 0.7 | 0.7 | 0.7 | 0.7 | 0.7 | 0.7
existing_residual oil combustion turbine ipp cogen power plant | all | 2020.0 | 2016 usd/megawatt_hour | 21.6 | 21.6 | 21.6 | 21.6 | 21.6 | 21.6 | 21.6 | 21.6 | 21.6
|  | 2025.0 | 2016 usd/megawatt_hour | 21.6 | 21.6 | 21.6 | 21.6 | 21.6 | 21.6 | 21.6 | 21.6 | 21.6
|  | 2030.0 | 2016 usd/megawatt_hour | 21.6 | 21.6 | 21.6 | 21.6 | 21.6 | 21.6 | 21.6 | 21.6 | 21.6
|  | 2035.0 | 2016 usd/megawatt_hour | 0 | 0 | 0 | 0 | 0 | 0 | 0 | 0 | 0
|  | 2040.0 | 2016 usd/megawatt_hour | 0 | 0 | 0 | 0 | 0 | 0 | 0 | 0 | 0
|  | 2045.0 | 2016 usd/megawatt_hour | 0 | 0 | 0 | 0 | 0 | 0 | 0 | 0 | 0
|  | 2050.0 | 2016 usd/megawatt_hour | 0 | 0 | 0 | 0 | 0 | 0 | 0 | 0 | 0
existing_residual oil steam turbine power plant | all | all | 2016 usd/megawatt_hour | 4.6 | 4.6 | 4.6 | 4.6 | 4.6 | 4.6 | 4.6 | 4.6 | 4.6
existing_run of river hydro power plant | all | all | 2016 usd/megawatt_hour | 0 | 0 | 0 | 0 | 0 | 0 | 0 | 0 | 0
existing_solar thermal with energy storage power plant_1 | california agg. | 2020.0 | 2016 usd/megawatt_hour | 0.8 | 0.8 | 0.8 | 0.8 | 0.8 | 0.8 | 0.8 | 0.8 | 0.8
|  | 2025.0 | 2016 usd/megawatt_hour | 0.8 | 0.8 | 0.8 | 0.8 | 0.8 | 0.8 | 0.8 | 0.8 | 0.8
|  | 2030.0 | 2016 usd/megawatt_hour | 0.8 | 0.8 | 0.8 | 0.8 | 0.8 | 0.8 | 0.8 | 0.8 | 0.8
|  | 2035.0 | 2016 usd/megawatt_hour | 1 | 1 | 1 | 1 | 1 | 1 | 1 | 1 | 1
|  | 2040.0 | 2016 usd/megawatt_hour | 0 | 0 | 0 | 0 | 0 | 0 | 0 | 0 | 0
|  | 2045.0 | 2016 usd/megawatt_hour | 0 | 0 | 0 | 0 | 0 | 0 | 0 | 0 | 0
|  | 2050.0 | 2016 usd/megawatt_hour | 0 | 0 | 0 | 0 | 0 | 0 | 0 | 0 | 0
| desert southwest agg. | 2020.0 | 2016 usd/megawatt_hour | 0.8 | 0.8 | 0.8 | 0.8 | 0.8 | 0.8 | 0.8 | 0.8 | 0.8
|  | 2025.0 | 2016 usd/megawatt_hour | 0.8 | 0.8 | 0.8 | 0.8 | 0.8 | 0.8 | 0.8 | 0.8 | 0.8
|  | 2030.0 | 2016 usd/megawatt_hour | 0.8 | 0.8 | 0.8 | 0.8 | 0.8 | 0.8 | 0.8 | 0.8 | 0.8
|  | 2035.0 | 2016 usd/megawatt_hour | 0 | 0 | 0 | 0 | 0 | 0 | 0 | 0 | 0
|  | 2040.0 | 2016 usd/megawatt_hour | 0 | 0 | 0 | 0 | 0 | 0 | 0 | 0 | 0
|  | 2045.0 | 2016 usd/megawatt_hour | 0 | 0 | 0 | 0 | 0 | 0 | 0 | 0 | 0
|  | 2050.0 | 2016 usd/megawatt_hour | 0 | 0 | 0 | 0 | 0 | 0 | 0 | 0 | 0
existing_transmission-sited solar pv power plant_1 | all | all | 2016 usd/megawatt_hour | 0 | 0 | 0 | 0 | 0 | 0 | 0 | 0 | 0
gas combined cycle ccu oxyfuel | all | all | 2016 usd/megawatt_hour | 0.4 | 0.4 | 0.4 | 0.4 | 0.4 | 0.4 | 0.4 | 0.4 | 0.4
gas combined cycle power plant | all | all | 2016 usd/megawatt_hour | 2.7 | 2.7 | 2.7 | 2.7 | 2.7 | 2.7 | 2.7 | 2.7 | 2.7
gas combined cycle power plant with ccu | all | all | 2016 usd/megawatt_hour | 7 | 7 | 7 | 7 | 7 | 7 | 7 | 7 | 7
gas combustion turbine power plant | all | all | 2016 usd/megawatt_hour | 9.5 | 9.5 | 9.5 | 9.5 | 9.5 | 9.5 | 9.5 | 9.5 | 9.5
offshore wind fixed power plant_1 | all | 2020.0 | 2016 usd/megawatt_hour | -24 | -24 | -24 | -24 | -24 | -24 | -24 | -24 | -24
|  | 2025.0 | 2016 usd/megawatt_hour | 0 | 0 | 0 | 0 | 0 | 0 | 0 | 0 | 0
|  | 2030.0 | 2016 usd/megawatt_hour | 0 | 0 | 0 | 0 | 0 | 0 | 0 | 0 | 0
|  | 2035.0 | 2016 usd/megawatt_hour | 0 | 0 | 0 | 0 | 0 | 0 | 0 | 0 | 0
|  | 2040.0 | 2016 usd/megawatt_hour | 0 | 0 | 0 | 0 | 0 | 0 | 0 | 0 | 0
|  | 2045.0 | 2016 usd/megawatt_hour | 0 | 0 | 0 | 0 | 0 | 0 | 0 | 0 | 0
|  | 2050.0 | 2016 usd/megawatt_hour | 0 | 0 | 0 | 0 | 0 | 0 | 0 | 0 | 0
offshore wind fixed power plant_2 | all | 2020.0 | 2016 usd/megawatt_hour | -24 | -24 | -24 | -24 | -24 | -24 | -24 | -24 | -24
|  | 2025.0 | 2016 usd/megawatt_hour | 0 | 0 | 0 | 0 | 0 | 0 | 0 | 0 | 0
|  | 2030.0 | 2016 usd/megawatt_hour | 0 | 0 | 0 | 0 | 0 | 0 | 0 | 0 | 0
|  | 2035.0 | 2016 usd/megawatt_hour | 0 | 0 | 0 | 0 | 0 | 0 | 0 | 0 | 0
|  | 2040.0 | 2016 usd/megawatt_hour | 0 | 0 | 0 | 0 | 0 | 0 | 0 | 0 | 0
|  | 2045.0 | 2016 usd/megawatt_hour | 0 | 0 | 0 | 0 | 0 | 0 | 0 | 0 | 0
|  | 2050.0 | 2016 usd/megawatt_hour | 0 | 0 | 0 | 0 | 0 | 0 | 0 | 0 | 0
offshore wind fixed power plant_3 | all | 2020.0 | 2016 usd/megawatt_hour | -24 | -24 | -24 | -24 | -24 | -24 | -24 | -24 | -24
|  | 2025.0 | 2016 usd/megawatt_hour | 0 | 0 | 0 | 0 | 0 | 0 | 0 | 0 | 0
|  | 2030.0 | 2016 usd/megawatt_hour | 0 | 0 | 0 | 0 | 0 | 0 | 0 | 0 | 0
|  | 2035.0 | 2016 usd/megawatt_hour | 0 | 0 | 0 | 0 | 0 | 0 | 0 | 0 | 0
|  | 2040.0 | 2016 usd/megawatt_hour | 0 | 0 | 0 | 0 | 0 | 0 | 0 | 0 | 0
|  | 2045.0 | 2016 usd/megawatt_hour | 0 | 0 | 0 | 0 | 0 | 0 | 0 | 0 | 0
|  | 2050.0 | 2016 usd/megawatt_hour | 0 | 0 | 0 | 0 | 0 | 0 | 0 | 0 | 0
offshore wind fixed power plant_4 | all | 2020.0 | 2016 usd/megawatt_hour | -24 | -24 | -24 | -24 | -24 | -24 | -24 | -24 | -24
|  | 2025.0 | 2016 usd/megawatt_hour | 0 | 0 | 0 | 0 | 0 | 0 | 0 | 0 | 0
|  | 2030.0 | 2016 usd/megawatt_hour | 0 | 0 | 0 | 0 | 0 | 0 | 0 | 0 | 0
|  | 2035.0 | 2016 usd/megawatt_hour | 0 | 0 | 0 | 0 | 0 | 0 | 0 | 0 | 0
|  | 2040.0 | 2016 usd/megawatt_hour | 0 | 0 | 0 | 0 | 0 | 0 | 0 | 0 | 0
|  | 2045.0 | 2016 usd/megawatt_hour | 0 | 0 | 0 | 0 | 0 | 0 | 0 | 0 | 0
|  | 2050.0 | 2016 usd/megawatt_hour | 0 | 0 | 0 | 0 | 0 | 0 | 0 | 0 | 0
offshore wind floating power plant_1 | all | 2020.0 | 2016 usd/megawatt_hour | -24 | -24 | -24 | -24 | -24 | -24 | -24 | -24 | -24
|  | 2025.0 | 2016 usd/megawatt_hour | 0 | 0 | 0 | 0 | 0 | 0 | 0 | 0 | 0
|  | 2030.0 | 2016 usd/megawatt_hour | 0 | 0 | 0 | 0 | 0 | 0 | 0 | 0 | 0
|  | 2035.0 | 2016 usd/megawatt_hour | 0 | 0 | 0 | 0 | 0 | 0 | 0 | 0 | 0
|  | 2040.0 | 2016 usd/megawatt_hour | 0 | 0 | 0 | 0 | 0 | 0 | 0 | 0 | 0
|  | 2045.0 | 2016 usd/megawatt_hour | 0 | 0 | 0 | 0 | 0 | 0 | 0 | 0 | 0
|  | 2050.0 | 2016 usd/megawatt_hour | 0 | 0 | 0 | 0 | 0 | 0 | 0 | 0 | 0
offshore wind floating power plant_2 | all | 2020.0 | 2016 usd/megawatt_hour | -24 | -24 | -24 | -24 | -24 | -24 | -24 | -24 | -24
|  | 2025.0 | 2016 usd/megawatt_hour | 0 | 0 | 0 | 0 | 0 | 0 | 0 | 0 | 0
|  | 2030.0 | 2016 usd/megawatt_hour | 0 | 0 | 0 | 0 | 0 | 0 | 0 | 0 | 0
|  | 2035.0 | 2016 usd/megawatt_hour | 0 | 0 | 0 | 0 | 0 | 0 | 0 | 0 | 0
|  | 2040.0 | 2016 usd/megawatt_hour | 0 | 0 | 0 | 0 | 0 | 0 | 0 | 0 | 0
|  | 2045.0 | 2016 usd/megawatt_hour | 0 | 0 | 0 | 0 | 0 | 0 | 0 | 0 | 0
|  | 2050.0 | 2016 usd/megawatt_hour | 0 | 0 | 0 | 0 | 0 | 0 | 0 | 0 | 0
offshore wind floating power plant_3 | all | 2020.0 | 2016 usd/megawatt_hour | -24 | -24 | -24 | -24 | -24 | -24 | -24 | -24 | -24
|  | 2025.0 | 2016 usd/megawatt_hour | 0 | 0 | 0 | 0 | 0 | 0 | 0 | 0 | 0
|  | 2030.0 | 2016 usd/megawatt_hour | 0 | 0 | 0 | 0 | 0 | 0 | 0 | 0 | 0
|  | 2035.0 | 2016 usd/megawatt_hour | 0 | 0 | 0 | 0 | 0 | 0 | 0 | 0 | 0
|  | 2040.0 | 2016 usd/megawatt_hour | 0 | 0 | 0 | 0 | 0 | 0 | 0 | 0 | 0
|  | 2045.0 | 2016 usd/megawatt_hour | 0 | 0 | 0 | 0 | 0 | 0 | 0 | 0 | 0
|  | 2050.0 | 2016 usd/megawatt_hour | 0 | 0 | 0 | 0 | 0 | 0 | 0 | 0 | 0
offshore wind floating power plant_4 | all | 2020.0 | 2016 usd/megawatt_hour | -24 | -24 | -24 | -24 | -24 | -24 | -24 | -24 | -24
|  | 2025.0 | 2016 usd/megawatt_hour | 0 | 0 | 0 | 0 | 0 | 0 | 0 | 0 | 0
|  | 2030.0 | 2016 usd/megawatt_hour | 0 | 0 | 0 | 0 | 0 | 0 | 0 | 0 | 0
|  | 2035.0 | 2016 usd/megawatt_hour | 0 | 0 | 0 | 0 | 0 | 0 | 0 | 0 | 0
|  | 2040.0 | 2016 usd/megawatt_hour | 0 | 0 | 0 | 0 | 0 | 0 | 0 | 0 | 0
|  | 2045.0 | 2016 usd/megawatt_hour | 0 | 0 | 0 | 0 | 0 | 0 | 0 | 0 | 0
|  | 2050.0 | 2016 usd/megawatt_hour | 0 | 0 | 0 | 0 | 0 | 0 | 0 | 0 | 0
offshore wind floating power plant_5 | all | 2020.0 | 2016 usd/megawatt_hour | -24 | -24 | -24 | -24 | -24 | -24 | -24 | -24 | -24
|  | 2025.0 | 2016 usd/megawatt_hour | 0 | 0 | 0 | 0 | 0 | 0 | 0 | 0 | 0
|  | 2030.0 | 2016 usd/megawatt_hour | 0 | 0 | 0 | 0 | 0 | 0 | 0 | 0 | 0
|  | 2035.0 | 2016 usd/megawatt_hour | 0 | 0 | 0 | 0 | 0 | 0 | 0 | 0 | 0
|  | 2040.0 | 2016 usd/megawatt_hour | 0 | 0 | 0 | 0 | 0 | 0 | 0 | 0 | 0
|  | 2045.0 | 2016 usd/megawatt_hour | 0 | 0 | 0 | 0 | 0 | 0 | 0 | 0 | 0
|  | 2050.0 | 2016 usd/megawatt_hour | 0 | 0 | 0 | 0 | 0 | 0 | 0 | 0 | 0
offshore wind floating power plant_6 | all | 2020.0 | 2016 usd/megawatt_hour | -24 | -24 | -24 | -24 | -24 | -24 | -24 | -24 | -24
|  | 2025.0 | 2016 usd/megawatt_hour | 0 | 0 | 0 | 0 | 0 | 0 | 0 | 0 | 0
|  | 2030.0 | 2016 usd/megawatt_hour | 0 | 0 | 0 | 0 | 0 | 0 | 0 | 0 | 0
|  | 2035.0 | 2016 usd/megawatt_hour | 0 | 0 | 0 | 0 | 0 | 0 | 0 | 0 | 0
|  | 2040.0 | 2016 usd/megawatt_hour | 0 | 0 | 0 | 0 | 0 | 0 | 0 | 0 | 0
|  | 2045.0 | 2016 usd/megawatt_hour | 0 | 0 | 0 | 0 | 0 | 0 | 0 | 0 | 0
|  | 2050.0 | 2016 usd/megawatt_hour | 0 | 0 | 0 | 0 | 0 | 0 | 0 | 0 | 0
offshore wind floating power plant_7 | all | 2020.0 | 2016 usd/megawatt_hour | -24 | -24 | -24 | -24 | -24 | -24 | -24 | -24 | -24
|  | 2025.0 | 2016 usd/megawatt_hour | 0 | 0 | 0 | 0 | 0 | 0 | 0 | 0 | 0
|  | 2030.0 | 2016 usd/megawatt_hour | 0 | 0 | 0 | 0 | 0 | 0 | 0 | 0 | 0
|  | 2035.0 | 2016 usd/megawatt_hour | 0 | 0 | 0 | 0 | 0 | 0 | 0 | 0 | 0
|  | 2040.0 | 2016 usd/megawatt_hour | 0 | 0 | 0 | 0 | 0 | 0 | 0 | 0 | 0
|  | 2045.0 | 2016 usd/megawatt_hour | 0 | 0 | 0 | 0 | 0 | 0 | 0 | 0 | 0
|  | 2050.0 | 2016 usd/megawatt_hour | 0 | 0 | 0 | 0 | 0 | 0 | 0 | 0 | 0
offshore wind floating power plant_8 | all | 2020.0 | 2016 usd/megawatt_hour | -24 | -24 | -24 | -24 | -24 | -24 | -24 | -24 | -24
|  | 2025.0 | 2016 usd/megawatt_hour | 0 | 0 | 0 | 0 | 0 | 0 | 0 | 0 | 0
|  | 2030.0 | 2016 usd/megawatt_hour | 0 | 0 | 0 | 0 | 0 | 0 | 0 | 0 | 0
|  | 2035.0 | 2016 usd/megawatt_hour | 0 | 0 | 0 | 0 | 0 | 0 | 0 | 0 | 0
|  | 2040.0 | 2016 usd/megawatt_hour | 0 | 0 | 0 | 0 | 0 | 0 | 0 | 0 | 0
|  | 2045.0 | 2016 usd/megawatt_hour | 0 | 0 | 0 | 0 | 0 | 0 | 0 | 0 | 0
|  | 2050.0 | 2016 usd/megawatt_hour | 0 | 0 | 0 | 0 | 0 | 0 | 0 | 0 | 0
onshore wind power plant_1 | all | 2020.0 | 2016 usd/megawatt_hour | -24 | -24 | -24 | -24 | -24 | -24 | -24 | -24 | -24
|  | 2025.0 | 2016 usd/megawatt_hour | 0 | 0 | 0 | 0 | 0 | 0 | 0 | 0 | 0
|  | 2030.0 | 2016 usd/megawatt_hour | 0 | 0 | 0 | 0 | 0 | 0 | 0 | 0 | 0
|  | 2035.0 | 2016 usd/megawatt_hour | 0 | 0 | 0 | 0 | 0 | 0 | 0 | 0 | 0
|  | 2040.0 | 2016 usd/megawatt_hour | 0 | 0 | 0 | 0 | 0 | 0 | 0 | 0 | 0
|  | 2045.0 | 2016 usd/megawatt_hour | 0 | 0 | 0 | 0 | 0 | 0 | 0 | 0 | 0
|  | 2050.0 | 2016 usd/megawatt_hour | 0 | 0 | 0 | 0 | 0 | 0 | 0 | 0 | 0
onshore wind power plant_2 | all | 2020.0 | 2016 usd/megawatt_hour | -24 | -24 | -24 | -24 | -24 | -24 | -24 | -24 | -24
|  | 2025.0 | 2016 usd/megawatt_hour | 0 | 0 | 0 | 0 | 0 | 0 | 0 | 0 | 0
|  | 2030.0 | 2016 usd/megawatt_hour | 0 | 0 | 0 | 0 | 0 | 0 | 0 | 0 | 0
|  | 2035.0 | 2016 usd/megawatt_hour | 0 | 0 | 0 | 0 | 0 | 0 | 0 | 0 | 0
|  | 2040.0 | 2016 usd/megawatt_hour | 0 | 0 | 0 | 0 | 0 | 0 | 0 | 0 | 0
|  | 2045.0 | 2016 usd/megawatt_hour | 0 | 0 | 0 | 0 | 0 | 0 | 0 | 0 | 0
|  | 2050.0 | 2016 usd/megawatt_hour | 0 | 0 | 0 | 0 | 0 | 0 | 0 | 0 | 0
onshore wind power plant_3 | all | 2020.0 | 2016 usd/megawatt_hour | -24 | -24 | -24 | -24 | -24 | -24 | -24 | -24 | -24
|  | 2025.0 | 2016 usd/megawatt_hour | 0 | 0 | 0 | 0 | 0 | 0 | 0 | 0 | 0
|  | 2030.0 | 2016 usd/megawatt_hour | 0 | 0 | 0 | 0 | 0 | 0 | 0 | 0 | 0
|  | 2035.0 | 2016 usd/megawatt_hour | 0 | 0 | 0 | 0 | 0 | 0 | 0 | 0 | 0
|  | 2040.0 | 2016 usd/megawatt_hour | 0 | 0 | 0 | 0 | 0 | 0 | 0 | 0 | 0
|  | 2045.0 | 2016 usd/megawatt_hour | 0 | 0 | 0 | 0 | 0 | 0 | 0 | 0 | 0
|  | 2050.0 | 2016 usd/megawatt_hour | 0 | 0 | 0 | 0 | 0 | 0 | 0 | 0 | 0
onshore wind power plant_4 | all | 2020.0 | 2016 usd/megawatt_hour | -24 | -24 | -24 | -24 | -24 | -24 | -24 | -24 | -24
|  | 2025.0 | 2016 usd/megawatt_hour | 0 | 0 | 0 | 0 | 0 | 0 | 0 | 0 | 0
|  | 2030.0 | 2016 usd/megawatt_hour | 0 | 0 | 0 | 0 | 0 | 0 | 0 | 0 | 0
|  | 2035.0 | 2016 usd/megawatt_hour | 0 | 0 | 0 | 0 | 0 | 0 | 0 | 0 | 0
|  | 2040.0 | 2016 usd/megawatt_hour | 0 | 0 | 0 | 0 | 0 | 0 | 0 | 0 | 0
|  | 2045.0 | 2016 usd/megawatt_hour | 0 | 0 | 0 | 0 | 0 | 0 | 0 | 0 | 0
|  | 2050.0 | 2016 usd/megawatt_hour | 0 | 0 | 0 | 0 | 0 | 0 | 0 | 0 | 0
onshore wind power plant_5 | all | 2020.0 | 2016 usd/megawatt_hour | -24 | -24 | -24 | -24 | -24 | -24 | -24 | -24 | -24
|  | 2025.0 | 2016 usd/megawatt_hour | 0 | 0 | 0 | 0 | 0 | 0 | 0 | 0 | 0
|  | 2030.0 | 2016 usd/megawatt_hour | 0 | 0 | 0 | 0 | 0 | 0 | 0 | 0 | 0
|  | 2035.0 | 2016 usd/megawatt_hour | 0 | 0 | 0 | 0 | 0 | 0 | 0 | 0 | 0
|  | 2040.0 | 2016 usd/megawatt_hour | 0 | 0 | 0 | 0 | 0 | 0 | 0 | 0 | 0
|  | 2045.0 | 2016 usd/megawatt_hour | 0 | 0 | 0 | 0 | 0 | 0 | 0 | 0 | 0
|  | 2050.0 | 2016 usd/megawatt_hour | 0 | 0 | 0 | 0 | 0 | 0 | 0 | 0 | 0
onshore wind power plant_6 | all | 2020.0 | 2016 usd/megawatt_hour | -24 | -24 | -24 | -24 | -24 | -24 | -24 | -24 | -24
|  | 2025.0 | 2016 usd/megawatt_hour | 0 | 0 | 0 | 0 | 0 | 0 | 0 | 0 | 0
|  | 2030.0 | 2016 usd/megawatt_hour | 0 | 0 | 0 | 0 | 0 | 0 | 0 | 0 | 0
|  | 2035.0 | 2016 usd/megawatt_hour | 0 | 0 | 0 | 0 | 0 | 0 | 0 | 0 | 0
|  | 2040.0 | 2016 usd/megawatt_hour | 0 | 0 | 0 | 0 | 0 | 0 | 0 | 0 | 0
|  | 2045.0 | 2016 usd/megawatt_hour | 0 | 0 | 0 | 0 | 0 | 0 | 0 | 0 | 0
|  | 2050.0 | 2016 usd/megawatt_hour | 0 | 0 | 0 | 0 | 0 | 0 | 0 | 0 | 0
onshore wind power plant_7 | all | 2020.0 | 2016 usd/megawatt_hour | -24 | -24 | -24 | -24 | -24 | -24 | -24 | -24 | -24
|  | 2025.0 | 2016 usd/megawatt_hour | 0 | 0 | 0 | 0 | 0 | 0 | 0 | 0 | 0
|  | 2030.0 | 2016 usd/megawatt_hour | 0 | 0 | 0 | 0 | 0 | 0 | 0 | 0 | 0
|  | 2035.0 | 2016 usd/megawatt_hour | 0 | 0 | 0 | 0 | 0 | 0 | 0 | 0 | 0
|  | 2040.0 | 2016 usd/megawatt_hour | 0 | 0 | 0 | 0 | 0 | 0 | 0 | 0 | 0
|  | 2045.0 | 2016 usd/megawatt_hour | 0 | 0 | 0 | 0 | 0 | 0 | 0 | 0 | 0
|  | 2050.0 | 2016 usd/megawatt_hour | 0 | 0 | 0 | 0 | 0 | 0 | 0 | 0 | 0

## generator_interconnection_cost
capacity type | tech | zone | vintage | unit | REF | E+ | E- | E+ RE+ | E+ RE- | E+ B+ | E- B+ | E+ RE+ B+ | E+ RE- B+ | cover | Notes:
new | offshore wind fixed power plant_1 | desert southwest agg. | all | 2016 usd/kilowatt | 660 | 660 | 660 | 660 | 660 | 660 | 660 | 660 | 660 |  | Interconnection cost represents transmission cost to bring renewables to load
|  | louisiana and ozarks agg. | all | 2016 usd/kilowatt | 291 | 291 | 291 | 291 | 291 | 291 | 291 | 291 | 291 |  | An inflation factor of 4% was used to convert 2016 dollars (seen here) to 2018 dollars (shown elsewhere in the outputs)
|  | lower midwest agg. | all | 2016 usd/kilowatt | 660 | 660 | 660 | 660 | 660 | 660 | 660 | 660 | 660
|  | mid-atlantic and great lakes agg. | all | 2016 usd/kilowatt | 189 | 189 | 189 | 189 | 189 | 189 | 189 | 189 | 189
|  | new england agg. | all | 2016 usd/kilowatt | 325 | 325 | 325 | 325 | 325 | 325 | 325 | 325 | 325
|  | new york agg. | all | 2016 usd/kilowatt | 244 | 244 | 244 | 244 | 244 | 244 | 244 | 244 | 244
|  | texas agg. | all | 2016 usd/kilowatt | 660 | 660 | 660 | 660 | 660 | 660 | 660 | 660 | 660
|  | upper midwest agg. | all | 2016 usd/kilowatt | 249 | 249 | 249 | 249 | 249 | 249 | 249 | 249 | 249
| offshore wind fixed power plant_2 | desert southwest agg. | all | 2016 usd/kilowatt | 632 | 632 | 632 | 632 | 632 | 632 | 632 | 632 | 632
|  | louisiana and ozarks agg. | all | 2016 usd/kilowatt | 366 | 366 | 366 | 366 | 366 | 366 | 366 | 366 | 366
|  | lower midwest agg. | all | 2016 usd/kilowatt | 557 | 557 | 557 | 557 | 557 | 557 | 557 | 557 | 557
|  | mid-atlantic and great lakes agg. | all | 2016 usd/kilowatt | 218 | 218 | 218 | 218 | 218 | 218 | 218 | 218 | 218
|  | new england agg. | all | 2016 usd/kilowatt | 330 | 330 | 330 | 330 | 330 | 330 | 330 | 330 | 330
|  | new york agg. | all | 2016 usd/kilowatt | 271 | 271 | 271 | 271 | 271 | 271 | 271 | 271 | 271
|  | southeast agg. | all | 2016 usd/kilowatt | 296 | 296 | 296 | 296 | 296 | 296 | 296 | 296 | 296
|  | texas agg. | all | 2016 usd/kilowatt | 632 | 632 | 632 | 632 | 632 | 632 | 632 | 632 | 632
|  | upper midwest agg. | all | 2016 usd/kilowatt | 202 | 202 | 202 | 202 | 202 | 202 | 202 | 202 | 202
| offshore wind fixed power plant_3 | desert southwest agg. | all | 2016 usd/kilowatt | 640 | 640 | 640 | 640 | 640 | 640 | 640 | 640 | 640
|  | hawaii agg. | all | 2016 usd/kilowatt | 318 | 318 | 318 | 318 | 318 | 318 | 318 | 318 | 318
|  | louisiana and ozarks agg. | all | 2016 usd/kilowatt | 356 | 356 | 356 | 356 | 356 | 356 | 356 | 356 | 356
|  | lower midwest agg. | all | 2016 usd/kilowatt | 541 | 541 | 541 | 541 | 541 | 541 | 541 | 541 | 541
|  | mid-atlantic and great lakes agg. | all | 2016 usd/kilowatt | 289 | 289 | 289 | 289 | 289 | 289 | 289 | 289 | 289
|  | new england agg. | all | 2016 usd/kilowatt | 336 | 336 | 336 | 336 | 336 | 336 | 336 | 336 | 336
|  | new york agg. | all | 2016 usd/kilowatt | 281 | 281 | 281 | 281 | 281 | 281 | 281 | 281 | 281
|  | southeast agg. | all | 2016 usd/kilowatt | 341 | 341 | 341 | 341 | 341 | 341 | 341 | 341 | 341
|  | texas agg. | all | 2016 usd/kilowatt | 640 | 640 | 640 | 640 | 640 | 640 | 640 | 640 | 640
|  | upper midwest agg. | all | 2016 usd/kilowatt | 182 | 182 | 182 | 182 | 182 | 182 | 182 | 182 | 182
| offshore wind fixed power plant_4 | desert southwest agg. | all | 2016 usd/kilowatt | 803 | 803 | 803 | 803 | 803 | 803 | 803 | 803 | 803
|  | florida agg. | all | 2016 usd/kilowatt | 260 | 260 | 260 | 260 | 260 | 260 | 260 | 260 | 260
|  | louisiana and ozarks agg. | all | 2016 usd/kilowatt | 596 | 596 | 596 | 596 | 596 | 596 | 596 | 596 | 596
|  | lower midwest agg. | all | 2016 usd/kilowatt | 786 | 786 | 786 | 786 | 786 | 786 | 786 | 786 | 786
|  | mid-atlantic and great lakes agg. | all | 2016 usd/kilowatt | 411 | 411 | 411 | 411 | 411 | 411 | 411 | 411 | 411
|  | new england agg. | all | 2016 usd/kilowatt | 544 | 544 | 544 | 544 | 544 | 544 | 544 | 544 | 544
|  | new york agg. | all | 2016 usd/kilowatt | 419 | 419 | 419 | 419 | 419 | 419 | 419 | 419 | 419
|  | pacific northwest agg. | all | 2016 usd/kilowatt | 292 | 292 | 292 | 292 | 292 | 292 | 292 | 292 | 292
|  | southeast agg. | all | 2016 usd/kilowatt | 611 | 611 | 611 | 611 | 611 | 611 | 611 | 611 | 611
|  | texas agg. | all | 2016 usd/kilowatt | 803 | 803 | 803 | 803 | 803 | 803 | 803 | 803 | 803
|  | upper midwest agg. | all | 2016 usd/kilowatt | 322 | 322 | 322 | 322 | 322 | 322 | 322 | 322 | 322
| offshore wind floating power plant_1 | all | all | 2016 usd/kilowatt | 659 | 659 | 659 | 659 | 659 | 659 | 659 | 659 | 659
| offshore wind floating power plant_2 | all | all | 2016 usd/kilowatt | 516 | 516 | 516 | 516 | 516 | 516 | 516 | 516 | 516
| offshore wind floating power plant_3 | new england agg. | all | 2016 usd/kilowatt | 709 | 709 | 709 | 709 | 709 | 709 | 709 | 709 | 709
|  | new york agg. | all | 2016 usd/kilowatt | 738 | 738 | 738 | 738 | 738 | 738 | 738 | 738 | 738
| offshore wind floating power plant_4 | desert southwest agg. | all | 2016 usd/kilowatt | 1010 | 1010 | 1010 | 1010 | 1010 | 1010 | 1010 | 1010 | 1010
|  | louisiana and ozarks agg. | all | 2016 usd/kilowatt | 1010 | 1010 | 1010 | 1010 | 1010 | 1010 | 1010 | 1010 | 1010
|  | lower midwest agg. | all | 2016 usd/kilowatt | 1010 | 1010 | 1010 | 1010 | 1010 | 1010 | 1010 | 1010 | 1010
|  | mid-atlantic and great lakes agg. | all | 2016 usd/kilowatt | 524 | 524 | 524 | 524 | 524 | 524 | 524 | 524 | 524
|  | new england agg. | all | 2016 usd/kilowatt | 1104 | 1104 | 1104 | 1104 | 1104 | 1104 | 1104 | 1104 | 1104
|  | new york agg. | all | 2016 usd/kilowatt | 909 | 909 | 909 | 909 | 909 | 909 | 909 | 909 | 909
|  | pacific northwest agg. | all | 2016 usd/kilowatt | 350 | 350 | 350 | 350 | 350 | 350 | 350 | 350 | 350
|  | southeast agg. | all | 2016 usd/kilowatt | 650 | 650 | 650 | 650 | 650 | 650 | 650 | 650 | 650
|  | texas agg. | all | 2016 usd/kilowatt | 1010 | 1010 | 1010 | 1010 | 1010 | 1010 | 1010 | 1010 | 1010
| offshore wind floating power plant_5 | california agg. | all | 2016 usd/kilowatt | 422 | 422 | 422 | 422 | 422 | 422 | 422 | 422 | 422
|  | desert southwest agg. | all | 2016 usd/kilowatt | 878 | 878 | 878 | 878 | 878 | 878 | 878 | 878 | 878
|  | louisiana and ozarks agg. | all | 2016 usd/kilowatt | 1157 | 1157 | 1157 | 1157 | 1157 | 1157 | 1157 | 1157 | 1157
|  | lower midwest agg. | all | 2016 usd/kilowatt | 1157 | 1157 | 1157 | 1157 | 1157 | 1157 | 1157 | 1157 | 1157
|  | mid-atlantic and great lakes agg. | all | 2016 usd/kilowatt | 904 | 904 | 904 | 904 | 904 | 904 | 904 | 904 | 904
|  | new england agg. | all | 2016 usd/kilowatt | 1440 | 1440 | 1440 | 1440 | 1440 | 1440 | 1440 | 1440 | 1440
|  | new york agg. | all | 2016 usd/kilowatt | 1248 | 1248 | 1248 | 1248 | 1248 | 1248 | 1248 | 1248 | 1248
|  | pacific northwest agg. | all | 2016 usd/kilowatt | 337 | 337 | 337 | 337 | 337 | 337 | 337 | 337 | 337
|  | southeast agg. | all | 2016 usd/kilowatt | 1035 | 1035 | 1035 | 1035 | 1035 | 1035 | 1035 | 1035 | 1035
|  | texas agg. | all | 2016 usd/kilowatt | 1157 | 1157 | 1157 | 1157 | 1157 | 1157 | 1157 | 1157 | 1157
| offshore wind floating power plant_6 | california agg. | all | 2016 usd/kilowatt | 559 | 559 | 559 | 559 | 559 | 559 | 559 | 559 | 559
|  | desert southwest agg. | all | 2016 usd/kilowatt | 1018 | 1018 | 1018 | 1018 | 1018 | 1018 | 1018 | 1018 | 1018
|  | louisiana and ozarks agg. | all | 2016 usd/kilowatt | 897 | 897 | 897 | 897 | 897 | 897 | 897 | 897 | 897
|  | lower midwest agg. | all | 2016 usd/kilowatt | 1103 | 1103 | 1103 | 1103 | 1103 | 1103 | 1103 | 1103 | 1103
|  | mid-atlantic and great lakes agg. | all | 2016 usd/kilowatt | 1044 | 1044 | 1044 | 1044 | 1044 | 1044 | 1044 | 1044 | 1044
|  | new england agg. | all | 2016 usd/kilowatt | 1717 | 1717 | 1717 | 1717 | 1717 | 1717 | 1717 | 1717 | 1717
|  | new york agg. | all | 2016 usd/kilowatt | 1557 | 1557 | 1557 | 1557 | 1557 | 1557 | 1557 | 1557 | 1557
|  | pacific northwest agg. | all | 2016 usd/kilowatt | 487 | 487 | 487 | 487 | 487 | 487 | 487 | 487 | 487
|  | southeast agg. | all | 2016 usd/kilowatt | 1205 | 1205 | 1205 | 1205 | 1205 | 1205 | 1205 | 1205 | 1205
|  | texas agg. | all | 2016 usd/kilowatt | 1298 | 1298 | 1298 | 1298 | 1298 | 1298 | 1298 | 1298 | 1298
| offshore wind floating power plant_7 | california agg. | all | 2016 usd/kilowatt | 588 | 588 | 588 | 588 | 588 | 588 | 588 | 588 | 588
|  | desert southwest agg. | all | 2016 usd/kilowatt | 1115 | 1115 | 1115 | 1115 | 1115 | 1115 | 1115 | 1115 | 1115
|  | florida agg. | all | 2016 usd/kilowatt | 625 | 625 | 625 | 625 | 625 | 625 | 625 | 625 | 625
|  | louisiana and ozarks agg. | all | 2016 usd/kilowatt | 1315 | 1315 | 1315 | 1315 | 1315 | 1315 | 1315 | 1315 | 1315
|  | lower midwest agg. | all | 2016 usd/kilowatt | 1377 | 1377 | 1377 | 1377 | 1377 | 1377 | 1377 | 1377 | 1377
|  | mid-atlantic and great lakes agg. | all | 2016 usd/kilowatt | 1145 | 1145 | 1145 | 1145 | 1145 | 1145 | 1145 | 1145 | 1145
|  | new england agg. | all | 2016 usd/kilowatt | 1941 | 1941 | 1941 | 1941 | 1941 | 1941 | 1941 | 1941 | 1941
|  | new york agg. | all | 2016 usd/kilowatt | 1426 | 1426 | 1426 | 1426 | 1426 | 1426 | 1426 | 1426 | 1426
|  | pacific northwest agg. | all | 2016 usd/kilowatt | 601 | 601 | 601 | 601 | 601 | 601 | 601 | 601 | 601
|  | southeast agg. | all | 2016 usd/kilowatt | 1298 | 1298 | 1298 | 1298 | 1298 | 1298 | 1298 | 1298 | 1298
|  | texas agg. | all | 2016 usd/kilowatt | 1437 | 1437 | 1437 | 1437 | 1437 | 1437 | 1437 | 1437 | 1437
| offshore wind floating power plant_8 | california agg. | all | 2016 usd/kilowatt | 621 | 621 | 621 | 621 | 621 | 621 | 621 | 621 | 621
|  | desert southwest agg. | all | 2016 usd/kilowatt | 1246 | 1246 | 1246 | 1246 | 1246 | 1246 | 1246 | 1246 | 1246
|  | florida agg. | all | 2016 usd/kilowatt | 915 | 915 | 915 | 915 | 915 | 915 | 915 | 915 | 915
|  | louisiana and ozarks agg. | all | 2016 usd/kilowatt | 1477 | 1477 | 1477 | 1477 | 1477 | 1477 | 1477 | 1477 | 1477
|  | lower midwest agg. | all | 2016 usd/kilowatt | 1554 | 1554 | 1554 | 1554 | 1554 | 1554 | 1554 | 1554 | 1554
|  | pacific northwest agg. | all | 2016 usd/kilowatt | 808 | 808 | 808 | 808 | 808 | 808 | 808 | 808 | 808
|  | southeast agg. | all | 2016 usd/kilowatt | 1427 | 1427 | 1427 | 1427 | 1427 | 1427 | 1427 | 1427 | 1427
|  | texas agg. | all | 2016 usd/kilowatt | 1627 | 1627 | 1627 | 1627 | 1627 | 1627 | 1627 | 1627 | 1627
| onshore wind power plant_1 | california agg. | all | 2016 usd/kilowatt | 27 | 27 | 27 | 27 | 27 | 27 | 27 | 27 | 27
|  | desert southwest agg. | all | 2016 usd/kilowatt | 135 | 135 | 135 | 135 | 135 | 135 | 135 | 135 | 135
|  | louisiana and ozarks agg. | all | 2016 usd/kilowatt | 164 | 164 | 164 | 164 | 164 | 164 | 164 | 164 | 164
|  | lower midwest agg. | all | 2016 usd/kilowatt | 208 | 208 | 208 | 208 | 208 | 208 | 208 | 208 | 208
|  | mid-atlantic and great lakes agg. | all | 2016 usd/kilowatt | 93 | 93 | 93 | 93 | 93 | 93 | 93 | 93 | 93
|  | new england agg. | all | 2016 usd/kilowatt | 141 | 141 | 141 | 141 | 141 | 141 | 141 | 141 | 141
|  | new york agg. | all | 2016 usd/kilowatt | 81 | 81 | 81 | 81 | 81 | 81 | 81 | 81 | 81
|  | pacific northwest agg. | all | 2016 usd/kilowatt | 45 | 45 | 45 | 45 | 45 | 45 | 45 | 45 | 45
|  | rocky mountains agg. | all | 2016 usd/kilowatt | 101 | 101 | 101 | 101 | 101 | 101 | 101 | 101 | 101
|  | southeast agg. | all | 2016 usd/kilowatt | 44 | 44 | 44 | 44 | 44 | 44 | 44 | 44 | 44
|  | texas agg. | all | 2016 usd/kilowatt | 191 | 191 | 191 | 191 | 191 | 191 | 191 | 191 | 191
|  | upper midwest agg. | all | 2016 usd/kilowatt | 96 | 96 | 96 | 96 | 96 | 96 | 96 | 96 | 96
|  | utah/nevada agg. | all | 2016 usd/kilowatt | 46 | 46 | 46 | 46 | 46 | 46 | 46 | 46 | 46
| onshore wind power plant_2 | california agg. | all | 2016 usd/kilowatt | 76 | 76 | 76 | 76 | 76 | 76 | 76 | 76 | 76
|  | desert southwest agg. | all | 2016 usd/kilowatt | 177 | 177 | 177 | 177 | 177 | 177 | 177 | 177 | 177
|  | louisiana and ozarks agg. | all | 2016 usd/kilowatt | 108 | 108 | 108 | 108 | 108 | 108 | 108 | 108 | 108
|  | lower midwest agg. | all | 2016 usd/kilowatt | 241 | 241 | 241 | 241 | 241 | 241 | 241 | 241 | 241
|  | mid-atlantic and great lakes agg. | all | 2016 usd/kilowatt | 63 | 63 | 63 | 63 | 63 | 63 | 63 | 63 | 63
|  | new england agg. | all | 2016 usd/kilowatt | 225 | 225 | 225 | 225 | 225 | 225 | 225 | 225 | 225
|  | new york agg. | all | 2016 usd/kilowatt | 215 | 215 | 215 | 215 | 215 | 215 | 215 | 215 | 215
|  | pacific northwest agg. | all | 2016 usd/kilowatt | 49 | 49 | 49 | 49 | 49 | 49 | 49 | 49 | 49
|  | rocky mountains agg. | all | 2016 usd/kilowatt | 302 | 302 | 302 | 302 | 302 | 302 | 302 | 302 | 302
|  | southeast agg. | all | 2016 usd/kilowatt | 32 | 32 | 32 | 32 | 32 | 32 | 32 | 32 | 32
|  | texas agg. | all | 2016 usd/kilowatt | 225 | 225 | 225 | 225 | 225 | 225 | 225 | 225 | 225
|  | upper midwest agg. | all | 2016 usd/kilowatt | 117 | 117 | 117 | 117 | 117 | 117 | 117 | 117 | 117
|  | utah/nevada agg. | all | 2016 usd/kilowatt | 59 | 59 | 59 | 59 | 59 | 59 | 59 | 59 | 59
| onshore wind power plant_3 | desert southwest agg. | all | 2016 usd/kilowatt | 84 | 84 | 84 | 84 | 84 | 84 | 84 | 84 | 84
|  | louisiana and ozarks agg. | all | 2016 usd/kilowatt | 71 | 71 | 71 | 71 | 71 | 71 | 71 | 71 | 71
|  | lower midwest agg. | all | 2016 usd/kilowatt | 223 | 223 | 223 | 223 | 223 | 223 | 223 | 223 | 223
|  | mid-atlantic and great lakes agg. | all | 2016 usd/kilowatt | 72 | 72 | 72 | 72 | 72 | 72 | 72 | 72 | 72
|  | new england agg. | all | 2016 usd/kilowatt | 169 | 169 | 169 | 169 | 169 | 169 | 169 | 169 | 169
|  | new york agg. | all | 2016 usd/kilowatt | 153 | 153 | 153 | 153 | 153 | 153 | 153 | 153 | 153
|  | pacific northwest agg. | all | 2016 usd/kilowatt | 43 | 43 | 43 | 43 | 43 | 43 | 43 | 43 | 43
|  | rocky mountains agg. | all | 2016 usd/kilowatt | 301 | 301 | 301 | 301 | 301 | 301 | 301 | 301 | 301
|  | southeast agg. | all | 2016 usd/kilowatt | 27 | 27 | 27 | 27 | 27 | 27 | 27 | 27 | 27
|  | texas agg. | all | 2016 usd/kilowatt | 210 | 210 | 210 | 210 | 210 | 210 | 210 | 210 | 210
|  | upper midwest agg. | all | 2016 usd/kilowatt | 173 | 173 | 173 | 173 | 173 | 173 | 173 | 173 | 173
|  | utah/nevada agg. | all | 2016 usd/kilowatt | 63 | 63 | 63 | 63 | 63 | 63 | 63 | 63 | 63
| onshore wind power plant_4 | california agg. | all | 2016 usd/kilowatt | 39 | 39 | 39 | 39 | 39 | 39 | 39 | 39 | 39
|  | desert southwest agg. | all | 2016 usd/kilowatt | 82 | 82 | 82 | 82 | 82 | 82 | 82 | 82 | 82
|  | louisiana and ozarks agg. | all | 2016 usd/kilowatt | 111 | 111 | 111 | 111 | 111 | 111 | 111 | 111 | 111
|  | lower midwest agg. | all | 2016 usd/kilowatt | 225 | 225 | 225 | 225 | 225 | 225 | 225 | 225 | 225
|  | mid-atlantic and great lakes agg. | all | 2016 usd/kilowatt | 63 | 63 | 63 | 63 | 63 | 63 | 63 | 63 | 63
|  | new england agg. | all | 2016 usd/kilowatt | 164 | 164 | 164 | 164 | 164 | 164 | 164 | 164 | 164
|  | new york agg. | all | 2016 usd/kilowatt | 139 | 139 | 139 | 139 | 139 | 139 | 139 | 139 | 139
|  | pacific northwest agg. | all | 2016 usd/kilowatt | 54 | 54 | 54 | 54 | 54 | 54 | 54 | 54 | 54
|  | rocky mountains agg. | all | 2016 usd/kilowatt | 300 | 300 | 300 | 300 | 300 | 300 | 300 | 300 | 300
|  | southeast agg. | all | 2016 usd/kilowatt | 41 | 41 | 41 | 41 | 41 | 41 | 41 | 41 | 41
|  | texas agg. | all | 2016 usd/kilowatt | 230 | 230 | 230 | 230 | 230 | 230 | 230 | 230 | 230
|  | upper midwest agg. | all | 2016 usd/kilowatt | 192 | 192 | 192 | 192 | 192 | 192 | 192 | 192 | 192
|  | utah/nevada agg. | all | 2016 usd/kilowatt | 41 | 41 | 41 | 41 | 41 | 41 | 41 | 41 | 41
| onshore wind power plant_5 | california agg. | all | 2016 usd/kilowatt | 66 | 66 | 66 | 66 | 66 | 66 | 66 | 66 | 66
|  | desert southwest agg. | all | 2016 usd/kilowatt | 94 | 94 | 94 | 94 | 94 | 94 | 94 | 94 | 94
|  | louisiana and ozarks agg. | all | 2016 usd/kilowatt | 163 | 163 | 163 | 163 | 163 | 163 | 163 | 163 | 163
|  | lower midwest agg. | all | 2016 usd/kilowatt | 233 | 233 | 233 | 233 | 233 | 233 | 233 | 233 | 233
|  | mid-atlantic and great lakes agg. | all | 2016 usd/kilowatt | 121 | 121 | 121 | 121 | 121 | 121 | 121 | 121 | 121
|  | new england agg. | all | 2016 usd/kilowatt | 174 | 174 | 174 | 174 | 174 | 174 | 174 | 174 | 174
|  | new york agg. | all | 2016 usd/kilowatt | 180 | 180 | 180 | 180 | 180 | 180 | 180 | 180 | 180
|  | pacific northwest agg. | all | 2016 usd/kilowatt | 66 | 66 | 66 | 66 | 66 | 66 | 66 | 66 | 66
|  | rocky mountains agg. | all | 2016 usd/kilowatt | 311 | 311 | 311 | 311 | 311 | 311 | 311 | 311 | 311
|  | southeast agg. | all | 2016 usd/kilowatt | 75 | 75 | 75 | 75 | 75 | 75 | 75 | 75 | 75
|  | texas agg. | all | 2016 usd/kilowatt | 262 | 262 | 262 | 262 | 262 | 262 | 262 | 262 | 262
|  | upper midwest agg. | all | 2016 usd/kilowatt | 202 | 202 | 202 | 202 | 202 | 202 | 202 | 202 | 202
|  | utah/nevada agg. | all | 2016 usd/kilowatt | 81 | 81 | 81 | 81 | 81 | 81 | 81 | 81 | 81
| onshore wind power plant_6 | california agg. | all | 2016 usd/kilowatt | 117 | 117 | 117 | 117 | 117 | 117 | 117 | 117 | 117
|  | desert southwest agg. | all | 2016 usd/kilowatt | 145 | 145 | 145 | 145 | 145 | 145 | 145 | 145 | 145
|  | hawaii agg. | all | 2016 usd/kilowatt | 175 | 175 | 175 | 175 | 175 | 175 | 175 | 175 | 175
|  | louisiana and ozarks agg. | all | 2016 usd/kilowatt | 153 | 153 | 153 | 153 | 153 | 153 | 153 | 153 | 153
|  | lower midwest agg. | all | 2016 usd/kilowatt | 236 | 236 | 236 | 236 | 236 | 236 | 236 | 236 | 236
|  | mid-atlantic and great lakes agg. | all | 2016 usd/kilowatt | 168 | 168 | 168 | 168 | 168 | 168 | 168 | 168 | 168
|  | new england agg. | all | 2016 usd/kilowatt | 183 | 183 | 183 | 183 | 183 | 183 | 183 | 183 | 183
|  | new york agg. | all | 2016 usd/kilowatt | 220 | 220 | 220 | 220 | 220 | 220 | 220 | 220 | 220
|  | pacific northwest agg. | all | 2016 usd/kilowatt | 84 | 84 | 84 | 84 | 84 | 84 | 84 | 84 | 84
|  | rocky mountains agg. | all | 2016 usd/kilowatt | 368 | 368 | 368 | 368 | 368 | 368 | 368 | 368 | 368
|  | southeast agg. | all | 2016 usd/kilowatt | 46 | 46 | 46 | 46 | 46 | 46 | 46 | 46 | 46
|  | texas agg. | all | 2016 usd/kilowatt | 259 | 259 | 259 | 259 | 259 | 259 | 259 | 259 | 259
|  | upper midwest agg. | all | 2016 usd/kilowatt | 222 | 222 | 222 | 222 | 222 | 222 | 222 | 222 | 222
|  | utah/nevada agg. | all | 2016 usd/kilowatt | 127 | 127 | 127 | 127 | 127 | 127 | 127 | 127 | 127
| onshore wind power plant_7 | alaska agg. | all | 2016 usd/kilowatt | 228 | 228 | 228 | 228 | 228 | 228 | 228 | 228 | 228
|  | california agg. | all | 2016 usd/kilowatt | 146 | 146 | 146 | 146 | 146 | 146 | 146 | 146 | 146
|  | desert southwest agg. | all | 2016 usd/kilowatt | 266 | 266 | 266 | 266 | 266 | 266 | 266 | 266 | 266
|  | louisiana and ozarks agg. | all | 2016 usd/kilowatt | 210 | 210 | 210 | 210 | 210 | 210 | 210 | 210 | 210
|  | lower midwest agg. | all | 2016 usd/kilowatt | 274 | 274 | 274 | 274 | 274 | 274 | 274 | 274 | 274
|  | mid-atlantic and great lakes agg. | all | 2016 usd/kilowatt | 188 | 188 | 188 | 188 | 188 | 188 | 188 | 188 | 188
|  | new england agg. | all | 2016 usd/kilowatt | 214 | 214 | 214 | 214 | 214 | 214 | 214 | 214 | 214
|  | new york agg. | all | 2016 usd/kilowatt | 406 | 406 | 406 | 406 | 406 | 406 | 406 | 406 | 406
|  | pacific northwest agg. | all | 2016 usd/kilowatt | 164 | 164 | 164 | 164 | 164 | 164 | 164 | 164 | 164
|  | rocky mountains agg. | all | 2016 usd/kilowatt | 347 | 347 | 347 | 347 | 347 | 347 | 347 | 347 | 347
|  | southeast agg. | all | 2016 usd/kilowatt | 123 | 123 | 123 | 123 | 123 | 123 | 123 | 123 | 123
|  | texas agg. | all | 2016 usd/kilowatt | 270 | 270 | 270 | 270 | 270 | 270 | 270 | 270 | 270
|  | upper midwest agg. | all | 2016 usd/kilowatt | 254 | 254 | 254 | 254 | 254 | 254 | 254 | 254 | 254
|  | utah/nevada agg. | all | 2016 usd/kilowatt | 298 | 298 | 298 | 298 | 298 | 298 | 298 | 298 | 298
| transmission-sited solar pv power plant_1 | california agg. | all | 2016 usd/kilowatt | 77 | 77 | 77 | 77 | 77 | 77 | 77 | 77 | 77
|  | desert southwest agg. | all | 2016 usd/kilowatt | 105 | 105 | 105 | 105 | 105 | 105 | 105 | 105 | 105
|  | florida agg. | all | 2016 usd/kilowatt | 9 | 9 | 9 | 9 | 9 | 9 | 9 | 9 | 9
|  | louisiana and ozarks agg. | all | 2016 usd/kilowatt | 163 | 163 | 163 | 163 | 163 | 163 | 163 | 163 | 163
|  | lower midwest agg. | all | 2016 usd/kilowatt | 158 | 158 | 158 | 158 | 158 | 158 | 158 | 158 | 158
|  | pacific northwest agg. | all | 2016 usd/kilowatt | 77 | 77 | 77 | 77 | 77 | 77 | 77 | 77 | 77
|  | rocky mountains agg. | all | 2016 usd/kilowatt | 428 | 428 | 428 | 428 | 428 | 428 | 428 | 428 | 428
|  | southeast agg. | all | 2016 usd/kilowatt | 9 | 9 | 9 | 9 | 9 | 9 | 9 | 9 | 9
|  | texas agg. | all | 2016 usd/kilowatt | 163 | 163 | 163 | 163 | 163 | 163 | 163 | 163 | 163
|  | utah/nevada agg. | all | 2016 usd/kilowatt | 74 | 74 | 74 | 74 | 74 | 74 | 74 | 74 | 74
| transmission-sited solar pv power plant_2 | california agg. | all | 2016 usd/kilowatt | 106 | 106 | 106 | 106 | 106 | 106 | 106 | 106 | 106
|  | desert southwest agg. | all | 2016 usd/kilowatt | 105 | 105 | 105 | 105 | 105 | 105 | 105 | 105 | 105
|  | florida agg. | all | 2016 usd/kilowatt | 101 | 101 | 101 | 101 | 101 | 101 | 101 | 101 | 101
|  | louisiana and ozarks agg. | all | 2016 usd/kilowatt | 114 | 114 | 114 | 114 | 114 | 114 | 114 | 114 | 114
|  | lower midwest agg. | all | 2016 usd/kilowatt | 126 | 126 | 126 | 126 | 126 | 126 | 126 | 126 | 126
|  | mid-atlantic and great lakes agg. | all | 2016 usd/kilowatt | 42 | 42 | 42 | 42 | 42 | 42 | 42 | 42 | 42
|  | pacific northwest agg. | all | 2016 usd/kilowatt | 151 | 151 | 151 | 151 | 151 | 151 | 151 | 151 | 151
|  | rocky mountains agg. | all | 2016 usd/kilowatt | 174 | 174 | 174 | 174 | 174 | 174 | 174 | 174 | 174
|  | southeast agg. | all | 2016 usd/kilowatt | 98 | 98 | 98 | 98 | 98 | 98 | 98 | 98 | 98
|  | texas agg. | all | 2016 usd/kilowatt | 116 | 116 | 116 | 116 | 116 | 116 | 116 | 116 | 116
|  | upper midwest agg. | all | 2016 usd/kilowatt | 118 | 118 | 118 | 118 | 118 | 118 | 118 | 118 | 118
|  | utah/nevada agg. | all | 2016 usd/kilowatt | 163 | 163 | 163 | 163 | 163 | 163 | 163 | 163 | 163
| transmission-sited solar pv power plant_3 | alaska agg. | all | 2016 usd/kilowatt | 73 | 73 | 73 | 73 | 73 | 73 | 73 | 73 | 73
|  | california agg. | all | 2016 usd/kilowatt | 45 | 45 | 45 | 45 | 45 | 45 | 45 | 45 | 45
|  | desert southwest agg. | all | 2016 usd/kilowatt | 140 | 140 | 140 | 140 | 140 | 140 | 140 | 140 | 140
|  | hawaii agg. | all | 2016 usd/kilowatt | 73 | 73 | 73 | 73 | 73 | 73 | 73 | 73 | 73
|  | louisiana and ozarks agg. | all | 2016 usd/kilowatt | 70 | 70 | 70 | 70 | 70 | 70 | 70 | 70 | 70
|  | lower midwest agg. | all | 2016 usd/kilowatt | 71 | 71 | 71 | 71 | 71 | 71 | 71 | 71 | 71
|  | mid-atlantic and great lakes agg. | all | 2016 usd/kilowatt | 69 | 69 | 69 | 69 | 69 | 69 | 69 | 69 | 69
|  | new england agg. | all | 2016 usd/kilowatt | 59 | 59 | 59 | 59 | 59 | 59 | 59 | 59 | 59
|  | new york agg. | all | 2016 usd/kilowatt | 55 | 55 | 55 | 55 | 55 | 55 | 55 | 55 | 55
|  | pacific northwest agg. | all | 2016 usd/kilowatt | 56 | 56 | 56 | 56 | 56 | 56 | 56 | 56 | 56
|  | rocky mountains agg. | all | 2016 usd/kilowatt | 35 | 35 | 35 | 35 | 35 | 35 | 35 | 35 | 35
|  | southeast agg. | all | 2016 usd/kilowatt | 45 | 45 | 45 | 45 | 45 | 45 | 45 | 45 | 45
|  | upper midwest agg. | all | 2016 usd/kilowatt | 104 | 104 | 104 | 104 | 104 | 104 | 104 | 104 | 104
|  | utah/nevada agg. | all | 2016 usd/kilowatt | 129 | 129 | 129 | 129 | 129 | 129 | 129 | 129 | 129
| transmission-sited solar pv power plant_4 | california agg. | all | 2016 usd/kilowatt | 407 | 407 | 407 | 407 | 407 | 407 | 407 | 407 | 407
|  | desert southwest agg. | all | 2016 usd/kilowatt | 218 | 218 | 218 | 218 | 218 | 218 | 218 | 218 | 218
|  | florida agg. | all | 2016 usd/kilowatt | 21 | 21 | 21 | 21 | 21 | 21 | 21 | 21 | 21
|  | louisiana and ozarks agg. | all | 2016 usd/kilowatt | 241 | 241 | 241 | 241 | 241 | 241 | 241 | 241 | 241
|  | lower midwest agg. | all | 2016 usd/kilowatt | 239 | 239 | 239 | 239 | 239 | 239 | 239 | 239 | 239
|  | pacific northwest agg. | all | 2016 usd/kilowatt | 407 | 407 | 407 | 407 | 407 | 407 | 407 | 407 | 407
|  | rocky mountains agg. | all | 2016 usd/kilowatt | 433 | 433 | 433 | 433 | 433 | 433 | 433 | 433 | 433
|  | southeast agg. | all | 2016 usd/kilowatt | 21 | 21 | 21 | 21 | 21 | 21 | 21 | 21 | 21
|  | texas agg. | all | 2016 usd/kilowatt | 241 | 241 | 241 | 241 | 241 | 241 | 241 | 241 | 241
|  | utah/nevada agg. | all | 2016 usd/kilowatt | 347 | 347 | 347 | 347 | 347 | 347 | 347 | 347 | 347
| transmission-sited solar pv power plant_5 | california agg. | all | 2016 usd/kilowatt | 336 | 336 | 336 | 336 | 336 | 336 | 336 | 336 | 336
|  | desert southwest agg. | all | 2016 usd/kilowatt | 243 | 243 | 243 | 243 | 243 | 243 | 243 | 243 | 243
|  | florida agg. | all | 2016 usd/kilowatt | 216 | 216 | 216 | 216 | 216 | 216 | 216 | 216 | 216
|  | louisiana and ozarks agg. | all | 2016 usd/kilowatt | 209 | 209 | 209 | 209 | 209 | 209 | 209 | 209 | 209
|  | lower midwest agg. | all | 2016 usd/kilowatt | 211 | 211 | 211 | 211 | 211 | 211 | 211 | 211 | 211
|  | mid-atlantic and great lakes agg. | all | 2016 usd/kilowatt | 337 | 337 | 337 | 337 | 337 | 337 | 337 | 337 | 337
|  | pacific northwest agg. | all | 2016 usd/kilowatt | 261 | 261 | 261 | 261 | 261 | 261 | 261 | 261 | 261
|  | rocky mountains agg. | all | 2016 usd/kilowatt | 262 | 262 | 262 | 262 | 262 | 262 | 262 | 262 | 262
|  | southeast agg. | all | 2016 usd/kilowatt | 250 | 250 | 250 | 250 | 250 | 250 | 250 | 250 | 250
|  | texas agg. | all | 2016 usd/kilowatt | 199 | 199 | 199 | 199 | 199 | 199 | 199 | 199 | 199
|  | upper midwest agg. | all | 2016 usd/kilowatt | 217 | 217 | 217 | 217 | 217 | 217 | 217 | 217 | 217
|  | utah/nevada agg. | all | 2016 usd/kilowatt | 306 | 306 | 306 | 306 | 306 | 306 | 306 | 306 | 306
| transmission-sited solar pv power plant_6 | california agg. | all | 2016 usd/kilowatt | 660 | 660 | 660 | 660 | 660 | 660 | 660 | 660 | 660
|  | desert southwest agg. | all | 2016 usd/kilowatt | 471 | 471 | 471 | 471 | 471 | 471 | 471 | 471 | 471
|  | louisiana and ozarks agg. | all | 2016 usd/kilowatt | 132 | 132 | 132 | 132 | 132 | 132 | 132 | 132 | 132
|  | lower midwest agg. | all | 2016 usd/kilowatt | 174 | 174 | 174 | 174 | 174 | 174 | 174 | 174 | 174
|  | mid-atlantic and great lakes agg. | all | 2016 usd/kilowatt | 152 | 152 | 152 | 152 | 152 | 152 | 152 | 152 | 152
|  | new england agg. | all | 2016 usd/kilowatt | 182 | 182 | 182 | 182 | 182 | 182 | 182 | 182 | 182
|  | new york agg. | all | 2016 usd/kilowatt | 390 | 390 | 390 | 390 | 390 | 390 | 390 | 390 | 390
|  | pacific northwest agg. | all | 2016 usd/kilowatt | 140 | 140 | 140 | 140 | 140 | 140 | 140 | 140 | 140
|  | rocky mountains agg. | all | 2016 usd/kilowatt | 121 | 121 | 121 | 121 | 121 | 121 | 121 | 121 | 121
|  | southeast agg. | all | 2016 usd/kilowatt | 124 | 124 | 124 | 124 | 124 | 124 | 124 | 124 | 124
|  | upper midwest agg. | all | 2016 usd/kilowatt | 177 | 177 | 177 | 177 | 177 | 177 | 177 | 177 | 177
|  | utah/nevada agg. | all | 2016 usd/kilowatt | 269 | 269 | 269 | 269 | 269 | 269 | 269 | 269 | 269

## generator_lcoe
tech | zone | vintage | unit | REF | E+ | E- | E+ RE+ | E+ RE- | E+ B+ | E- B+ | E+ RE+ B+ | E+ RE- B+ | cover | Notes:
geothermal power plant_1 | alaska agg. | 2020 | 2016 usd/megawatt_hour | 77 | 77 | 77 | 77 | 77 | 77 | 77 | 77 | 77 |  | LCOE only calculated here for renewables
|  | 2025 | 2016 usd/megawatt_hour | 76 | 76 | 76 | 76 | 76 | 76 | 76 | 76 | 76 |  | LCOE includes capital cost, O&M, and transmission interconnection cost
|  | 2030 | 2016 usd/megawatt_hour | 76 | 76 | 76 | 76 | 76 | 76 | 76 | 76 | 76 |  | An inflation factor of 4% was used to convert 2016 dollars (seen here) to 2018 dollars (shown elsewhere in the outputs)
|  | 2035 | 2016 usd/megawatt_hour | 75 | 75 | 75 | 75 | 75 | 75 | 75 | 75 | 75
|  | 2040 | 2016 usd/megawatt_hour | 75 | 75 | 75 | 75 | 75 | 75 | 75 | 75 | 75
|  | 2045 | 2016 usd/megawatt_hour | 74 | 74 | 74 | 74 | 74 | 74 | 74 | 74 | 74
|  | 2050 | 2016 usd/megawatt_hour | 73 | 73 | 73 | 73 | 73 | 73 | 73 | 73 | 73
| california agg. | 2020 | 2016 usd/megawatt_hour | 77 | 77 | 77 | 77 | 77 | 77 | 77 | 77 | 77
|  | 2025 | 2016 usd/megawatt_hour | 76 | 76 | 76 | 76 | 76 | 76 | 76 | 76 | 76
|  | 2030 | 2016 usd/megawatt_hour | 76 | 76 | 76 | 76 | 76 | 76 | 76 | 76 | 76
|  | 2035 | 2016 usd/megawatt_hour | 75 | 75 | 75 | 75 | 75 | 75 | 75 | 75 | 75
|  | 2040 | 2016 usd/megawatt_hour | 75 | 75 | 75 | 75 | 75 | 75 | 75 | 75 | 75
|  | 2045 | 2016 usd/megawatt_hour | 74 | 74 | 74 | 74 | 74 | 74 | 74 | 74 | 74
|  | 2050 | 2016 usd/megawatt_hour | 73 | 73 | 73 | 73 | 73 | 73 | 73 | 73 | 73
| desert southwest agg. | 2020 | 2016 usd/megawatt_hour | 77 | 77 | 77 | 77 | 77 | 77 | 77 | 77 | 77
|  | 2025 | 2016 usd/megawatt_hour | 76 | 76 | 76 | 76 | 76 | 76 | 76 | 76 | 76
|  | 2030 | 2016 usd/megawatt_hour | 76 | 76 | 76 | 76 | 76 | 76 | 76 | 76 | 76
|  | 2035 | 2016 usd/megawatt_hour | 75 | 75 | 75 | 75 | 75 | 75 | 75 | 75 | 75
|  | 2040 | 2016 usd/megawatt_hour | 75 | 75 | 75 | 75 | 75 | 75 | 75 | 75 | 75
|  | 2045 | 2016 usd/megawatt_hour | 74 | 74 | 74 | 74 | 74 | 74 | 74 | 74 | 74
|  | 2050 | 2016 usd/megawatt_hour | 73 | 73 | 73 | 73 | 73 | 73 | 73 | 73 | 73
| hawaii agg. | 2020 | 2016 usd/megawatt_hour | 77 | 77 | 77 | 77 | 77 | 77 | 77 | 77 | 77
|  | 2025 | 2016 usd/megawatt_hour | 76 | 76 | 76 | 76 | 76 | 76 | 76 | 76 | 76
|  | 2030 | 2016 usd/megawatt_hour | 76 | 76 | 76 | 76 | 76 | 76 | 76 | 76 | 76
|  | 2035 | 2016 usd/megawatt_hour | 75 | 75 | 75 | 75 | 75 | 75 | 75 | 75 | 75
|  | 2040 | 2016 usd/megawatt_hour | 75 | 75 | 75 | 75 | 75 | 75 | 75 | 75 | 75
|  | 2045 | 2016 usd/megawatt_hour | 74 | 74 | 74 | 74 | 74 | 74 | 74 | 74 | 74
|  | 2050 | 2016 usd/megawatt_hour | 73 | 73 | 73 | 73 | 73 | 73 | 73 | 73 | 73
| lower midwest agg. | 2020 | 2016 usd/megawatt_hour | 77 | 77 | 77 | 77 | 77 | 77 | 77 | 77 | 77
|  | 2025 | 2016 usd/megawatt_hour | 76 | 76 | 76 | 76 | 76 | 76 | 76 | 76 | 76
|  | 2030 | 2016 usd/megawatt_hour | 76 | 76 | 76 | 76 | 76 | 76 | 76 | 76 | 76
|  | 2035 | 2016 usd/megawatt_hour | 75 | 75 | 75 | 75 | 75 | 75 | 75 | 75 | 75
|  | 2040 | 2016 usd/megawatt_hour | 75 | 75 | 75 | 75 | 75 | 75 | 75 | 75 | 75
|  | 2045 | 2016 usd/megawatt_hour | 74 | 74 | 74 | 74 | 74 | 74 | 74 | 74 | 74
|  | 2050 | 2016 usd/megawatt_hour | 73 | 73 | 73 | 73 | 73 | 73 | 73 | 73 | 73
| pacific northwest agg. | 2020 | 2016 usd/megawatt_hour | 77 | 77 | 77 | 77 | 77 | 77 | 77 | 77 | 77
|  | 2025 | 2016 usd/megawatt_hour | 76 | 76 | 76 | 76 | 76 | 76 | 76 | 76 | 76
|  | 2030 | 2016 usd/megawatt_hour | 76 | 76 | 76 | 76 | 76 | 76 | 76 | 76 | 76
|  | 2035 | 2016 usd/megawatt_hour | 75 | 75 | 75 | 75 | 75 | 75 | 75 | 75 | 75
|  | 2040 | 2016 usd/megawatt_hour | 75 | 75 | 75 | 75 | 75 | 75 | 75 | 75 | 75
|  | 2045 | 2016 usd/megawatt_hour | 74 | 74 | 74 | 74 | 74 | 74 | 74 | 74 | 74
|  | 2050 | 2016 usd/megawatt_hour | 73 | 73 | 73 | 73 | 73 | 73 | 73 | 73 | 73
| rocky mountains agg. | 2020 | 2016 usd/megawatt_hour | 77 | 77 | 77 | 77 | 77 | 77 | 77 | 77 | 77
|  | 2025 | 2016 usd/megawatt_hour | 76 | 76 | 76 | 76 | 76 | 76 | 76 | 76 | 76
|  | 2030 | 2016 usd/megawatt_hour | 76 | 76 | 76 | 76 | 76 | 76 | 76 | 76 | 76
|  | 2035 | 2016 usd/megawatt_hour | 75 | 75 | 75 | 75 | 75 | 75 | 75 | 75 | 75
|  | 2040 | 2016 usd/megawatt_hour | 75 | 75 | 75 | 75 | 75 | 75 | 75 | 75 | 75
|  | 2045 | 2016 usd/megawatt_hour | 74 | 74 | 74 | 74 | 74 | 74 | 74 | 74 | 74
|  | 2050 | 2016 usd/megawatt_hour | 73 | 73 | 73 | 73 | 73 | 73 | 73 | 73 | 73
| texas agg. | 2020 | 2016 usd/megawatt_hour | 77 | 77 | 77 | 77 | 77 | 77 | 77 | 77 | 77
|  | 2025 | 2016 usd/megawatt_hour | 76 | 76 | 76 | 76 | 76 | 76 | 76 | 76 | 76
|  | 2030 | 2016 usd/megawatt_hour | 76 | 76 | 76 | 76 | 76 | 76 | 76 | 76 | 76
|  | 2035 | 2016 usd/megawatt_hour | 75 | 75 | 75 | 75 | 75 | 75 | 75 | 75 | 75
|  | 2040 | 2016 usd/megawatt_hour | 75 | 75 | 75 | 75 | 75 | 75 | 75 | 75 | 75
|  | 2045 | 2016 usd/megawatt_hour | 74 | 74 | 74 | 74 | 74 | 74 | 74 | 74 | 74
|  | 2050 | 2016 usd/megawatt_hour | 73 | 73 | 73 | 73 | 73 | 73 | 73 | 73 | 73
| upper midwest agg. | 2020 | 2016 usd/megawatt_hour | 77 | 77 | 77 | 77 | 77 | 77 | 77 | 77 | 77
|  | 2025 | 2016 usd/megawatt_hour | 76 | 76 | 76 | 76 | 76 | 76 | 76 | 76 | 76
|  | 2030 | 2016 usd/megawatt_hour | 76 | 76 | 76 | 76 | 76 | 76 | 76 | 76 | 76
|  | 2035 | 2016 usd/megawatt_hour | 75 | 75 | 75 | 75 | 75 | 75 | 75 | 75 | 75
|  | 2040 | 2016 usd/megawatt_hour | 75 | 75 | 75 | 75 | 75 | 75 | 75 | 75 | 75
|  | 2045 | 2016 usd/megawatt_hour | 74 | 74 | 74 | 74 | 74 | 74 | 74 | 74 | 74
|  | 2050 | 2016 usd/megawatt_hour | 73 | 73 | 73 | 73 | 73 | 73 | 73 | 73 | 73
| utah/nevada agg. | 2020 | 2016 usd/megawatt_hour | 77 | 77 | 77 | 77 | 77 | 77 | 77 | 77 | 77
|  | 2025 | 2016 usd/megawatt_hour | 76 | 76 | 76 | 76 | 76 | 76 | 76 | 76 | 76
|  | 2030 | 2016 usd/megawatt_hour | 76 | 76 | 76 | 76 | 76 | 76 | 76 | 76 | 76
|  | 2035 | 2016 usd/megawatt_hour | 75 | 75 | 75 | 75 | 75 | 75 | 75 | 75 | 75
|  | 2040 | 2016 usd/megawatt_hour | 75 | 75 | 75 | 75 | 75 | 75 | 75 | 75 | 75
|  | 2045 | 2016 usd/megawatt_hour | 74 | 74 | 74 | 74 | 74 | 74 | 74 | 74 | 74
|  | 2050 | 2016 usd/megawatt_hour | 73 | 73 | 73 | 73 | 73 | 73 | 73 | 73 | 73
offshore wind fixed power plant_1 | desert southwest agg. | 2020 | 2016 usd/megawatt_hour | 94 | 94 | 94 | 94 | 94 | 94 | 94 | 94 | 94
|  | 2025 | 2016 usd/megawatt_hour | 87 | 87 | 87 | 87 | 87 | 87 | 87 | 87 | 87
|  | 2030 | 2016 usd/megawatt_hour | 76 | 76 | 76 | 76 | 76 | 76 | 76 | 76 | 76
|  | 2035 | 2016 usd/megawatt_hour | 59 | 59 | 59 | 59 | 59 | 59 | 59 | 59 | 59
|  | 2040 | 2016 usd/megawatt_hour | 52 | 52 | 52 | 52 | 52 | 52 | 52 | 52 | 52
|  | 2045 | 2016 usd/megawatt_hour | 46 | 46 | 46 | 46 | 46 | 46 | 46 | 46 | 46
|  | 2050 | 2016 usd/megawatt_hour | 40 | 40 | 40 | 40 | 40 | 40 | 40 | 40 | 40
| louisiana and ozarks agg. | 2020 | 2016 usd/megawatt_hour | 87 | 87 | 87 | 87 | 87 | 87 | 87 | 87 | 87
|  | 2025 | 2016 usd/megawatt_hour | 80 | 80 | 80 | 80 | 80 | 80 | 80 | 80 | 80
|  | 2030 | 2016 usd/megawatt_hour | 68 | 68 | 68 | 68 | 68 | 68 | 68 | 68 | 68
|  | 2035 | 2016 usd/megawatt_hour | 52 | 52 | 52 | 52 | 52 | 52 | 52 | 52 | 52
|  | 2040 | 2016 usd/megawatt_hour | 45 | 45 | 45 | 45 | 45 | 45 | 45 | 45 | 45
|  | 2045 | 2016 usd/megawatt_hour | 39 | 39 | 39 | 39 | 39 | 39 | 39 | 39 | 39
|  | 2050 | 2016 usd/megawatt_hour | 34 | 34 | 34 | 34 | 34 | 34 | 34 | 34 | 34
| lower midwest agg. | 2020 | 2016 usd/megawatt_hour | 94 | 94 | 94 | 94 | 94 | 94 | 94 | 94 | 94
|  | 2025 | 2016 usd/megawatt_hour | 87 | 87 | 87 | 87 | 87 | 87 | 87 | 87 | 87
|  | 2030 | 2016 usd/megawatt_hour | 76 | 76 | 76 | 76 | 76 | 76 | 76 | 76 | 76
|  | 2035 | 2016 usd/megawatt_hour | 59 | 59 | 59 | 59 | 59 | 59 | 59 | 59 | 59
|  | 2040 | 2016 usd/megawatt_hour | 52 | 52 | 52 | 52 | 52 | 52 | 52 | 52 | 52
|  | 2045 | 2016 usd/megawatt_hour | 46 | 46 | 46 | 46 | 46 | 46 | 46 | 46 | 46
|  | 2050 | 2016 usd/megawatt_hour | 40 | 40 | 40 | 40 | 40 | 40 | 40 | 40 | 40
| mid-atlantic and great lakes agg. | 2020 | 2016 usd/megawatt_hour | 85 | 85 | 85 | 85 | 85 | 85 | 85 | 85 | 85
|  | 2025 | 2016 usd/megawatt_hour | 77 | 77 | 77 | 77 | 77 | 77 | 77 | 77 | 77
|  | 2030 | 2016 usd/megawatt_hour | 66 | 66 | 66 | 66 | 66 | 66 | 66 | 66 | 66
|  | 2035 | 2016 usd/megawatt_hour | 50 | 50 | 50 | 50 | 50 | 50 | 50 | 50 | 50
|  | 2040 | 2016 usd/megawatt_hour | 43 | 43 | 43 | 43 | 43 | 43 | 43 | 43 | 43
|  | 2045 | 2016 usd/megawatt_hour | 37 | 37 | 37 | 37 | 37 | 37 | 37 | 37 | 37
|  | 2050 | 2016 usd/megawatt_hour | 32 | 32 | 32 | 32 | 32 | 32 | 32 | 32 | 32
| new england agg. | 2020 | 2016 usd/megawatt_hour | 88 | 88 | 88 | 88 | 88 | 88 | 88 | 88 | 88
|  | 2025 | 2016 usd/megawatt_hour | 80 | 80 | 80 | 80 | 80 | 80 | 80 | 80 | 80
|  | 2030 | 2016 usd/megawatt_hour | 69 | 69 | 69 | 69 | 69 | 69 | 69 | 69 | 69
|  | 2035 | 2016 usd/megawatt_hour | 53 | 53 | 53 | 53 | 53 | 53 | 53 | 53 | 53
|  | 2040 | 2016 usd/megawatt_hour | 46 | 46 | 46 | 46 | 46 | 46 | 46 | 46 | 46
|  | 2045 | 2016 usd/megawatt_hour | 40 | 40 | 40 | 40 | 40 | 40 | 40 | 40 | 40
|  | 2050 | 2016 usd/megawatt_hour | 35 | 35 | 35 | 35 | 35 | 35 | 35 | 35 | 35
| new york agg. | 2020 | 2016 usd/megawatt_hour | 86 | 86 | 86 | 86 | 86 | 86 | 86 | 86 | 86
|  | 2025 | 2016 usd/megawatt_hour | 79 | 79 | 79 | 79 | 79 | 79 | 79 | 79 | 79
|  | 2030 | 2016 usd/megawatt_hour | 67 | 67 | 67 | 67 | 67 | 67 | 67 | 67 | 67
|  | 2035 | 2016 usd/megawatt_hour | 51 | 51 | 51 | 51 | 51 | 51 | 51 | 51 | 51
|  | 2040 | 2016 usd/megawatt_hour | 44 | 44 | 44 | 44 | 44 | 44 | 44 | 44 | 44
|  | 2045 | 2016 usd/megawatt_hour | 38 | 38 | 38 | 38 | 38 | 38 | 38 | 38 | 38
|  | 2050 | 2016 usd/megawatt_hour | 33 | 33 | 33 | 33 | 33 | 33 | 33 | 33 | 33
| texas agg. | 2020 | 2016 usd/megawatt_hour | 94 | 94 | 94 | 94 | 94 | 94 | 94 | 94 | 94
|  | 2025 | 2016 usd/megawatt_hour | 87 | 87 | 87 | 87 | 87 | 87 | 87 | 87 | 87
|  | 2030 | 2016 usd/megawatt_hour | 76 | 76 | 76 | 76 | 76 | 76 | 76 | 76 | 76
|  | 2035 | 2016 usd/megawatt_hour | 59 | 59 | 59 | 59 | 59 | 59 | 59 | 59 | 59
|  | 2040 | 2016 usd/megawatt_hour | 52 | 52 | 52 | 52 | 52 | 52 | 52 | 52 | 52
|  | 2045 | 2016 usd/megawatt_hour | 46 | 46 | 46 | 46 | 46 | 46 | 46 | 46 | 46
|  | 2050 | 2016 usd/megawatt_hour | 40 | 40 | 40 | 40 | 40 | 40 | 40 | 40 | 40
| upper midwest agg. | 2020 | 2016 usd/megawatt_hour | 86 | 86 | 86 | 86 | 86 | 86 | 86 | 86 | 86
|  | 2025 | 2016 usd/megawatt_hour | 79 | 79 | 79 | 79 | 79 | 79 | 79 | 79 | 79
|  | 2030 | 2016 usd/megawatt_hour | 68 | 68 | 68 | 68 | 68 | 68 | 68 | 68 | 68
|  | 2035 | 2016 usd/megawatt_hour | 51 | 51 | 51 | 51 | 51 | 51 | 51 | 51 | 51
|  | 2040 | 2016 usd/megawatt_hour | 44 | 44 | 44 | 44 | 44 | 44 | 44 | 44 | 44
|  | 2045 | 2016 usd/megawatt_hour | 38 | 38 | 38 | 38 | 38 | 38 | 38 | 38 | 38
|  | 2050 | 2016 usd/megawatt_hour | 33 | 33 | 33 | 33 | 33 | 33 | 33 | 33 | 33
offshore wind fixed power plant_2 | desert southwest agg. | 2020 | 2016 usd/megawatt_hour | 98 | 98 | 98 | 98 | 98 | 98 | 98 | 98 | 98
|  | 2025 | 2016 usd/megawatt_hour | 90 | 90 | 90 | 90 | 90 | 90 | 90 | 90 | 90
|  | 2030 | 2016 usd/megawatt_hour | 78 | 78 | 78 | 78 | 78 | 78 | 78 | 78 | 78
|  | 2035 | 2016 usd/megawatt_hour | 61 | 61 | 61 | 61 | 61 | 61 | 61 | 61 | 61
|  | 2040 | 2016 usd/megawatt_hour | 53 | 53 | 53 | 53 | 53 | 53 | 53 | 53 | 53
|  | 2045 | 2016 usd/megawatt_hour | 47 | 47 | 47 | 47 | 47 | 47 | 47 | 47 | 47
|  | 2050 | 2016 usd/megawatt_hour | 42 | 42 | 42 | 42 | 42 | 42 | 42 | 42 | 42
| louisiana and ozarks agg. | 2020 | 2016 usd/megawatt_hour | 92 | 92 | 92 | 92 | 92 | 92 | 92 | 92 | 92
|  | 2025 | 2016 usd/megawatt_hour | 84 | 84 | 84 | 84 | 84 | 84 | 84 | 84 | 84
|  | 2030 | 2016 usd/megawatt_hour | 73 | 73 | 73 | 73 | 73 | 73 | 73 | 73 | 73
|  | 2035 | 2016 usd/megawatt_hour | 56 | 56 | 56 | 56 | 56 | 56 | 56 | 56 | 56
|  | 2040 | 2016 usd/megawatt_hour | 48 | 48 | 48 | 48 | 48 | 48 | 48 | 48 | 48
|  | 2045 | 2016 usd/megawatt_hour | 42 | 42 | 42 | 42 | 42 | 42 | 42 | 42 | 42
|  | 2050 | 2016 usd/megawatt_hour | 37 | 37 | 37 | 37 | 37 | 37 | 37 | 37 | 37
| lower midwest agg. | 2020 | 2016 usd/megawatt_hour | 96 | 96 | 96 | 96 | 96 | 96 | 96 | 96 | 96
|  | 2025 | 2016 usd/megawatt_hour | 88 | 88 | 88 | 88 | 88 | 88 | 88 | 88 | 88
|  | 2030 | 2016 usd/megawatt_hour | 77 | 77 | 77 | 77 | 77 | 77 | 77 | 77 | 77
|  | 2035 | 2016 usd/megawatt_hour | 59 | 59 | 59 | 59 | 59 | 59 | 59 | 59 | 59
|  | 2040 | 2016 usd/megawatt_hour | 52 | 52 | 52 | 52 | 52 | 52 | 52 | 52 | 52
|  | 2045 | 2016 usd/megawatt_hour | 46 | 46 | 46 | 46 | 46 | 46 | 46 | 46 | 46
|  | 2050 | 2016 usd/megawatt_hour | 40 | 40 | 40 | 40 | 40 | 40 | 40 | 40 | 40
| mid-atlantic and great lakes agg. | 2020 | 2016 usd/megawatt_hour | 89 | 89 | 89 | 89 | 89 | 89 | 89 | 89 | 89
|  | 2025 | 2016 usd/megawatt_hour | 81 | 81 | 81 | 81 | 81 | 81 | 81 | 81 | 81
|  | 2030 | 2016 usd/megawatt_hour | 70 | 70 | 70 | 70 | 70 | 70 | 70 | 70 | 70
|  | 2035 | 2016 usd/megawatt_hour | 53 | 53 | 53 | 53 | 53 | 53 | 53 | 53 | 53
|  | 2040 | 2016 usd/megawatt_hour | 46 | 46 | 46 | 46 | 46 | 46 | 46 | 46 | 46
|  | 2045 | 2016 usd/megawatt_hour | 39 | 39 | 39 | 39 | 39 | 39 | 39 | 39 | 39
|  | 2050 | 2016 usd/megawatt_hour | 34 | 34 | 34 | 34 | 34 | 34 | 34 | 34 | 34
| new england agg. | 2020 | 2016 usd/megawatt_hour | 92 | 92 | 92 | 92 | 92 | 92 | 92 | 92 | 92
|  | 2025 | 2016 usd/megawatt_hour | 84 | 84 | 84 | 84 | 84 | 84 | 84 | 84 | 84
|  | 2030 | 2016 usd/megawatt_hour | 72 | 72 | 72 | 72 | 72 | 72 | 72 | 72 | 72
|  | 2035 | 2016 usd/megawatt_hour | 55 | 55 | 55 | 55 | 55 | 55 | 55 | 55 | 55
|  | 2040 | 2016 usd/megawatt_hour | 48 | 48 | 48 | 48 | 48 | 48 | 48 | 48 | 48
|  | 2045 | 2016 usd/megawatt_hour | 41 | 41 | 41 | 41 | 41 | 41 | 41 | 41 | 41
|  | 2050 | 2016 usd/megawatt_hour | 36 | 36 | 36 | 36 | 36 | 36 | 36 | 36 | 36
| new york agg. | 2020 | 2016 usd/megawatt_hour | 90 | 90 | 90 | 90 | 90 | 90 | 90 | 90 | 90
|  | 2025 | 2016 usd/megawatt_hour | 83 | 83 | 83 | 83 | 83 | 83 | 83 | 83 | 83
|  | 2030 | 2016 usd/megawatt_hour | 71 | 71 | 71 | 71 | 71 | 71 | 71 | 71 | 71
|  | 2035 | 2016 usd/megawatt_hour | 54 | 54 | 54 | 54 | 54 | 54 | 54 | 54 | 54
|  | 2040 | 2016 usd/megawatt_hour | 47 | 47 | 47 | 47 | 47 | 47 | 47 | 47 | 47
|  | 2045 | 2016 usd/megawatt_hour | 40 | 40 | 40 | 40 | 40 | 40 | 40 | 40 | 40
|  | 2050 | 2016 usd/megawatt_hour | 35 | 35 | 35 | 35 | 35 | 35 | 35 | 35 | 35
| southeast agg. | 2020 | 2016 usd/megawatt_hour | 91 | 91 | 91 | 91 | 91 | 91 | 91 | 91 | 91
|  | 2025 | 2016 usd/megawatt_hour | 83 | 83 | 83 | 83 | 83 | 83 | 83 | 83 | 83
|  | 2030 | 2016 usd/megawatt_hour | 71 | 71 | 71 | 71 | 71 | 71 | 71 | 71 | 71
|  | 2035 | 2016 usd/megawatt_hour | 55 | 55 | 55 | 55 | 55 | 55 | 55 | 55 | 55
|  | 2040 | 2016 usd/megawatt_hour | 47 | 47 | 47 | 47 | 47 | 47 | 47 | 47 | 47
|  | 2045 | 2016 usd/megawatt_hour | 41 | 41 | 41 | 41 | 41 | 41 | 41 | 41 | 41
|  | 2050 | 2016 usd/megawatt_hour | 35 | 35 | 35 | 35 | 35 | 35 | 35 | 35 | 35
| texas agg. | 2020 | 2016 usd/megawatt_hour | 98 | 98 | 98 | 98 | 98 | 98 | 98 | 98 | 98
|  | 2025 | 2016 usd/megawatt_hour | 90 | 90 | 90 | 90 | 90 | 90 | 90 | 90 | 90
|  | 2030 | 2016 usd/megawatt_hour | 78 | 78 | 78 | 78 | 78 | 78 | 78 | 78 | 78
|  | 2035 | 2016 usd/megawatt_hour | 61 | 61 | 61 | 61 | 61 | 61 | 61 | 61 | 61
|  | 2040 | 2016 usd/megawatt_hour | 53 | 53 | 53 | 53 | 53 | 53 | 53 | 53 | 53
|  | 2045 | 2016 usd/megawatt_hour | 47 | 47 | 47 | 47 | 47 | 47 | 47 | 47 | 47
|  | 2050 | 2016 usd/megawatt_hour | 42 | 42 | 42 | 42 | 42 | 42 | 42 | 42 | 42
| upper midwest agg. | 2020 | 2016 usd/megawatt_hour | 89 | 89 | 89 | 89 | 89 | 89 | 89 | 89 | 89
|  | 2025 | 2016 usd/megawatt_hour | 81 | 81 | 81 | 81 | 81 | 81 | 81 | 81 | 81
|  | 2030 | 2016 usd/megawatt_hour | 69 | 69 | 69 | 69 | 69 | 69 | 69 | 69 | 69
|  | 2035 | 2016 usd/megawatt_hour | 53 | 53 | 53 | 53 | 53 | 53 | 53 | 53 | 53
|  | 2040 | 2016 usd/megawatt_hour | 45 | 45 | 45 | 45 | 45 | 45 | 45 | 45 | 45
|  | 2045 | 2016 usd/megawatt_hour | 39 | 39 | 39 | 39 | 39 | 39 | 39 | 39 | 39
|  | 2050 | 2016 usd/megawatt_hour | 34 | 34 | 34 | 34 | 34 | 34 | 34 | 34 | 34
offshore wind fixed power plant_3 | desert southwest agg. | 2020 | 2016 usd/megawatt_hour | 101 | 101 | 101 | 101 | 101 | 101 | 101 | 101 | 101
|  | 2025 | 2016 usd/megawatt_hour | 93 | 93 | 93 | 93 | 93 | 93 | 93 | 93 | 93
|  | 2030 | 2016 usd/megawatt_hour | 81 | 81 | 81 | 81 | 81 | 81 | 81 | 81 | 81
|  | 2035 | 2016 usd/megawatt_hour | 63 | 63 | 63 | 63 | 63 | 63 | 63 | 63 | 63
|  | 2040 | 2016 usd/megawatt_hour | 55 | 55 | 55 | 55 | 55 | 55 | 55 | 55 | 55
|  | 2045 | 2016 usd/megawatt_hour | 48 | 48 | 48 | 48 | 48 | 48 | 48 | 48 | 48
|  | 2050 | 2016 usd/megawatt_hour | 43 | 43 | 43 | 43 | 43 | 43 | 43 | 43 | 43
| hawaii agg. | 2020 | 2016 usd/megawatt_hour | 94 | 94 | 94 | 94 | 94 | 94 | 94 | 94 | 94
|  | 2025 | 2016 usd/megawatt_hour | 86 | 86 | 86 | 86 | 86 | 86 | 86 | 86 | 86
|  | 2030 | 2016 usd/megawatt_hour | 74 | 74 | 74 | 74 | 74 | 74 | 74 | 74 | 74
|  | 2035 | 2016 usd/megawatt_hour | 57 | 57 | 57 | 57 | 57 | 57 | 57 | 57 | 57
|  | 2040 | 2016 usd/megawatt_hour | 49 | 49 | 49 | 49 | 49 | 49 | 49 | 49 | 49
|  | 2045 | 2016 usd/megawatt_hour | 42 | 42 | 42 | 42 | 42 | 42 | 42 | 42 | 42
|  | 2050 | 2016 usd/megawatt_hour | 37 | 37 | 37 | 37 | 37 | 37 | 37 | 37 | 37
| louisiana and ozarks agg. | 2020 | 2016 usd/megawatt_hour | 95 | 95 | 95 | 95 | 95 | 95 | 95 | 95 | 95
|  | 2025 | 2016 usd/megawatt_hour | 87 | 87 | 87 | 87 | 87 | 87 | 87 | 87 | 87
|  | 2030 | 2016 usd/megawatt_hour | 75 | 75 | 75 | 75 | 75 | 75 | 75 | 75 | 75
|  | 2035 | 2016 usd/megawatt_hour | 57 | 57 | 57 | 57 | 57 | 57 | 57 | 57 | 57
|  | 2040 | 2016 usd/megawatt_hour | 50 | 50 | 50 | 50 | 50 | 50 | 50 | 50 | 50
|  | 2045 | 2016 usd/megawatt_hour | 43 | 43 | 43 | 43 | 43 | 43 | 43 | 43 | 43
|  | 2050 | 2016 usd/megawatt_hour | 38 | 38 | 38 | 38 | 38 | 38 | 38 | 38 | 38
| lower midwest agg. | 2020 | 2016 usd/megawatt_hour | 99 | 99 | 99 | 99 | 99 | 99 | 99 | 99 | 99
|  | 2025 | 2016 usd/megawatt_hour | 91 | 91 | 91 | 91 | 91 | 91 | 91 | 91 | 91
|  | 2030 | 2016 usd/megawatt_hour | 79 | 79 | 79 | 79 | 79 | 79 | 79 | 79 | 79
|  | 2035 | 2016 usd/megawatt_hour | 61 | 61 | 61 | 61 | 61 | 61 | 61 | 61 | 61
|  | 2040 | 2016 usd/megawatt_hour | 53 | 53 | 53 | 53 | 53 | 53 | 53 | 53 | 53
|  | 2045 | 2016 usd/megawatt_hour | 47 | 47 | 47 | 47 | 47 | 47 | 47 | 47 | 47
|  | 2050 | 2016 usd/megawatt_hour | 41 | 41 | 41 | 41 | 41 | 41 | 41 | 41 | 41
| mid-atlantic and great lakes agg. | 2020 | 2016 usd/megawatt_hour | 94 | 94 | 94 | 94 | 94 | 94 | 94 | 94 | 94
|  | 2025 | 2016 usd/megawatt_hour | 85 | 85 | 85 | 85 | 85 | 85 | 85 | 85 | 85
|  | 2030 | 2016 usd/megawatt_hour | 73 | 73 | 73 | 73 | 73 | 73 | 73 | 73 | 73
|  | 2035 | 2016 usd/megawatt_hour | 56 | 56 | 56 | 56 | 56 | 56 | 56 | 56 | 56
|  | 2040 | 2016 usd/megawatt_hour | 48 | 48 | 48 | 48 | 48 | 48 | 48 | 48 | 48
|  | 2045 | 2016 usd/megawatt_hour | 42 | 42 | 42 | 42 | 42 | 42 | 42 | 42 | 42
|  | 2050 | 2016 usd/megawatt_hour | 36 | 36 | 36 | 36 | 36 | 36 | 36 | 36 | 36
| new england agg. | 2020 | 2016 usd/megawatt_hour | 95 | 95 | 95 | 95 | 95 | 95 | 95 | 95 | 95
|  | 2025 | 2016 usd/megawatt_hour | 86 | 86 | 86 | 86 | 86 | 86 | 86 | 86 | 86
|  | 2030 | 2016 usd/megawatt_hour | 74 | 74 | 74 | 74 | 74 | 74 | 74 | 74 | 74
|  | 2035 | 2016 usd/megawatt_hour | 57 | 57 | 57 | 57 | 57 | 57 | 57 | 57 | 57
|  | 2040 | 2016 usd/megawatt_hour | 49 | 49 | 49 | 49 | 49 | 49 | 49 | 49 | 49
|  | 2045 | 2016 usd/megawatt_hour | 43 | 43 | 43 | 43 | 43 | 43 | 43 | 43 | 43
|  | 2050 | 2016 usd/megawatt_hour | 37 | 37 | 37 | 37 | 37 | 37 | 37 | 37 | 37
| new york agg. | 2020 | 2016 usd/megawatt_hour | 93 | 93 | 93 | 93 | 93 | 93 | 93 | 93 | 93
|  | 2025 | 2016 usd/megawatt_hour | 85 | 85 | 85 | 85 | 85 | 85 | 85 | 85 | 85
|  | 2030 | 2016 usd/megawatt_hour | 73 | 73 | 73 | 73 | 73 | 73 | 73 | 73 | 73
|  | 2035 | 2016 usd/megawatt_hour | 56 | 56 | 56 | 56 | 56 | 56 | 56 | 56 | 56
|  | 2040 | 2016 usd/megawatt_hour | 48 | 48 | 48 | 48 | 48 | 48 | 48 | 48 | 48
|  | 2045 | 2016 usd/megawatt_hour | 42 | 42 | 42 | 42 | 42 | 42 | 42 | 42 | 42
|  | 2050 | 2016 usd/megawatt_hour | 36 | 36 | 36 | 36 | 36 | 36 | 36 | 36 | 36
| southeast agg. | 2020 | 2016 usd/megawatt_hour | 95 | 95 | 95 | 95 | 95 | 95 | 95 | 95 | 95
|  | 2025 | 2016 usd/megawatt_hour | 87 | 87 | 87 | 87 | 87 | 87 | 87 | 87 | 87
|  | 2030 | 2016 usd/megawatt_hour | 75 | 75 | 75 | 75 | 75 | 75 | 75 | 75 | 75
|  | 2035 | 2016 usd/megawatt_hour | 57 | 57 | 57 | 57 | 57 | 57 | 57 | 57 | 57
|  | 2040 | 2016 usd/megawatt_hour | 49 | 49 | 49 | 49 | 49 | 49 | 49 | 49 | 49
|  | 2045 | 2016 usd/megawatt_hour | 43 | 43 | 43 | 43 | 43 | 43 | 43 | 43 | 43
|  | 2050 | 2016 usd/megawatt_hour | 37 | 37 | 37 | 37 | 37 | 37 | 37 | 37 | 37
| texas agg. | 2020 | 2016 usd/megawatt_hour | 101 | 101 | 101 | 101 | 101 | 101 | 101 | 101 | 101
|  | 2025 | 2016 usd/megawatt_hour | 93 | 93 | 93 | 93 | 93 | 93 | 93 | 93 | 93
|  | 2030 | 2016 usd/megawatt_hour | 81 | 81 | 81 | 81 | 81 | 81 | 81 | 81 | 81
|  | 2035 | 2016 usd/megawatt_hour | 63 | 63 | 63 | 63 | 63 | 63 | 63 | 63 | 63
|  | 2040 | 2016 usd/megawatt_hour | 55 | 55 | 55 | 55 | 55 | 55 | 55 | 55 | 55
|  | 2045 | 2016 usd/megawatt_hour | 48 | 48 | 48 | 48 | 48 | 48 | 48 | 48 | 48
|  | 2050 | 2016 usd/megawatt_hour | 43 | 43 | 43 | 43 | 43 | 43 | 43 | 43 | 43
| upper midwest agg. | 2020 | 2016 usd/megawatt_hour | 91 | 91 | 91 | 91 | 91 | 91 | 91 | 91 | 91
|  | 2025 | 2016 usd/megawatt_hour | 83 | 83 | 83 | 83 | 83 | 83 | 83 | 83 | 83
|  | 2030 | 2016 usd/megawatt_hour | 71 | 71 | 71 | 71 | 71 | 71 | 71 | 71 | 71
|  | 2035 | 2016 usd/megawatt_hour | 54 | 54 | 54 | 54 | 54 | 54 | 54 | 54 | 54
|  | 2040 | 2016 usd/megawatt_hour | 47 | 47 | 47 | 47 | 47 | 47 | 47 | 47 | 47
|  | 2045 | 2016 usd/megawatt_hour | 40 | 40 | 40 | 40 | 40 | 40 | 40 | 40 | 40
|  | 2050 | 2016 usd/megawatt_hour | 34 | 34 | 34 | 34 | 34 | 34 | 34 | 34 | 34
offshore wind fixed power plant_4 | desert southwest agg. | 2020 | 2016 usd/megawatt_hour | 119 | 119 | 119 | 119 | 119 | 119 | 119 | 119 | 119
|  | 2025 | 2016 usd/megawatt_hour | 110 | 110 | 110 | 110 | 110 | 110 | 110 | 110 | 110
|  | 2030 | 2016 usd/megawatt_hour | 96 | 96 | 96 | 96 | 96 | 96 | 96 | 96 | 96
|  | 2035 | 2016 usd/megawatt_hour | 75 | 75 | 75 | 75 | 75 | 75 | 75 | 75 | 75
|  | 2040 | 2016 usd/megawatt_hour | 66 | 66 | 66 | 66 | 66 | 66 | 66 | 66 | 66
|  | 2045 | 2016 usd/megawatt_hour | 58 | 58 | 58 | 58 | 58 | 58 | 58 | 58 | 58
|  | 2050 | 2016 usd/megawatt_hour | 52 | 52 | 52 | 52 | 52 | 52 | 52 | 52 | 52
| florida agg. | 2020 | 2016 usd/megawatt_hour | 107 | 107 | 107 | 107 | 107 | 107 | 107 | 107 | 107
|  | 2025 | 2016 usd/megawatt_hour | 98 | 98 | 98 | 98 | 98 | 98 | 98 | 98 | 98
|  | 2030 | 2016 usd/megawatt_hour | 84 | 84 | 84 | 84 | 84 | 84 | 84 | 84 | 84
|  | 2035 | 2016 usd/megawatt_hour | 64 | 64 | 64 | 64 | 64 | 64 | 64 | 64 | 64
|  | 2040 | 2016 usd/megawatt_hour | 55 | 55 | 55 | 55 | 55 | 55 | 55 | 55 | 55
|  | 2045 | 2016 usd/megawatt_hour | 48 | 48 | 48 | 48 | 48 | 48 | 48 | 48 | 48
|  | 2050 | 2016 usd/megawatt_hour | 41 | 41 | 41 | 41 | 41 | 41 | 41 | 41 | 41
| louisiana and ozarks agg. | 2020 | 2016 usd/megawatt_hour | 115 | 115 | 115 | 115 | 115 | 115 | 115 | 115 | 115
|  | 2025 | 2016 usd/megawatt_hour | 105 | 105 | 105 | 105 | 105 | 105 | 105 | 105 | 105
|  | 2030 | 2016 usd/megawatt_hour | 91 | 91 | 91 | 91 | 91 | 91 | 91 | 91 | 91
|  | 2035 | 2016 usd/megawatt_hour | 71 | 71 | 71 | 71 | 71 | 71 | 71 | 71 | 71
|  | 2040 | 2016 usd/megawatt_hour | 62 | 62 | 62 | 62 | 62 | 62 | 62 | 62 | 62
|  | 2045 | 2016 usd/megawatt_hour | 54 | 54 | 54 | 54 | 54 | 54 | 54 | 54 | 54
|  | 2050 | 2016 usd/megawatt_hour | 48 | 48 | 48 | 48 | 48 | 48 | 48 | 48 | 48
| lower midwest agg. | 2020 | 2016 usd/megawatt_hour | 119 | 119 | 119 | 119 | 119 | 119 | 119 | 119 | 119
|  | 2025 | 2016 usd/megawatt_hour | 109 | 109 | 109 | 109 | 109 | 109 | 109 | 109 | 109
|  | 2030 | 2016 usd/megawatt_hour | 95 | 95 | 95 | 95 | 95 | 95 | 95 | 95 | 95
|  | 2035 | 2016 usd/megawatt_hour | 74 | 74 | 74 | 74 | 74 | 74 | 74 | 74 | 74
|  | 2040 | 2016 usd/megawatt_hour | 65 | 65 | 65 | 65 | 65 | 65 | 65 | 65 | 65
|  | 2045 | 2016 usd/megawatt_hour | 58 | 58 | 58 | 58 | 58 | 58 | 58 | 58 | 58
|  | 2050 | 2016 usd/megawatt_hour | 51 | 51 | 51 | 51 | 51 | 51 | 51 | 51 | 51
| mid-atlantic and great lakes agg. | 2020 | 2016 usd/megawatt_hour | 110 | 110 | 110 | 110 | 110 | 110 | 110 | 110 | 110
|  | 2025 | 2016 usd/megawatt_hour | 101 | 101 | 101 | 101 | 101 | 101 | 101 | 101 | 101
|  | 2030 | 2016 usd/megawatt_hour | 87 | 87 | 87 | 87 | 87 | 87 | 87 | 87 | 87
|  | 2035 | 2016 usd/megawatt_hour | 67 | 67 | 67 | 67 | 67 | 67 | 67 | 67 | 67
|  | 2040 | 2016 usd/megawatt_hour | 58 | 58 | 58 | 58 | 58 | 58 | 58 | 58 | 58
|  | 2045 | 2016 usd/megawatt_hour | 50 | 50 | 50 | 50 | 50 | 50 | 50 | 50 | 50
|  | 2050 | 2016 usd/megawatt_hour | 44 | 44 | 44 | 44 | 44 | 44 | 44 | 44 | 44
| new england agg. | 2020 | 2016 usd/megawatt_hour | 113 | 113 | 113 | 113 | 113 | 113 | 113 | 113 | 113
|  | 2025 | 2016 usd/megawatt_hour | 104 | 104 | 104 | 104 | 104 | 104 | 104 | 104 | 104
|  | 2030 | 2016 usd/megawatt_hour | 90 | 90 | 90 | 90 | 90 | 90 | 90 | 90 | 90
|  | 2035 | 2016 usd/megawatt_hour | 70 | 70 | 70 | 70 | 70 | 70 | 70 | 70 | 70
|  | 2040 | 2016 usd/megawatt_hour | 61 | 61 | 61 | 61 | 61 | 61 | 61 | 61 | 61
|  | 2045 | 2016 usd/megawatt_hour | 53 | 53 | 53 | 53 | 53 | 53 | 53 | 53 | 53
|  | 2050 | 2016 usd/megawatt_hour | 47 | 47 | 47 | 47 | 47 | 47 | 47 | 47 | 47
| new york agg. | 2020 | 2016 usd/megawatt_hour | 111 | 111 | 111 | 111 | 111 | 111 | 111 | 111 | 111
|  | 2025 | 2016 usd/megawatt_hour | 101 | 101 | 101 | 101 | 101 | 101 | 101 | 101 | 101
|  | 2030 | 2016 usd/megawatt_hour | 87 | 87 | 87 | 87 | 87 | 87 | 87 | 87 | 87
|  | 2035 | 2016 usd/megawatt_hour | 67 | 67 | 67 | 67 | 67 | 67 | 67 | 67 | 67
|  | 2040 | 2016 usd/megawatt_hour | 58 | 58 | 58 | 58 | 58 | 58 | 58 | 58 | 58
|  | 2045 | 2016 usd/megawatt_hour | 51 | 51 | 51 | 51 | 51 | 51 | 51 | 51 | 51
|  | 2050 | 2016 usd/megawatt_hour | 44 | 44 | 44 | 44 | 44 | 44 | 44 | 44 | 44
| pacific northwest agg. | 2020 | 2016 usd/megawatt_hour | 108 | 108 | 108 | 108 | 108 | 108 | 108 | 108 | 108
|  | 2025 | 2016 usd/megawatt_hour | 98 | 98 | 98 | 98 | 98 | 98 | 98 | 98 | 98
|  | 2030 | 2016 usd/megawatt_hour | 85 | 85 | 85 | 85 | 85 | 85 | 85 | 85 | 85
|  | 2035 | 2016 usd/megawatt_hour | 65 | 65 | 65 | 65 | 65 | 65 | 65 | 65 | 65
|  | 2040 | 2016 usd/megawatt_hour | 56 | 56 | 56 | 56 | 56 | 56 | 56 | 56 | 56
|  | 2045 | 2016 usd/megawatt_hour | 48 | 48 | 48 | 48 | 48 | 48 | 48 | 48 | 48
|  | 2050 | 2016 usd/megawatt_hour | 42 | 42 | 42 | 42 | 42 | 42 | 42 | 42 | 42
| southeast agg. | 2020 | 2016 usd/megawatt_hour | 115 | 115 | 115 | 115 | 115 | 115 | 115 | 115 | 115
|  | 2025 | 2016 usd/megawatt_hour | 105 | 105 | 105 | 105 | 105 | 105 | 105 | 105 | 105
|  | 2030 | 2016 usd/megawatt_hour | 92 | 92 | 92 | 92 | 92 | 92 | 92 | 92 | 92
|  | 2035 | 2016 usd/megawatt_hour | 71 | 71 | 71 | 71 | 71 | 71 | 71 | 71 | 71
|  | 2040 | 2016 usd/megawatt_hour | 62 | 62 | 62 | 62 | 62 | 62 | 62 | 62 | 62
|  | 2045 | 2016 usd/megawatt_hour | 54 | 54 | 54 | 54 | 54 | 54 | 54 | 54 | 54
|  | 2050 | 2016 usd/megawatt_hour | 48 | 48 | 48 | 48 | 48 | 48 | 48 | 48 | 48
| texas agg. | 2020 | 2016 usd/megawatt_hour | 119 | 119 | 119 | 119 | 119 | 119 | 119 | 119 | 119
|  | 2025 | 2016 usd/megawatt_hour | 110 | 110 | 110 | 110 | 110 | 110 | 110 | 110 | 110
|  | 2030 | 2016 usd/megawatt_hour | 96 | 96 | 96 | 96 | 96 | 96 | 96 | 96 | 96
|  | 2035 | 2016 usd/megawatt_hour | 75 | 75 | 75 | 75 | 75 | 75 | 75 | 75 | 75
|  | 2040 | 2016 usd/megawatt_hour | 66 | 66 | 66 | 66 | 66 | 66 | 66 | 66 | 66
|  | 2045 | 2016 usd/megawatt_hour | 58 | 58 | 58 | 58 | 58 | 58 | 58 | 58 | 58
|  | 2050 | 2016 usd/megawatt_hour | 52 | 52 | 52 | 52 | 52 | 52 | 52 | 52 | 52
| upper midwest agg. | 2020 | 2016 usd/megawatt_hour | 108 | 108 | 108 | 108 | 108 | 108 | 108 | 108 | 108
|  | 2025 | 2016 usd/megawatt_hour | 99 | 99 | 99 | 99 | 99 | 99 | 99 | 99 | 99
|  | 2030 | 2016 usd/megawatt_hour | 85 | 85 | 85 | 85 | 85 | 85 | 85 | 85 | 85
|  | 2035 | 2016 usd/megawatt_hour | 65 | 65 | 65 | 65 | 65 | 65 | 65 | 65 | 65
|  | 2040 | 2016 usd/megawatt_hour | 56 | 56 | 56 | 56 | 56 | 56 | 56 | 56 | 56
|  | 2045 | 2016 usd/megawatt_hour | 49 | 49 | 49 | 49 | 49 | 49 | 49 | 49 | 49
|  | 2050 | 2016 usd/megawatt_hour | 42 | 42 | 42 | 42 | 42 | 42 | 42 | 42 | 42
offshore wind floating power plant_1 | new england agg. | 2020 | 2016 usd/megawatt_hour | 98 | 98 | 98 | 98 | 98 | 98 | 98 | 98 | 98
|  | 2025 | 2016 usd/megawatt_hour | 88 | 88 | 88 | 88 | 88 | 88 | 88 | 88 | 88
|  | 2030 | 2016 usd/megawatt_hour | 75 | 75 | 75 | 75 | 75 | 75 | 75 | 75 | 75
|  | 2035 | 2016 usd/megawatt_hour | 57 | 57 | 57 | 57 | 57 | 57 | 57 | 57 | 57
|  | 2040 | 2016 usd/megawatt_hour | 49 | 49 | 49 | 49 | 49 | 49 | 49 | 49 | 49
|  | 2045 | 2016 usd/megawatt_hour | 42 | 42 | 42 | 42 | 42 | 42 | 42 | 42 | 42
|  | 2050 | 2016 usd/megawatt_hour | 37 | 37 | 37 | 37 | 37 | 37 | 37 | 37 | 37
offshore wind floating power plant_2 | new england agg. | 2020 | 2016 usd/megawatt_hour | 95 | 95 | 95 | 95 | 95 | 95 | 95 | 95 | 95
|  | 2025 | 2016 usd/megawatt_hour | 86 | 86 | 86 | 86 | 86 | 86 | 86 | 86 | 86
|  | 2030 | 2016 usd/megawatt_hour | 72 | 72 | 72 | 72 | 72 | 72 | 72 | 72 | 72
|  | 2035 | 2016 usd/megawatt_hour | 55 | 55 | 55 | 55 | 55 | 55 | 55 | 55 | 55
|  | 2040 | 2016 usd/megawatt_hour | 47 | 47 | 47 | 47 | 47 | 47 | 47 | 47 | 47
|  | 2045 | 2016 usd/megawatt_hour | 40 | 40 | 40 | 40 | 40 | 40 | 40 | 40 | 40
|  | 2050 | 2016 usd/megawatt_hour | 34 | 34 | 34 | 34 | 34 | 34 | 34 | 34 | 34
offshore wind floating power plant_3 | new england agg. | 2020 | 2016 usd/megawatt_hour | 102 | 102 | 102 | 102 | 102 | 102 | 102 | 102 | 102
|  | 2025 | 2016 usd/megawatt_hour | 92 | 92 | 92 | 92 | 92 | 92 | 92 | 92 | 92
|  | 2030 | 2016 usd/megawatt_hour | 78 | 78 | 78 | 78 | 78 | 78 | 78 | 78 | 78
|  | 2035 | 2016 usd/megawatt_hour | 60 | 60 | 60 | 60 | 60 | 60 | 60 | 60 | 60
|  | 2040 | 2016 usd/megawatt_hour | 52 | 52 | 52 | 52 | 52 | 52 | 52 | 52 | 52
|  | 2045 | 2016 usd/megawatt_hour | 45 | 45 | 45 | 45 | 45 | 45 | 45 | 45 | 45
|  | 2050 | 2016 usd/megawatt_hour | 39 | 39 | 39 | 39 | 39 | 39 | 39 | 39 | 39
| new york agg. | 2020 | 2016 usd/megawatt_hour | 103 | 103 | 103 | 103 | 103 | 103 | 103 | 103 | 103
|  | 2025 | 2016 usd/megawatt_hour | 93 | 93 | 93 | 93 | 93 | 93 | 93 | 93 | 93
|  | 2030 | 2016 usd/megawatt_hour | 79 | 79 | 79 | 79 | 79 | 79 | 79 | 79 | 79
|  | 2035 | 2016 usd/megawatt_hour | 61 | 61 | 61 | 61 | 61 | 61 | 61 | 61 | 61
|  | 2040 | 2016 usd/megawatt_hour | 52 | 52 | 52 | 52 | 52 | 52 | 52 | 52 | 52
|  | 2045 | 2016 usd/megawatt_hour | 45 | 45 | 45 | 45 | 45 | 45 | 45 | 45 | 45
|  | 2050 | 2016 usd/megawatt_hour | 39 | 39 | 39 | 39 | 39 | 39 | 39 | 39 | 39
offshore wind floating power plant_4 | desert southwest agg. | 2020 | 2016 usd/megawatt_hour | 113 | 113 | 113 | 113 | 113 | 113 | 113 | 113 | 113
|  | 2025 | 2016 usd/megawatt_hour | 102 | 102 | 102 | 102 | 102 | 102 | 102 | 102 | 102
|  | 2030 | 2016 usd/megawatt_hour | 88 | 88 | 88 | 88 | 88 | 88 | 88 | 88 | 88
|  | 2035 | 2016 usd/megawatt_hour | 68 | 68 | 68 | 68 | 68 | 68 | 68 | 68 | 68
|  | 2040 | 2016 usd/megawatt_hour | 59 | 59 | 59 | 59 | 59 | 59 | 59 | 59 | 59
|  | 2045 | 2016 usd/megawatt_hour | 52 | 52 | 52 | 52 | 52 | 52 | 52 | 52 | 52
|  | 2050 | 2016 usd/megawatt_hour | 46 | 46 | 46 | 46 | 46 | 46 | 46 | 46 | 46
| louisiana and ozarks agg. | 2020 | 2016 usd/megawatt_hour | 113 | 113 | 113 | 113 | 113 | 113 | 113 | 113 | 113
|  | 2025 | 2016 usd/megawatt_hour | 102 | 102 | 102 | 102 | 102 | 102 | 102 | 102 | 102
|  | 2030 | 2016 usd/megawatt_hour | 88 | 88 | 88 | 88 | 88 | 88 | 88 | 88 | 88
|  | 2035 | 2016 usd/megawatt_hour | 68 | 68 | 68 | 68 | 68 | 68 | 68 | 68 | 68
|  | 2040 | 2016 usd/megawatt_hour | 59 | 59 | 59 | 59 | 59 | 59 | 59 | 59 | 59
|  | 2045 | 2016 usd/megawatt_hour | 52 | 52 | 52 | 52 | 52 | 52 | 52 | 52 | 52
|  | 2050 | 2016 usd/megawatt_hour | 46 | 46 | 46 | 46 | 46 | 46 | 46 | 46 | 46
| lower midwest agg. | 2020 | 2016 usd/megawatt_hour | 113 | 113 | 113 | 113 | 113 | 113 | 113 | 113 | 113
|  | 2025 | 2016 usd/megawatt_hour | 102 | 102 | 102 | 102 | 102 | 102 | 102 | 102 | 102
|  | 2030 | 2016 usd/megawatt_hour | 88 | 88 | 88 | 88 | 88 | 88 | 88 | 88 | 88
|  | 2035 | 2016 usd/megawatt_hour | 68 | 68 | 68 | 68 | 68 | 68 | 68 | 68 | 68
|  | 2040 | 2016 usd/megawatt_hour | 59 | 59 | 59 | 59 | 59 | 59 | 59 | 59 | 59
|  | 2045 | 2016 usd/megawatt_hour | 52 | 52 | 52 | 52 | 52 | 52 | 52 | 52 | 52
|  | 2050 | 2016 usd/megawatt_hour | 46 | 46 | 46 | 46 | 46 | 46 | 46 | 46 | 46
| mid-atlantic and great lakes agg. | 2020 | 2016 usd/megawatt_hour | 104 | 104 | 104 | 104 | 104 | 104 | 104 | 104 | 104
|  | 2025 | 2016 usd/megawatt_hour | 94 | 94 | 94 | 94 | 94 | 94 | 94 | 94 | 94
|  | 2030 | 2016 usd/megawatt_hour | 79 | 79 | 79 | 79 | 79 | 79 | 79 | 79 | 79
|  | 2035 | 2016 usd/megawatt_hour | 60 | 60 | 60 | 60 | 60 | 60 | 60 | 60 | 60
|  | 2040 | 2016 usd/megawatt_hour | 51 | 51 | 51 | 51 | 51 | 51 | 51 | 51 | 51
|  | 2045 | 2016 usd/megawatt_hour | 44 | 44 | 44 | 44 | 44 | 44 | 44 | 44 | 44
|  | 2050 | 2016 usd/megawatt_hour | 37 | 37 | 37 | 37 | 37 | 37 | 37 | 37 | 37
| new england agg. | 2020 | 2016 usd/megawatt_hour | 115 | 115 | 115 | 115 | 115 | 115 | 115 | 115 | 115
|  | 2025 | 2016 usd/megawatt_hour | 104 | 104 | 104 | 104 | 104 | 104 | 104 | 104 | 104
|  | 2030 | 2016 usd/megawatt_hour | 89 | 89 | 89 | 89 | 89 | 89 | 89 | 89 | 89
|  | 2035 | 2016 usd/megawatt_hour | 70 | 70 | 70 | 70 | 70 | 70 | 70 | 70 | 70
|  | 2040 | 2016 usd/megawatt_hour | 61 | 61 | 61 | 61 | 61 | 61 | 61 | 61 | 61
|  | 2045 | 2016 usd/megawatt_hour | 53 | 53 | 53 | 53 | 53 | 53 | 53 | 53 | 53
|  | 2050 | 2016 usd/megawatt_hour | 47 | 47 | 47 | 47 | 47 | 47 | 47 | 47 | 47
| new york agg. | 2020 | 2016 usd/megawatt_hour | 111 | 111 | 111 | 111 | 111 | 111 | 111 | 111 | 111
|  | 2025 | 2016 usd/megawatt_hour | 101 | 101 | 101 | 101 | 101 | 101 | 101 | 101 | 101
|  | 2030 | 2016 usd/megawatt_hour | 86 | 86 | 86 | 86 | 86 | 86 | 86 | 86 | 86
|  | 2035 | 2016 usd/megawatt_hour | 67 | 67 | 67 | 67 | 67 | 67 | 67 | 67 | 67
|  | 2040 | 2016 usd/megawatt_hour | 57 | 57 | 57 | 57 | 57 | 57 | 57 | 57 | 57
|  | 2045 | 2016 usd/megawatt_hour | 50 | 50 | 50 | 50 | 50 | 50 | 50 | 50 | 50
|  | 2050 | 2016 usd/megawatt_hour | 44 | 44 | 44 | 44 | 44 | 44 | 44 | 44 | 44
| pacific northwest agg. | 2020 | 2016 usd/megawatt_hour | 101 | 101 | 101 | 101 | 101 | 101 | 101 | 101 | 101
|  | 2025 | 2016 usd/megawatt_hour | 90 | 90 | 90 | 90 | 90 | 90 | 90 | 90 | 90
|  | 2030 | 2016 usd/megawatt_hour | 75 | 75 | 75 | 75 | 75 | 75 | 75 | 75 | 75
|  | 2035 | 2016 usd/megawatt_hour | 57 | 57 | 57 | 57 | 57 | 57 | 57 | 57 | 57
|  | 2040 | 2016 usd/megawatt_hour | 48 | 48 | 48 | 48 | 48 | 48 | 48 | 48 | 48
|  | 2045 | 2016 usd/megawatt_hour | 41 | 41 | 41 | 41 | 41 | 41 | 41 | 41 | 41
|  | 2050 | 2016 usd/megawatt_hour | 34 | 34 | 34 | 34 | 34 | 34 | 34 | 34 | 34
| southeast agg. | 2020 | 2016 usd/megawatt_hour | 106 | 106 | 106 | 106 | 106 | 106 | 106 | 106 | 106
|  | 2025 | 2016 usd/megawatt_hour | 96 | 96 | 96 | 96 | 96 | 96 | 96 | 96 | 96
|  | 2030 | 2016 usd/megawatt_hour | 81 | 81 | 81 | 81 | 81 | 81 | 81 | 81 | 81
|  | 2035 | 2016 usd/megawatt_hour | 62 | 62 | 62 | 62 | 62 | 62 | 62 | 62 | 62
|  | 2040 | 2016 usd/megawatt_hour | 53 | 53 | 53 | 53 | 53 | 53 | 53 | 53 | 53
|  | 2045 | 2016 usd/megawatt_hour | 46 | 46 | 46 | 46 | 46 | 46 | 46 | 46 | 46
|  | 2050 | 2016 usd/megawatt_hour | 40 | 40 | 40 | 40 | 40 | 40 | 40 | 40 | 40
| texas agg. | 2020 | 2016 usd/megawatt_hour | 113 | 113 | 113 | 113 | 113 | 113 | 113 | 113 | 113
|  | 2025 | 2016 usd/megawatt_hour | 102 | 102 | 102 | 102 | 102 | 102 | 102 | 102 | 102
|  | 2030 | 2016 usd/megawatt_hour | 88 | 88 | 88 | 88 | 88 | 88 | 88 | 88 | 88
|  | 2035 | 2016 usd/megawatt_hour | 68 | 68 | 68 | 68 | 68 | 68 | 68 | 68 | 68
|  | 2040 | 2016 usd/megawatt_hour | 59 | 59 | 59 | 59 | 59 | 59 | 59 | 59 | 59
|  | 2045 | 2016 usd/megawatt_hour | 52 | 52 | 52 | 52 | 52 | 52 | 52 | 52 | 52
|  | 2050 | 2016 usd/megawatt_hour | 46 | 46 | 46 | 46 | 46 | 46 | 46 | 46 | 46
offshore wind floating power plant_5 | california agg. | 2020 | 2016 usd/megawatt_hour | 109 | 109 | 109 | 109 | 109 | 109 | 109 | 109 | 109
|  | 2025 | 2016 usd/megawatt_hour | 98 | 98 | 98 | 98 | 98 | 98 | 98 | 98 | 98
|  | 2030 | 2016 usd/megawatt_hour | 82 | 82 | 82 | 82 | 82 | 82 | 82 | 82 | 82
|  | 2035 | 2016 usd/megawatt_hour | 63 | 63 | 63 | 63 | 63 | 63 | 63 | 63 | 63
|  | 2040 | 2016 usd/megawatt_hour | 53 | 53 | 53 | 53 | 53 | 53 | 53 | 53 | 53
|  | 2045 | 2016 usd/megawatt_hour | 45 | 45 | 45 | 45 | 45 | 45 | 45 | 45 | 45
|  | 2050 | 2016 usd/megawatt_hour | 38 | 38 | 38 | 38 | 38 | 38 | 38 | 38 | 38
| desert southwest agg. | 2020 | 2016 usd/megawatt_hour | 118 | 118 | 118 | 118 | 118 | 118 | 118 | 118 | 118
|  | 2025 | 2016 usd/megawatt_hour | 107 | 107 | 107 | 107 | 107 | 107 | 107 | 107 | 107
|  | 2030 | 2016 usd/megawatt_hour | 91 | 91 | 91 | 91 | 91 | 91 | 91 | 91 | 91
|  | 2035 | 2016 usd/megawatt_hour | 70 | 70 | 70 | 70 | 70 | 70 | 70 | 70 | 70
|  | 2040 | 2016 usd/megawatt_hour | 61 | 61 | 61 | 61 | 61 | 61 | 61 | 61 | 61
|  | 2045 | 2016 usd/megawatt_hour | 53 | 53 | 53 | 53 | 53 | 53 | 53 | 53 | 53
|  | 2050 | 2016 usd/megawatt_hour | 46 | 46 | 46 | 46 | 46 | 46 | 46 | 46 | 46
| louisiana and ozarks agg. | 2020 | 2016 usd/megawatt_hour | 123 | 123 | 123 | 123 | 123 | 123 | 123 | 123 | 123
|  | 2025 | 2016 usd/megawatt_hour | 112 | 112 | 112 | 112 | 112 | 112 | 112 | 112 | 112
|  | 2030 | 2016 usd/megawatt_hour | 96 | 96 | 96 | 96 | 96 | 96 | 96 | 96 | 96
|  | 2035 | 2016 usd/megawatt_hour | 75 | 75 | 75 | 75 | 75 | 75 | 75 | 75 | 75
|  | 2040 | 2016 usd/megawatt_hour | 66 | 66 | 66 | 66 | 66 | 66 | 66 | 66 | 66
|  | 2045 | 2016 usd/megawatt_hour | 58 | 58 | 58 | 58 | 58 | 58 | 58 | 58 | 58
|  | 2050 | 2016 usd/megawatt_hour | 51 | 51 | 51 | 51 | 51 | 51 | 51 | 51 | 51
| lower midwest agg. | 2020 | 2016 usd/megawatt_hour | 123 | 123 | 123 | 123 | 123 | 123 | 123 | 123 | 123
|  | 2025 | 2016 usd/megawatt_hour | 112 | 112 | 112 | 112 | 112 | 112 | 112 | 112 | 112
|  | 2030 | 2016 usd/megawatt_hour | 96 | 96 | 96 | 96 | 96 | 96 | 96 | 96 | 96
|  | 2035 | 2016 usd/megawatt_hour | 75 | 75 | 75 | 75 | 75 | 75 | 75 | 75 | 75
|  | 2040 | 2016 usd/megawatt_hour | 66 | 66 | 66 | 66 | 66 | 66 | 66 | 66 | 66
|  | 2045 | 2016 usd/megawatt_hour | 58 | 58 | 58 | 58 | 58 | 58 | 58 | 58 | 58
|  | 2050 | 2016 usd/megawatt_hour | 51 | 51 | 51 | 51 | 51 | 51 | 51 | 51 | 51
| mid-atlantic and great lakes agg. | 2020 | 2016 usd/megawatt_hour | 119 | 119 | 119 | 119 | 119 | 119 | 119 | 119 | 119
|  | 2025 | 2016 usd/megawatt_hour | 107 | 107 | 107 | 107 | 107 | 107 | 107 | 107 | 107
|  | 2030 | 2016 usd/megawatt_hour | 91 | 91 | 91 | 91 | 91 | 91 | 91 | 91 | 91
|  | 2035 | 2016 usd/megawatt_hour | 71 | 71 | 71 | 71 | 71 | 71 | 71 | 71 | 71
|  | 2040 | 2016 usd/megawatt_hour | 61 | 61 | 61 | 61 | 61 | 61 | 61 | 61 | 61
|  | 2045 | 2016 usd/megawatt_hour | 53 | 53 | 53 | 53 | 53 | 53 | 53 | 53 | 53
|  | 2050 | 2016 usd/megawatt_hour | 47 | 47 | 47 | 47 | 47 | 47 | 47 | 47 | 47
| new england agg. | 2020 | 2016 usd/megawatt_hour | 129 | 129 | 129 | 129 | 129 | 129 | 129 | 129 | 129
|  | 2025 | 2016 usd/megawatt_hour | 118 | 118 | 118 | 118 | 118 | 118 | 118 | 118 | 118
|  | 2030 | 2016 usd/megawatt_hour | 102 | 102 | 102 | 102 | 102 | 102 | 102 | 102 | 102
|  | 2035 | 2016 usd/megawatt_hour | 80 | 80 | 80 | 80 | 80 | 80 | 80 | 80 | 80
|  | 2040 | 2016 usd/megawatt_hour | 70 | 70 | 70 | 70 | 70 | 70 | 70 | 70 | 70
|  | 2045 | 2016 usd/megawatt_hour | 62 | 62 | 62 | 62 | 62 | 62 | 62 | 62 | 62
|  | 2050 | 2016 usd/megawatt_hour | 56 | 56 | 56 | 56 | 56 | 56 | 56 | 56 | 56
| new york agg. | 2020 | 2016 usd/megawatt_hour | 125 | 125 | 125 | 125 | 125 | 125 | 125 | 125 | 125
|  | 2025 | 2016 usd/megawatt_hour | 114 | 114 | 114 | 114 | 114 | 114 | 114 | 114 | 114
|  | 2030 | 2016 usd/megawatt_hour | 98 | 98 | 98 | 98 | 98 | 98 | 98 | 98 | 98
|  | 2035 | 2016 usd/megawatt_hour | 77 | 77 | 77 | 77 | 77 | 77 | 77 | 77 | 77
|  | 2040 | 2016 usd/megawatt_hour | 67 | 67 | 67 | 67 | 67 | 67 | 67 | 67 | 67
|  | 2045 | 2016 usd/megawatt_hour | 59 | 59 | 59 | 59 | 59 | 59 | 59 | 59 | 59
|  | 2050 | 2016 usd/megawatt_hour | 53 | 53 | 53 | 53 | 53 | 53 | 53 | 53 | 53
| pacific northwest agg. | 2020 | 2016 usd/megawatt_hour | 108 | 108 | 108 | 108 | 108 | 108 | 108 | 108 | 108
|  | 2025 | 2016 usd/megawatt_hour | 97 | 97 | 97 | 97 | 97 | 97 | 97 | 97 | 97
|  | 2030 | 2016 usd/megawatt_hour | 81 | 81 | 81 | 81 | 81 | 81 | 81 | 81 | 81
|  | 2035 | 2016 usd/megawatt_hour | 61 | 61 | 61 | 61 | 61 | 61 | 61 | 61 | 61
|  | 2040 | 2016 usd/megawatt_hour | 51 | 51 | 51 | 51 | 51 | 51 | 51 | 51 | 51
|  | 2045 | 2016 usd/megawatt_hour | 43 | 43 | 43 | 43 | 43 | 43 | 43 | 43 | 43
|  | 2050 | 2016 usd/megawatt_hour | 37 | 37 | 37 | 37 | 37 | 37 | 37 | 37 | 37
| southeast agg. | 2020 | 2016 usd/megawatt_hour | 121 | 121 | 121 | 121 | 121 | 121 | 121 | 121 | 121
|  | 2025 | 2016 usd/megawatt_hour | 110 | 110 | 110 | 110 | 110 | 110 | 110 | 110 | 110
|  | 2030 | 2016 usd/megawatt_hour | 94 | 94 | 94 | 94 | 94 | 94 | 94 | 94 | 94
|  | 2035 | 2016 usd/megawatt_hour | 73 | 73 | 73 | 73 | 73 | 73 | 73 | 73 | 73
|  | 2040 | 2016 usd/megawatt_hour | 63 | 63 | 63 | 63 | 63 | 63 | 63 | 63 | 63
|  | 2045 | 2016 usd/megawatt_hour | 55 | 55 | 55 | 55 | 55 | 55 | 55 | 55 | 55
|  | 2050 | 2016 usd/megawatt_hour | 49 | 49 | 49 | 49 | 49 | 49 | 49 | 49 | 49
| texas agg. | 2020 | 2016 usd/megawatt_hour | 123 | 123 | 123 | 123 | 123 | 123 | 123 | 123 | 123
|  | 2025 | 2016 usd/megawatt_hour | 112 | 112 | 112 | 112 | 112 | 112 | 112 | 112 | 112
|  | 2030 | 2016 usd/megawatt_hour | 96 | 96 | 96 | 96 | 96 | 96 | 96 | 96 | 96
|  | 2035 | 2016 usd/megawatt_hour | 75 | 75 | 75 | 75 | 75 | 75 | 75 | 75 | 75
|  | 2040 | 2016 usd/megawatt_hour | 66 | 66 | 66 | 66 | 66 | 66 | 66 | 66 | 66
|  | 2045 | 2016 usd/megawatt_hour | 58 | 58 | 58 | 58 | 58 | 58 | 58 | 58 | 58
|  | 2050 | 2016 usd/megawatt_hour | 51 | 51 | 51 | 51 | 51 | 51 | 51 | 51 | 51
offshore wind floating power plant_6 | california agg. | 2020 | 2016 usd/megawatt_hour | 125 | 125 | 125 | 125 | 125 | 125 | 125 | 125 | 125
|  | 2025 | 2016 usd/megawatt_hour | 113 | 113 | 113 | 113 | 113 | 113 | 113 | 113 | 113
|  | 2030 | 2016 usd/megawatt_hour | 95 | 95 | 95 | 95 | 95 | 95 | 95 | 95 | 95
|  | 2035 | 2016 usd/megawatt_hour | 73 | 73 | 73 | 73 | 73 | 73 | 73 | 73 | 73
|  | 2040 | 2016 usd/megawatt_hour | 62 | 62 | 62 | 62 | 62 | 62 | 62 | 62 | 62
|  | 2045 | 2016 usd/megawatt_hour | 53 | 53 | 53 | 53 | 53 | 53 | 53 | 53 | 53
|  | 2050 | 2016 usd/megawatt_hour | 46 | 46 | 46 | 46 | 46 | 46 | 46 | 46 | 46
| desert southwest agg. | 2020 | 2016 usd/megawatt_hour | 135 | 135 | 135 | 135 | 135 | 135 | 135 | 135 | 135
|  | 2025 | 2016 usd/megawatt_hour | 123 | 123 | 123 | 123 | 123 | 123 | 123 | 123 | 123
|  | 2030 | 2016 usd/megawatt_hour | 105 | 105 | 105 | 105 | 105 | 105 | 105 | 105 | 105
|  | 2035 | 2016 usd/megawatt_hour | 82 | 82 | 82 | 82 | 82 | 82 | 82 | 82 | 82
|  | 2040 | 2016 usd/megawatt_hour | 71 | 71 | 71 | 71 | 71 | 71 | 71 | 71 | 71
|  | 2045 | 2016 usd/megawatt_hour | 62 | 62 | 62 | 62 | 62 | 62 | 62 | 62 | 62
|  | 2050 | 2016 usd/megawatt_hour | 54 | 54 | 54 | 54 | 54 | 54 | 54 | 54 | 54
| louisiana and ozarks agg. | 2020 | 2016 usd/megawatt_hour | 133 | 133 | 133 | 133 | 133 | 133 | 133 | 133 | 133
|  | 2025 | 2016 usd/megawatt_hour | 120 | 120 | 120 | 120 | 120 | 120 | 120 | 120 | 120
|  | 2030 | 2016 usd/megawatt_hour | 102 | 102 | 102 | 102 | 102 | 102 | 102 | 102 | 102
|  | 2035 | 2016 usd/megawatt_hour | 79 | 79 | 79 | 79 | 79 | 79 | 79 | 79 | 79
|  | 2040 | 2016 usd/megawatt_hour | 68 | 68 | 68 | 68 | 68 | 68 | 68 | 68 | 68
|  | 2045 | 2016 usd/megawatt_hour | 59 | 59 | 59 | 59 | 59 | 59 | 59 | 59 | 59
|  | 2050 | 2016 usd/megawatt_hour | 52 | 52 | 52 | 52 | 52 | 52 | 52 | 52 | 52
| lower midwest agg. | 2020 | 2016 usd/megawatt_hour | 137 | 137 | 137 | 137 | 137 | 137 | 137 | 137 | 137
|  | 2025 | 2016 usd/megawatt_hour | 124 | 124 | 124 | 124 | 124 | 124 | 124 | 124 | 124
|  | 2030 | 2016 usd/megawatt_hour | 106 | 106 | 106 | 106 | 106 | 106 | 106 | 106 | 106
|  | 2035 | 2016 usd/megawatt_hour | 83 | 83 | 83 | 83 | 83 | 83 | 83 | 83 | 83
|  | 2040 | 2016 usd/megawatt_hour | 72 | 72 | 72 | 72 | 72 | 72 | 72 | 72 | 72
|  | 2045 | 2016 usd/megawatt_hour | 63 | 63 | 63 | 63 | 63 | 63 | 63 | 63 | 63
|  | 2050 | 2016 usd/megawatt_hour | 56 | 56 | 56 | 56 | 56 | 56 | 56 | 56 | 56
| mid-atlantic and great lakes agg. | 2020 | 2016 usd/megawatt_hour | 136 | 136 | 136 | 136 | 136 | 136 | 136 | 136 | 136
|  | 2025 | 2016 usd/megawatt_hour | 123 | 123 | 123 | 123 | 123 | 123 | 123 | 123 | 123
|  | 2030 | 2016 usd/megawatt_hour | 105 | 105 | 105 | 105 | 105 | 105 | 105 | 105 | 105
|  | 2035 | 2016 usd/megawatt_hour | 82 | 82 | 82 | 82 | 82 | 82 | 82 | 82 | 82
|  | 2040 | 2016 usd/megawatt_hour | 71 | 71 | 71 | 71 | 71 | 71 | 71 | 71 | 71
|  | 2045 | 2016 usd/megawatt_hour | 62 | 62 | 62 | 62 | 62 | 62 | 62 | 62 | 62
|  | 2050 | 2016 usd/megawatt_hour | 55 | 55 | 55 | 55 | 55 | 55 | 55 | 55 | 55
| new england agg. | 2020 | 2016 usd/megawatt_hour | 150 | 150 | 150 | 150 | 150 | 150 | 150 | 150 | 150
|  | 2025 | 2016 usd/megawatt_hour | 137 | 137 | 137 | 137 | 137 | 137 | 137 | 137 | 137
|  | 2030 | 2016 usd/megawatt_hour | 119 | 119 | 119 | 119 | 119 | 119 | 119 | 119 | 119
|  | 2035 | 2016 usd/megawatt_hour | 95 | 95 | 95 | 95 | 95 | 95 | 95 | 95 | 95
|  | 2040 | 2016 usd/megawatt_hour | 84 | 84 | 84 | 84 | 84 | 84 | 84 | 84 | 84
|  | 2045 | 2016 usd/megawatt_hour | 75 | 75 | 75 | 75 | 75 | 75 | 75 | 75 | 75
|  | 2050 | 2016 usd/megawatt_hour | 68 | 68 | 68 | 68 | 68 | 68 | 68 | 68 | 68
| new york agg. | 2020 | 2016 usd/megawatt_hour | 146 | 146 | 146 | 146 | 146 | 146 | 146 | 146 | 146
|  | 2025 | 2016 usd/megawatt_hour | 134 | 134 | 134 | 134 | 134 | 134 | 134 | 134 | 134
|  | 2030 | 2016 usd/megawatt_hour | 116 | 116 | 116 | 116 | 116 | 116 | 116 | 116 | 116
|  | 2035 | 2016 usd/megawatt_hour | 92 | 92 | 92 | 92 | 92 | 92 | 92 | 92 | 92
|  | 2040 | 2016 usd/megawatt_hour | 81 | 81 | 81 | 81 | 81 | 81 | 81 | 81 | 81
|  | 2045 | 2016 usd/megawatt_hour | 72 | 72 | 72 | 72 | 72 | 72 | 72 | 72 | 72
|  | 2050 | 2016 usd/megawatt_hour | 65 | 65 | 65 | 65 | 65 | 65 | 65 | 65 | 65
| pacific northwest agg. | 2020 | 2016 usd/megawatt_hour | 124 | 124 | 124 | 124 | 124 | 124 | 124 | 124 | 124
|  | 2025 | 2016 usd/megawatt_hour | 111 | 111 | 111 | 111 | 111 | 111 | 111 | 111 | 111
|  | 2030 | 2016 usd/megawatt_hour | 93 | 93 | 93 | 93 | 93 | 93 | 93 | 93 | 93
|  | 2035 | 2016 usd/megawatt_hour | 72 | 72 | 72 | 72 | 72 | 72 | 72 | 72 | 72
|  | 2040 | 2016 usd/megawatt_hour | 61 | 61 | 61 | 61 | 61 | 61 | 61 | 61 | 61
|  | 2045 | 2016 usd/megawatt_hour | 52 | 52 | 52 | 52 | 52 | 52 | 52 | 52 | 52
|  | 2050 | 2016 usd/megawatt_hour | 44 | 44 | 44 | 44 | 44 | 44 | 44 | 44 | 44
| southeast agg. | 2020 | 2016 usd/megawatt_hour | 139 | 139 | 139 | 139 | 139 | 139 | 139 | 139 | 139
|  | 2025 | 2016 usd/megawatt_hour | 127 | 127 | 127 | 127 | 127 | 127 | 127 | 127 | 127
|  | 2030 | 2016 usd/megawatt_hour | 109 | 109 | 109 | 109 | 109 | 109 | 109 | 109 | 109
|  | 2035 | 2016 usd/megawatt_hour | 85 | 85 | 85 | 85 | 85 | 85 | 85 | 85 | 85
|  | 2040 | 2016 usd/megawatt_hour | 74 | 74 | 74 | 74 | 74 | 74 | 74 | 74 | 74
|  | 2045 | 2016 usd/megawatt_hour | 65 | 65 | 65 | 65 | 65 | 65 | 65 | 65 | 65
|  | 2050 | 2016 usd/megawatt_hour | 58 | 58 | 58 | 58 | 58 | 58 | 58 | 58 | 58
| texas agg. | 2020 | 2016 usd/megawatt_hour | 141 | 141 | 141 | 141 | 141 | 141 | 141 | 141 | 141
|  | 2025 | 2016 usd/megawatt_hour | 129 | 129 | 129 | 129 | 129 | 129 | 129 | 129 | 129
|  | 2030 | 2016 usd/megawatt_hour | 111 | 111 | 111 | 111 | 111 | 111 | 111 | 111 | 111
|  | 2035 | 2016 usd/megawatt_hour | 87 | 87 | 87 | 87 | 87 | 87 | 87 | 87 | 87
|  | 2040 | 2016 usd/megawatt_hour | 76 | 76 | 76 | 76 | 76 | 76 | 76 | 76 | 76
|  | 2045 | 2016 usd/megawatt_hour | 67 | 67 | 67 | 67 | 67 | 67 | 67 | 67 | 67
|  | 2050 | 2016 usd/megawatt_hour | 60 | 60 | 60 | 60 | 60 | 60 | 60 | 60 | 60
offshore wind floating power plant_7 | california agg. | 2020 | 2016 usd/megawatt_hour | 147 | 147 | 147 | 147 | 147 | 147 | 147 | 147 | 147
|  | 2025 | 2016 usd/megawatt_hour | 133 | 133 | 133 | 133 | 133 | 133 | 133 | 133 | 133
|  | 2030 | 2016 usd/megawatt_hour | 112 | 112 | 112 | 112 | 112 | 112 | 112 | 112 | 112
|  | 2035 | 2016 usd/megawatt_hour | 86 | 86 | 86 | 86 | 86 | 86 | 86 | 86 | 86
|  | 2040 | 2016 usd/megawatt_hour | 73 | 73 | 73 | 73 | 73 | 73 | 73 | 73 | 73
|  | 2045 | 2016 usd/megawatt_hour | 63 | 63 | 63 | 63 | 63 | 63 | 63 | 63 | 63
|  | 2050 | 2016 usd/megawatt_hour | 54 | 54 | 54 | 54 | 54 | 54 | 54 | 54 | 54
| desert southwest agg. | 2020 | 2016 usd/megawatt_hour | 160 | 160 | 160 | 160 | 160 | 160 | 160 | 160 | 160
|  | 2025 | 2016 usd/megawatt_hour | 146 | 146 | 146 | 146 | 146 | 146 | 146 | 146 | 146
|  | 2030 | 2016 usd/megawatt_hour | 125 | 125 | 125 | 125 | 125 | 125 | 125 | 125 | 125
|  | 2035 | 2016 usd/megawatt_hour | 98 | 98 | 98 | 98 | 98 | 98 | 98 | 98 | 98
|  | 2040 | 2016 usd/megawatt_hour | 85 | 85 | 85 | 85 | 85 | 85 | 85 | 85 | 85
|  | 2045 | 2016 usd/megawatt_hour | 74 | 74 | 74 | 74 | 74 | 74 | 74 | 74 | 74
|  | 2050 | 2016 usd/megawatt_hour | 66 | 66 | 66 | 66 | 66 | 66 | 66 | 66 | 66
| florida agg. | 2020 | 2016 usd/megawatt_hour | 148 | 148 | 148 | 148 | 148 | 148 | 148 | 148 | 148
|  | 2025 | 2016 usd/megawatt_hour | 134 | 134 | 134 | 134 | 134 | 134 | 134 | 134 | 134
|  | 2030 | 2016 usd/megawatt_hour | 113 | 113 | 113 | 113 | 113 | 113 | 113 | 113 | 113
|  | 2035 | 2016 usd/megawatt_hour | 87 | 87 | 87 | 87 | 87 | 87 | 87 | 87 | 87
|  | 2040 | 2016 usd/megawatt_hour | 74 | 74 | 74 | 74 | 74 | 74 | 74 | 74 | 74
|  | 2045 | 2016 usd/megawatt_hour | 63 | 63 | 63 | 63 | 63 | 63 | 63 | 63 | 63
|  | 2050 | 2016 usd/megawatt_hour | 55 | 55 | 55 | 55 | 55 | 55 | 55 | 55 | 55
| louisiana and ozarks agg. | 2020 | 2016 usd/megawatt_hour | 165 | 165 | 165 | 165 | 165 | 165 | 165 | 165 | 165
|  | 2025 | 2016 usd/megawatt_hour | 151 | 151 | 151 | 151 | 151 | 151 | 151 | 151 | 151
|  | 2030 | 2016 usd/megawatt_hour | 130 | 130 | 130 | 130 | 130 | 130 | 130 | 130 | 130
|  | 2035 | 2016 usd/megawatt_hour | 102 | 102 | 102 | 102 | 102 | 102 | 102 | 102 | 102
|  | 2040 | 2016 usd/megawatt_hour | 89 | 89 | 89 | 89 | 89 | 89 | 89 | 89 | 89
|  | 2045 | 2016 usd/megawatt_hour | 79 | 79 | 79 | 79 | 79 | 79 | 79 | 79 | 79
|  | 2050 | 2016 usd/megawatt_hour | 70 | 70 | 70 | 70 | 70 | 70 | 70 | 70 | 70
| lower midwest agg. | 2020 | 2016 usd/megawatt_hour | 167 | 167 | 167 | 167 | 167 | 167 | 167 | 167 | 167
|  | 2025 | 2016 usd/megawatt_hour | 152 | 152 | 152 | 152 | 152 | 152 | 152 | 152 | 152
|  | 2030 | 2016 usd/megawatt_hour | 131 | 131 | 131 | 131 | 131 | 131 | 131 | 131 | 131
|  | 2035 | 2016 usd/megawatt_hour | 104 | 104 | 104 | 104 | 104 | 104 | 104 | 104 | 104
|  | 2040 | 2016 usd/megawatt_hour | 91 | 91 | 91 | 91 | 91 | 91 | 91 | 91 | 91
|  | 2045 | 2016 usd/megawatt_hour | 80 | 80 | 80 | 80 | 80 | 80 | 80 | 80 | 80
|  | 2050 | 2016 usd/megawatt_hour | 72 | 72 | 72 | 72 | 72 | 72 | 72 | 72 | 72
| mid-atlantic and great lakes agg. | 2020 | 2016 usd/megawatt_hour | 161 | 161 | 161 | 161 | 161 | 161 | 161 | 161 | 161
|  | 2025 | 2016 usd/megawatt_hour | 147 | 147 | 147 | 147 | 147 | 147 | 147 | 147 | 147
|  | 2030 | 2016 usd/megawatt_hour | 126 | 126 | 126 | 126 | 126 | 126 | 126 | 126 | 126
|  | 2035 | 2016 usd/megawatt_hour | 98 | 98 | 98 | 98 | 98 | 98 | 98 | 98 | 98
|  | 2040 | 2016 usd/megawatt_hour | 86 | 86 | 86 | 86 | 86 | 86 | 86 | 86 | 86
|  | 2045 | 2016 usd/megawatt_hour | 75 | 75 | 75 | 75 | 75 | 75 | 75 | 75 | 75
|  | 2050 | 2016 usd/megawatt_hour | 66 | 66 | 66 | 66 | 66 | 66 | 66 | 66 | 66
| new england agg. | 2020 | 2016 usd/megawatt_hour | 181 | 181 | 181 | 181 | 181 | 181 | 181 | 181 | 181
|  | 2025 | 2016 usd/megawatt_hour | 166 | 166 | 166 | 166 | 166 | 166 | 166 | 166 | 166
|  | 2030 | 2016 usd/megawatt_hour | 145 | 145 | 145 | 145 | 145 | 145 | 145 | 145 | 145
|  | 2035 | 2016 usd/megawatt_hour | 116 | 116 | 116 | 116 | 116 | 116 | 116 | 116 | 116
|  | 2040 | 2016 usd/megawatt_hour | 103 | 103 | 103 | 103 | 103 | 103 | 103 | 103 | 103
|  | 2045 | 2016 usd/megawatt_hour | 93 | 93 | 93 | 93 | 93 | 93 | 93 | 93 | 93
|  | 2050 | 2016 usd/megawatt_hour | 84 | 84 | 84 | 84 | 84 | 84 | 84 | 84 | 84
| new york agg. | 2020 | 2016 usd/megawatt_hour | 168 | 168 | 168 | 168 | 168 | 168 | 168 | 168 | 168
|  | 2025 | 2016 usd/megawatt_hour | 154 | 154 | 154 | 154 | 154 | 154 | 154 | 154 | 154
|  | 2030 | 2016 usd/megawatt_hour | 133 | 133 | 133 | 133 | 133 | 133 | 133 | 133 | 133
|  | 2035 | 2016 usd/megawatt_hour | 105 | 105 | 105 | 105 | 105 | 105 | 105 | 105 | 105
|  | 2040 | 2016 usd/megawatt_hour | 92 | 92 | 92 | 92 | 92 | 92 | 92 | 92 | 92
|  | 2045 | 2016 usd/megawatt_hour | 81 | 81 | 81 | 81 | 81 | 81 | 81 | 81 | 81
|  | 2050 | 2016 usd/megawatt_hour | 73 | 73 | 73 | 73 | 73 | 73 | 73 | 73 | 73
| pacific northwest agg. | 2020 | 2016 usd/megawatt_hour | 148 | 148 | 148 | 148 | 148 | 148 | 148 | 148 | 148
|  | 2025 | 2016 usd/megawatt_hour | 133 | 133 | 133 | 133 | 133 | 133 | 133 | 133 | 133
|  | 2030 | 2016 usd/megawatt_hour | 112 | 112 | 112 | 112 | 112 | 112 | 112 | 112 | 112
|  | 2035 | 2016 usd/megawatt_hour | 86 | 86 | 86 | 86 | 86 | 86 | 86 | 86 | 86
|  | 2040 | 2016 usd/megawatt_hour | 73 | 73 | 73 | 73 | 73 | 73 | 73 | 73 | 73
|  | 2045 | 2016 usd/megawatt_hour | 63 | 63 | 63 | 63 | 63 | 63 | 63 | 63 | 63
|  | 2050 | 2016 usd/megawatt_hour | 54 | 54 | 54 | 54 | 54 | 54 | 54 | 54 | 54
| southeast agg. | 2020 | 2016 usd/megawatt_hour | 165 | 165 | 165 | 165 | 165 | 165 | 165 | 165 | 165
|  | 2025 | 2016 usd/megawatt_hour | 150 | 150 | 150 | 150 | 150 | 150 | 150 | 150 | 150
|  | 2030 | 2016 usd/megawatt_hour | 129 | 129 | 129 | 129 | 129 | 129 | 129 | 129 | 129
|  | 2035 | 2016 usd/megawatt_hour | 102 | 102 | 102 | 102 | 102 | 102 | 102 | 102 | 102
|  | 2040 | 2016 usd/megawatt_hour | 89 | 89 | 89 | 89 | 89 | 89 | 89 | 89 | 89
|  | 2045 | 2016 usd/megawatt_hour | 79 | 79 | 79 | 79 | 79 | 79 | 79 | 79 | 79
|  | 2050 | 2016 usd/megawatt_hour | 70 | 70 | 70 | 70 | 70 | 70 | 70 | 70 | 70
| texas agg. | 2020 | 2016 usd/megawatt_hour | 168 | 168 | 168 | 168 | 168 | 168 | 168 | 168 | 168
|  | 2025 | 2016 usd/megawatt_hour | 154 | 154 | 154 | 154 | 154 | 154 | 154 | 154 | 154
|  | 2030 | 2016 usd/megawatt_hour | 133 | 133 | 133 | 133 | 133 | 133 | 133 | 133 | 133
|  | 2035 | 2016 usd/megawatt_hour | 105 | 105 | 105 | 105 | 105 | 105 | 105 | 105 | 105
|  | 2040 | 2016 usd/megawatt_hour | 92 | 92 | 92 | 92 | 92 | 92 | 92 | 92 | 92
|  | 2045 | 2016 usd/megawatt_hour | 82 | 82 | 82 | 82 | 82 | 82 | 82 | 82 | 82
|  | 2050 | 2016 usd/megawatt_hour | 73 | 73 | 73 | 73 | 73 | 73 | 73 | 73 | 73
offshore wind floating power plant_8 | california agg. | 2020 | 2016 usd/megawatt_hour | 164 | 164 | 164 | 164 | 164 | 164 | 164 | 164 | 164
|  | 2025 | 2016 usd/megawatt_hour | 147 | 147 | 147 | 147 | 147 | 147 | 147 | 147 | 147
|  | 2030 | 2016 usd/megawatt_hour | 124 | 124 | 124 | 124 | 124 | 124 | 124 | 124 | 124
|  | 2035 | 2016 usd/megawatt_hour | 95 | 95 | 95 | 95 | 95 | 95 | 95 | 95 | 95
|  | 2040 | 2016 usd/megawatt_hour | 81 | 81 | 81 | 81 | 81 | 81 | 81 | 81 | 81
|  | 2045 | 2016 usd/megawatt_hour | 69 | 69 | 69 | 69 | 69 | 69 | 69 | 69 | 69
|  | 2050 | 2016 usd/megawatt_hour | 60 | 60 | 60 | 60 | 60 | 60 | 60 | 60 | 60
| desert southwest agg. | 2020 | 2016 usd/megawatt_hour | 180 | 180 | 180 | 180 | 180 | 180 | 180 | 180 | 180
|  | 2025 | 2016 usd/megawatt_hour | 164 | 164 | 164 | 164 | 164 | 164 | 164 | 164 | 164
|  | 2030 | 2016 usd/megawatt_hour | 141 | 141 | 141 | 141 | 141 | 141 | 141 | 141 | 141
|  | 2035 | 2016 usd/megawatt_hour | 110 | 110 | 110 | 110 | 110 | 110 | 110 | 110 | 110
|  | 2040 | 2016 usd/megawatt_hour | 96 | 96 | 96 | 96 | 96 | 96 | 96 | 96 | 96
|  | 2045 | 2016 usd/megawatt_hour | 85 | 85 | 85 | 85 | 85 | 85 | 85 | 85 | 85
|  | 2050 | 2016 usd/megawatt_hour | 75 | 75 | 75 | 75 | 75 | 75 | 75 | 75 | 75
| florida agg. | 2020 | 2016 usd/megawatt_hour | 172 | 172 | 172 | 172 | 172 | 172 | 172 | 172 | 172
|  | 2025 | 2016 usd/megawatt_hour | 155 | 155 | 155 | 155 | 155 | 155 | 155 | 155 | 155
|  | 2030 | 2016 usd/megawatt_hour | 132 | 132 | 132 | 132 | 132 | 132 | 132 | 132 | 132
|  | 2035 | 2016 usd/megawatt_hour | 102 | 102 | 102 | 102 | 102 | 102 | 102 | 102 | 102
|  | 2040 | 2016 usd/megawatt_hour | 88 | 88 | 88 | 88 | 88 | 88 | 88 | 88 | 88
|  | 2045 | 2016 usd/megawatt_hour | 77 | 77 | 77 | 77 | 77 | 77 | 77 | 77 | 77
|  | 2050 | 2016 usd/megawatt_hour | 67 | 67 | 67 | 67 | 67 | 67 | 67 | 67 | 67
| louisiana and ozarks agg. | 2020 | 2016 usd/megawatt_hour | 187 | 187 | 187 | 187 | 187 | 187 | 187 | 187 | 187
|  | 2025 | 2016 usd/megawatt_hour | 170 | 170 | 170 | 170 | 170 | 170 | 170 | 170 | 170
|  | 2030 | 2016 usd/megawatt_hour | 147 | 147 | 147 | 147 | 147 | 147 | 147 | 147 | 147
|  | 2035 | 2016 usd/megawatt_hour | 116 | 116 | 116 | 116 | 116 | 116 | 116 | 116 | 116
|  | 2040 | 2016 usd/megawatt_hour | 102 | 102 | 102 | 102 | 102 | 102 | 102 | 102 | 102
|  | 2045 | 2016 usd/megawatt_hour | 90 | 90 | 90 | 90 | 90 | 90 | 90 | 90 | 90
|  | 2050 | 2016 usd/megawatt_hour | 81 | 81 | 81 | 81 | 81 | 81 | 81 | 81 | 81
| lower midwest agg. | 2020 | 2016 usd/megawatt_hour | 189 | 189 | 189 | 189 | 189 | 189 | 189 | 189 | 189
|  | 2025 | 2016 usd/megawatt_hour | 172 | 172 | 172 | 172 | 172 | 172 | 172 | 172 | 172
|  | 2030 | 2016 usd/megawatt_hour | 149 | 149 | 149 | 149 | 149 | 149 | 149 | 149 | 149
|  | 2035 | 2016 usd/megawatt_hour | 118 | 118 | 118 | 118 | 118 | 118 | 118 | 118 | 118
|  | 2040 | 2016 usd/megawatt_hour | 104 | 104 | 104 | 104 | 104 | 104 | 104 | 104 | 104
|  | 2045 | 2016 usd/megawatt_hour | 92 | 92 | 92 | 92 | 92 | 92 | 92 | 92 | 92
|  | 2050 | 2016 usd/megawatt_hour | 83 | 83 | 83 | 83 | 83 | 83 | 83 | 83 | 83
| pacific northwest agg. | 2020 | 2016 usd/megawatt_hour | 169 | 169 | 169 | 169 | 169 | 169 | 169 | 169 | 169
|  | 2025 | 2016 usd/megawatt_hour | 152 | 152 | 152 | 152 | 152 | 152 | 152 | 152 | 152
|  | 2030 | 2016 usd/megawatt_hour | 129 | 129 | 129 | 129 | 129 | 129 | 129 | 129 | 129
|  | 2035 | 2016 usd/megawatt_hour | 100 | 100 | 100 | 100 | 100 | 100 | 100 | 100 | 100
|  | 2040 | 2016 usd/megawatt_hour | 86 | 86 | 86 | 86 | 86 | 86 | 86 | 86 | 86
|  | 2045 | 2016 usd/megawatt_hour | 74 | 74 | 74 | 74 | 74 | 74 | 74 | 74 | 74
|  | 2050 | 2016 usd/megawatt_hour | 64 | 64 | 64 | 64 | 64 | 64 | 64 | 64 | 64
| southeast agg. | 2020 | 2016 usd/megawatt_hour | 185 | 185 | 185 | 185 | 185 | 185 | 185 | 185 | 185
|  | 2025 | 2016 usd/megawatt_hour | 169 | 169 | 169 | 169 | 169 | 169 | 169 | 169 | 169
|  | 2030 | 2016 usd/megawatt_hour | 146 | 146 | 146 | 146 | 146 | 146 | 146 | 146 | 146
|  | 2035 | 2016 usd/megawatt_hour | 115 | 115 | 115 | 115 | 115 | 115 | 115 | 115 | 115
|  | 2040 | 2016 usd/megawatt_hour | 101 | 101 | 101 | 101 | 101 | 101 | 101 | 101 | 101
|  | 2045 | 2016 usd/megawatt_hour | 89 | 89 | 89 | 89 | 89 | 89 | 89 | 89 | 89
|  | 2050 | 2016 usd/megawatt_hour | 80 | 80 | 80 | 80 | 80 | 80 | 80 | 80 | 80
| texas agg. | 2020 | 2016 usd/megawatt_hour | 191 | 191 | 191 | 191 | 191 | 191 | 191 | 191 | 191
|  | 2025 | 2016 usd/megawatt_hour | 174 | 174 | 174 | 174 | 174 | 174 | 174 | 174 | 174
|  | 2030 | 2016 usd/megawatt_hour | 151 | 151 | 151 | 151 | 151 | 151 | 151 | 151 | 151
|  | 2035 | 2016 usd/megawatt_hour | 120 | 120 | 120 | 120 | 120 | 120 | 120 | 120 | 120
|  | 2040 | 2016 usd/megawatt_hour | 106 | 106 | 106 | 106 | 106 | 106 | 106 | 106 | 106
|  | 2045 | 2016 usd/megawatt_hour | 94 | 94 | 94 | 94 | 94 | 94 | 94 | 94 | 94
|  | 2050 | 2016 usd/megawatt_hour | 84 | 84 | 84 | 84 | 84 | 84 | 84 | 84 | 84
onshore wind power plant_1 | california agg. | 2020 | 2016 usd/megawatt_hour | 43 | 43 | 43 | 43 | 43 | 43 | 43 | 43 | 43
|  | 2025 | 2016 usd/megawatt_hour | 41 | 41 | 41 | 41 | 41 | 41 | 41 | 41 | 41
|  | 2030 | 2016 usd/megawatt_hour | 34 | 34 | 34 | 34 | 34 | 34 | 34 | 34 | 34
|  | 2035 | 2016 usd/megawatt_hour | 32 | 32 | 32 | 32 | 32 | 32 | 32 | 32 | 32
|  | 2040 | 2016 usd/megawatt_hour | 30 | 30 | 30 | 30 | 30 | 30 | 30 | 30 | 30
|  | 2045 | 2016 usd/megawatt_hour | 29 | 29 | 29 | 29 | 29 | 29 | 29 | 29 | 29
|  | 2050 | 2016 usd/megawatt_hour | 27 | 27 | 27 | 27 | 27 | 27 | 27 | 27 | 27
| desert southwest agg. | 2020 | 2016 usd/megawatt_hour | 38 | 38 | 38 | 38 | 38 | 38 | 38 | 38 | 38
|  | 2025 | 2016 usd/megawatt_hour | 36 | 36 | 36 | 36 | 36 | 36 | 36 | 36 | 36
|  | 2030 | 2016 usd/megawatt_hour | 30 | 30 | 30 | 30 | 30 | 30 | 30 | 30 | 30
|  | 2035 | 2016 usd/megawatt_hour | 28 | 28 | 28 | 28 | 28 | 28 | 28 | 28 | 28
|  | 2040 | 2016 usd/megawatt_hour | 27 | 27 | 27 | 27 | 27 | 27 | 27 | 27 | 27
|  | 2045 | 2016 usd/megawatt_hour | 26 | 26 | 26 | 26 | 26 | 26 | 26 | 26 | 26
|  | 2050 | 2016 usd/megawatt_hour | 24 | 24 | 24 | 24 | 24 | 24 | 24 | 24 | 24
| louisiana and ozarks agg. | 2020 | 2016 usd/megawatt_hour | 38 | 38 | 38 | 38 | 38 | 38 | 38 | 38 | 38
|  | 2025 | 2016 usd/megawatt_hour | 36 | 36 | 36 | 36 | 36 | 36 | 36 | 36 | 36
|  | 2030 | 2016 usd/megawatt_hour | 30 | 30 | 30 | 30 | 30 | 30 | 30 | 30 | 30
|  | 2035 | 2016 usd/megawatt_hour | 29 | 29 | 29 | 29 | 29 | 29 | 29 | 29 | 29
|  | 2040 | 2016 usd/megawatt_hour | 27 | 27 | 27 | 27 | 27 | 27 | 27 | 27 | 27
|  | 2045 | 2016 usd/megawatt_hour | 26 | 26 | 26 | 26 | 26 | 26 | 26 | 26 | 26
|  | 2050 | 2016 usd/megawatt_hour | 25 | 25 | 25 | 25 | 25 | 25 | 25 | 25 | 25
| lower midwest agg. | 2020 | 2016 usd/megawatt_hour | 39 | 39 | 39 | 39 | 39 | 39 | 39 | 39 | 39
|  | 2025 | 2016 usd/megawatt_hour | 37 | 37 | 37 | 37 | 37 | 37 | 37 | 37 | 37
|  | 2030 | 2016 usd/megawatt_hour | 31 | 31 | 31 | 31 | 31 | 31 | 31 | 31 | 31
|  | 2035 | 2016 usd/megawatt_hour | 29 | 29 | 29 | 29 | 29 | 29 | 29 | 29 | 29
|  | 2040 | 2016 usd/megawatt_hour | 28 | 28 | 28 | 28 | 28 | 28 | 28 | 28 | 28
|  | 2045 | 2016 usd/megawatt_hour | 27 | 27 | 27 | 27 | 27 | 27 | 27 | 27 | 27
|  | 2050 | 2016 usd/megawatt_hour | 25 | 25 | 25 | 25 | 25 | 25 | 25 | 25 | 25
| mid-atlantic and great lakes agg. | 2020 | 2016 usd/megawatt_hour | 45 | 45 | 45 | 45 | 45 | 45 | 45 | 45 | 45
|  | 2025 | 2016 usd/megawatt_hour | 43 | 43 | 43 | 43 | 43 | 43 | 43 | 43 | 43
|  | 2030 | 2016 usd/megawatt_hour | 36 | 36 | 36 | 36 | 36 | 36 | 36 | 36 | 36
|  | 2035 | 2016 usd/megawatt_hour | 33 | 33 | 33 | 33 | 33 | 33 | 33 | 33 | 33
|  | 2040 | 2016 usd/megawatt_hour | 32 | 32 | 32 | 32 | 32 | 32 | 32 | 32 | 32
|  | 2045 | 2016 usd/megawatt_hour | 30 | 30 | 30 | 30 | 30 | 30 | 30 | 30 | 30
|  | 2050 | 2016 usd/megawatt_hour | 28 | 28 | 28 | 28 | 28 | 28 | 28 | 28 | 28
| new england agg. | 2020 | 2016 usd/megawatt_hour | 58 | 58 | 58 | 58 | 58 | 58 | 58 | 58 | 58
|  | 2025 | 2016 usd/megawatt_hour | 55 | 55 | 55 | 55 | 55 | 55 | 55 | 55 | 55
|  | 2030 | 2016 usd/megawatt_hour | 46 | 46 | 46 | 46 | 46 | 46 | 46 | 46 | 46
|  | 2035 | 2016 usd/megawatt_hour | 43 | 43 | 43 | 43 | 43 | 43 | 43 | 43 | 43
|  | 2040 | 2016 usd/megawatt_hour | 41 | 41 | 41 | 41 | 41 | 41 | 41 | 41 | 41
|  | 2045 | 2016 usd/megawatt_hour | 39 | 39 | 39 | 39 | 39 | 39 | 39 | 39 | 39
|  | 2050 | 2016 usd/megawatt_hour | 36 | 36 | 36 | 36 | 36 | 36 | 36 | 36 | 36
| new york agg. | 2020 | 2016 usd/megawatt_hour | 57 | 57 | 57 | 57 | 57 | 57 | 57 | 57 | 57
|  | 2025 | 2016 usd/megawatt_hour | 54 | 54 | 54 | 54 | 54 | 54 | 54 | 54 | 54
|  | 2030 | 2016 usd/megawatt_hour | 45 | 45 | 45 | 45 | 45 | 45 | 45 | 45 | 45
|  | 2035 | 2016 usd/megawatt_hour | 42 | 42 | 42 | 42 | 42 | 42 | 42 | 42 | 42
|  | 2040 | 2016 usd/megawatt_hour | 40 | 40 | 40 | 40 | 40 | 40 | 40 | 40 | 40
|  | 2045 | 2016 usd/megawatt_hour | 38 | 38 | 38 | 38 | 38 | 38 | 38 | 38 | 38
|  | 2050 | 2016 usd/megawatt_hour | 36 | 36 | 36 | 36 | 36 | 36 | 36 | 36 | 36
| pacific northwest agg. | 2020 | 2016 usd/megawatt_hour | 42 | 42 | 42 | 42 | 42 | 42 | 42 | 42 | 42
|  | 2025 | 2016 usd/megawatt_hour | 40 | 40 | 40 | 40 | 40 | 40 | 40 | 40 | 40
|  | 2030 | 2016 usd/megawatt_hour | 33 | 33 | 33 | 33 | 33 | 33 | 33 | 33 | 33
|  | 2035 | 2016 usd/megawatt_hour | 31 | 31 | 31 | 31 | 31 | 31 | 31 | 31 | 31
|  | 2040 | 2016 usd/megawatt_hour | 30 | 30 | 30 | 30 | 30 | 30 | 30 | 30 | 30
|  | 2045 | 2016 usd/megawatt_hour | 28 | 28 | 28 | 28 | 28 | 28 | 28 | 28 | 28
|  | 2050 | 2016 usd/megawatt_hour | 26 | 26 | 26 | 26 | 26 | 26 | 26 | 26 | 26
| rocky mountains agg. | 2020 | 2016 usd/megawatt_hour | 37 | 37 | 37 | 37 | 37 | 37 | 37 | 37 | 37
|  | 2025 | 2016 usd/megawatt_hour | 35 | 35 | 35 | 35 | 35 | 35 | 35 | 35 | 35
|  | 2030 | 2016 usd/megawatt_hour | 29 | 29 | 29 | 29 | 29 | 29 | 29 | 29 | 29
|  | 2035 | 2016 usd/megawatt_hour | 28 | 28 | 28 | 28 | 28 | 28 | 28 | 28 | 28
|  | 2040 | 2016 usd/megawatt_hour | 26 | 26 | 26 | 26 | 26 | 26 | 26 | 26 | 26
|  | 2045 | 2016 usd/megawatt_hour | 25 | 25 | 25 | 25 | 25 | 25 | 25 | 25 | 25
|  | 2050 | 2016 usd/megawatt_hour | 24 | 24 | 24 | 24 | 24 | 24 | 24 | 24 | 24
| southeast agg. | 2020 | 2016 usd/megawatt_hour | 36 | 36 | 36 | 36 | 36 | 36 | 36 | 36 | 36
|  | 2025 | 2016 usd/megawatt_hour | 34 | 34 | 34 | 34 | 34 | 34 | 34 | 34 | 34
|  | 2030 | 2016 usd/megawatt_hour | 29 | 29 | 29 | 29 | 29 | 29 | 29 | 29 | 29
|  | 2035 | 2016 usd/megawatt_hour | 27 | 27 | 27 | 27 | 27 | 27 | 27 | 27 | 27
|  | 2040 | 2016 usd/megawatt_hour | 25 | 25 | 25 | 25 | 25 | 25 | 25 | 25 | 25
|  | 2045 | 2016 usd/megawatt_hour | 24 | 24 | 24 | 24 | 24 | 24 | 24 | 24 | 24
|  | 2050 | 2016 usd/megawatt_hour | 23 | 23 | 23 | 23 | 23 | 23 | 23 | 23 | 23
| texas agg. | 2020 | 2016 usd/megawatt_hour | 39 | 39 | 39 | 39 | 39 | 39 | 39 | 39 | 39
|  | 2025 | 2016 usd/megawatt_hour | 37 | 37 | 37 | 37 | 37 | 37 | 37 | 37 | 37
|  | 2030 | 2016 usd/megawatt_hour | 31 | 31 | 31 | 31 | 31 | 31 | 31 | 31 | 31
|  | 2035 | 2016 usd/megawatt_hour | 29 | 29 | 29 | 29 | 29 | 29 | 29 | 29 | 29
|  | 2040 | 2016 usd/megawatt_hour | 28 | 28 | 28 | 28 | 28 | 28 | 28 | 28 | 28
|  | 2045 | 2016 usd/megawatt_hour | 26 | 26 | 26 | 26 | 26 | 26 | 26 | 26 | 26
|  | 2050 | 2016 usd/megawatt_hour | 25 | 25 | 25 | 25 | 25 | 25 | 25 | 25 | 25
| upper midwest agg. | 2020 | 2016 usd/megawatt_hour | 37 | 37 | 37 | 37 | 37 | 37 | 37 | 37 | 37
|  | 2025 | 2016 usd/megawatt_hour | 35 | 35 | 35 | 35 | 35 | 35 | 35 | 35 | 35
|  | 2030 | 2016 usd/megawatt_hour | 29 | 29 | 29 | 29 | 29 | 29 | 29 | 29 | 29
|  | 2035 | 2016 usd/megawatt_hour | 28 | 28 | 28 | 28 | 28 | 28 | 28 | 28 | 28
|  | 2040 | 2016 usd/megawatt_hour | 26 | 26 | 26 | 26 | 26 | 26 | 26 | 26 | 26
|  | 2045 | 2016 usd/megawatt_hour | 25 | 25 | 25 | 25 | 25 | 25 | 25 | 25 | 25
|  | 2050 | 2016 usd/megawatt_hour | 24 | 24 | 24 | 24 | 24 | 24 | 24 | 24 | 24
| utah/nevada agg. | 2020 | 2016 usd/megawatt_hour | 36 | 36 | 36 | 36 | 36 | 36 | 36 | 36 | 36
|  | 2025 | 2016 usd/megawatt_hour | 34 | 34 | 34 | 34 | 34 | 34 | 34 | 34 | 34
|  | 2030 | 2016 usd/megawatt_hour | 29 | 29 | 29 | 29 | 29 | 29 | 29 | 29 | 29
|  | 2035 | 2016 usd/megawatt_hour | 27 | 27 | 27 | 27 | 27 | 27 | 27 | 27 | 27
|  | 2040 | 2016 usd/megawatt_hour | 26 | 26 | 26 | 26 | 26 | 26 | 26 | 26 | 26
|  | 2045 | 2016 usd/megawatt_hour | 24 | 24 | 24 | 24 | 24 | 24 | 24 | 24 | 24
|  | 2050 | 2016 usd/megawatt_hour | 23 | 23 | 23 | 23 | 23 | 23 | 23 | 23 | 23
onshore wind power plant_2 | california agg. | 2020 | 2016 usd/megawatt_hour | 46 | 46 | 46 | 46 | 46 | 46 | 46 | 46 | 46
|  | 2025 | 2016 usd/megawatt_hour | 44 | 44 | 44 | 44 | 44 | 44 | 44 | 44 | 44
|  | 2030 | 2016 usd/megawatt_hour | 36 | 36 | 36 | 36 | 36 | 36 | 36 | 36 | 36
|  | 2035 | 2016 usd/megawatt_hour | 34 | 34 | 34 | 34 | 34 | 34 | 34 | 34 | 34
|  | 2040 | 2016 usd/megawatt_hour | 32 | 32 | 32 | 32 | 32 | 32 | 32 | 32 | 32
|  | 2045 | 2016 usd/megawatt_hour | 31 | 31 | 31 | 31 | 31 | 31 | 31 | 31 | 31
|  | 2050 | 2016 usd/megawatt_hour | 29 | 29 | 29 | 29 | 29 | 29 | 29 | 29 | 29
| desert southwest agg. | 2020 | 2016 usd/megawatt_hour | 40 | 40 | 40 | 40 | 40 | 40 | 40 | 40 | 40
|  | 2025 | 2016 usd/megawatt_hour | 39 | 39 | 39 | 39 | 39 | 39 | 39 | 39 | 39
|  | 2030 | 2016 usd/megawatt_hour | 32 | 32 | 32 | 32 | 32 | 32 | 32 | 32 | 32
|  | 2035 | 2016 usd/megawatt_hour | 30 | 30 | 30 | 30 | 30 | 30 | 30 | 30 | 30
|  | 2040 | 2016 usd/megawatt_hour | 29 | 29 | 29 | 29 | 29 | 29 | 29 | 29 | 29
|  | 2045 | 2016 usd/megawatt_hour | 28 | 28 | 28 | 28 | 28 | 28 | 28 | 28 | 28
|  | 2050 | 2016 usd/megawatt_hour | 26 | 26 | 26 | 26 | 26 | 26 | 26 | 26 | 26
| louisiana and ozarks agg. | 2020 | 2016 usd/megawatt_hour | 39 | 39 | 39 | 39 | 39 | 39 | 39 | 39 | 39
|  | 2025 | 2016 usd/megawatt_hour | 37 | 37 | 37 | 37 | 37 | 37 | 37 | 37 | 37
|  | 2030 | 2016 usd/megawatt_hour | 31 | 31 | 31 | 31 | 31 | 31 | 31 | 31 | 31
|  | 2035 | 2016 usd/megawatt_hour | 29 | 29 | 29 | 29 | 29 | 29 | 29 | 29 | 29
|  | 2040 | 2016 usd/megawatt_hour | 28 | 28 | 28 | 28 | 28 | 28 | 28 | 28 | 28
|  | 2045 | 2016 usd/megawatt_hour | 26 | 26 | 26 | 26 | 26 | 26 | 26 | 26 | 26
|  | 2050 | 2016 usd/megawatt_hour | 25 | 25 | 25 | 25 | 25 | 25 | 25 | 25 | 25
| lower midwest agg. | 2020 | 2016 usd/megawatt_hour | 41 | 41 | 41 | 41 | 41 | 41 | 41 | 41 | 41
|  | 2025 | 2016 usd/megawatt_hour | 40 | 40 | 40 | 40 | 40 | 40 | 40 | 40 | 40
|  | 2030 | 2016 usd/megawatt_hour | 33 | 33 | 33 | 33 | 33 | 33 | 33 | 33 | 33
|  | 2035 | 2016 usd/megawatt_hour | 31 | 31 | 31 | 31 | 31 | 31 | 31 | 31 | 31
|  | 2040 | 2016 usd/megawatt_hour | 30 | 30 | 30 | 30 | 30 | 30 | 30 | 30 | 30
|  | 2045 | 2016 usd/megawatt_hour | 28 | 28 | 28 | 28 | 28 | 28 | 28 | 28 | 28
|  | 2050 | 2016 usd/megawatt_hour | 27 | 27 | 27 | 27 | 27 | 27 | 27 | 27 | 27
| mid-atlantic and great lakes agg. | 2020 | 2016 usd/megawatt_hour | 46 | 46 | 46 | 46 | 46 | 46 | 46 | 46 | 46
|  | 2025 | 2016 usd/megawatt_hour | 44 | 44 | 44 | 44 | 44 | 44 | 44 | 44 | 44
|  | 2030 | 2016 usd/megawatt_hour | 36 | 36 | 36 | 36 | 36 | 36 | 36 | 36 | 36
|  | 2035 | 2016 usd/megawatt_hour | 34 | 34 | 34 | 34 | 34 | 34 | 34 | 34 | 34
|  | 2040 | 2016 usd/megawatt_hour | 32 | 32 | 32 | 32 | 32 | 32 | 32 | 32 | 32
|  | 2045 | 2016 usd/megawatt_hour | 31 | 31 | 31 | 31 | 31 | 31 | 31 | 31 | 31
|  | 2050 | 2016 usd/megawatt_hour | 29 | 29 | 29 | 29 | 29 | 29 | 29 | 29 | 29
| new england agg. | 2020 | 2016 usd/megawatt_hour | 63 | 63 | 63 | 63 | 63 | 63 | 63 | 63 | 63
|  | 2025 | 2016 usd/megawatt_hour | 60 | 60 | 60 | 60 | 60 | 60 | 60 | 60 | 60
|  | 2030 | 2016 usd/megawatt_hour | 49 | 49 | 49 | 49 | 49 | 49 | 49 | 49 | 49
|  | 2035 | 2016 usd/megawatt_hour | 46 | 46 | 46 | 46 | 46 | 46 | 46 | 46 | 46
|  | 2040 | 2016 usd/megawatt_hour | 44 | 44 | 44 | 44 | 44 | 44 | 44 | 44 | 44
|  | 2045 | 2016 usd/megawatt_hour | 42 | 42 | 42 | 42 | 42 | 42 | 42 | 42 | 42
|  | 2050 | 2016 usd/megawatt_hour | 39 | 39 | 39 | 39 | 39 | 39 | 39 | 39 | 39
| new york agg. | 2020 | 2016 usd/megawatt_hour | 62 | 62 | 62 | 62 | 62 | 62 | 62 | 62 | 62
|  | 2025 | 2016 usd/megawatt_hour | 59 | 59 | 59 | 59 | 59 | 59 | 59 | 59 | 59
|  | 2030 | 2016 usd/megawatt_hour | 49 | 49 | 49 | 49 | 49 | 49 | 49 | 49 | 49
|  | 2035 | 2016 usd/megawatt_hour | 46 | 46 | 46 | 46 | 46 | 46 | 46 | 46 | 46
|  | 2040 | 2016 usd/megawatt_hour | 44 | 44 | 44 | 44 | 44 | 44 | 44 | 44 | 44
|  | 2045 | 2016 usd/megawatt_hour | 42 | 42 | 42 | 42 | 42 | 42 | 42 | 42 | 42
|  | 2050 | 2016 usd/megawatt_hour | 39 | 39 | 39 | 39 | 39 | 39 | 39 | 39 | 39
| pacific northwest agg. | 2020 | 2016 usd/megawatt_hour | 44 | 44 | 44 | 44 | 44 | 44 | 44 | 44 | 44
|  | 2025 | 2016 usd/megawatt_hour | 42 | 42 | 42 | 42 | 42 | 42 | 42 | 42 | 42
|  | 2030 | 2016 usd/megawatt_hour | 35 | 35 | 35 | 35 | 35 | 35 | 35 | 35 | 35
|  | 2035 | 2016 usd/megawatt_hour | 33 | 33 | 33 | 33 | 33 | 33 | 33 | 33 | 33
|  | 2040 | 2016 usd/megawatt_hour | 31 | 31 | 31 | 31 | 31 | 31 | 31 | 31 | 31
|  | 2045 | 2016 usd/megawatt_hour | 29 | 29 | 29 | 29 | 29 | 29 | 29 | 29 | 29
|  | 2050 | 2016 usd/megawatt_hour | 28 | 28 | 28 | 28 | 28 | 28 | 28 | 28 | 28
| rocky mountains agg. | 2020 | 2016 usd/megawatt_hour | 42 | 42 | 42 | 42 | 42 | 42 | 42 | 42 | 42
|  | 2025 | 2016 usd/megawatt_hour | 41 | 41 | 41 | 41 | 41 | 41 | 41 | 41 | 41
|  | 2030 | 2016 usd/megawatt_hour | 34 | 34 | 34 | 34 | 34 | 34 | 34 | 34 | 34
|  | 2035 | 2016 usd/megawatt_hour | 32 | 32 | 32 | 32 | 32 | 32 | 32 | 32 | 32
|  | 2040 | 2016 usd/megawatt_hour | 31 | 31 | 31 | 31 | 31 | 31 | 31 | 31 | 31
|  | 2045 | 2016 usd/megawatt_hour | 29 | 29 | 29 | 29 | 29 | 29 | 29 | 29 | 29
|  | 2050 | 2016 usd/megawatt_hour | 28 | 28 | 28 | 28 | 28 | 28 | 28 | 28 | 28
| southeast agg. | 2020 | 2016 usd/megawatt_hour | 38 | 38 | 38 | 38 | 38 | 38 | 38 | 38 | 38
|  | 2025 | 2016 usd/megawatt_hour | 36 | 36 | 36 | 36 | 36 | 36 | 36 | 36 | 36
|  | 2030 | 2016 usd/megawatt_hour | 30 | 30 | 30 | 30 | 30 | 30 | 30 | 30 | 30
|  | 2035 | 2016 usd/megawatt_hour | 28 | 28 | 28 | 28 | 28 | 28 | 28 | 28 | 28
|  | 2040 | 2016 usd/megawatt_hour | 26 | 26 | 26 | 26 | 26 | 26 | 26 | 26 | 26
|  | 2045 | 2016 usd/megawatt_hour | 25 | 25 | 25 | 25 | 25 | 25 | 25 | 25 | 25
|  | 2050 | 2016 usd/megawatt_hour | 24 | 24 | 24 | 24 | 24 | 24 | 24 | 24 | 24
| texas agg. | 2020 | 2016 usd/megawatt_hour | 41 | 41 | 41 | 41 | 41 | 41 | 41 | 41 | 41
|  | 2025 | 2016 usd/megawatt_hour | 39 | 39 | 39 | 39 | 39 | 39 | 39 | 39 | 39
|  | 2030 | 2016 usd/megawatt_hour | 33 | 33 | 33 | 33 | 33 | 33 | 33 | 33 | 33
|  | 2035 | 2016 usd/megawatt_hour | 31 | 31 | 31 | 31 | 31 | 31 | 31 | 31 | 31
|  | 2040 | 2016 usd/megawatt_hour | 29 | 29 | 29 | 29 | 29 | 29 | 29 | 29 | 29
|  | 2045 | 2016 usd/megawatt_hour | 28 | 28 | 28 | 28 | 28 | 28 | 28 | 28 | 28
|  | 2050 | 2016 usd/megawatt_hour | 27 | 27 | 27 | 27 | 27 | 27 | 27 | 27 | 27
| upper midwest agg. | 2020 | 2016 usd/megawatt_hour | 39 | 39 | 39 | 39 | 39 | 39 | 39 | 39 | 39
|  | 2025 | 2016 usd/megawatt_hour | 37 | 37 | 37 | 37 | 37 | 37 | 37 | 37 | 37
|  | 2030 | 2016 usd/megawatt_hour | 31 | 31 | 31 | 31 | 31 | 31 | 31 | 31 | 31
|  | 2035 | 2016 usd/megawatt_hour | 29 | 29 | 29 | 29 | 29 | 29 | 29 | 29 | 29
|  | 2040 | 2016 usd/megawatt_hour | 28 | 28 | 28 | 28 | 28 | 28 | 28 | 28 | 28
|  | 2045 | 2016 usd/megawatt_hour | 26 | 26 | 26 | 26 | 26 | 26 | 26 | 26 | 26
|  | 2050 | 2016 usd/megawatt_hour | 25 | 25 | 25 | 25 | 25 | 25 | 25 | 25 | 25
| utah/nevada agg. | 2020 | 2016 usd/megawatt_hour | 38 | 38 | 38 | 38 | 38 | 38 | 38 | 38 | 38
|  | 2025 | 2016 usd/megawatt_hour | 36 | 36 | 36 | 36 | 36 | 36 | 36 | 36 | 36
|  | 2030 | 2016 usd/megawatt_hour | 30 | 30 | 30 | 30 | 30 | 30 | 30 | 30 | 30
|  | 2035 | 2016 usd/megawatt_hour | 28 | 28 | 28 | 28 | 28 | 28 | 28 | 28 | 28
|  | 2040 | 2016 usd/megawatt_hour | 27 | 27 | 27 | 27 | 27 | 27 | 27 | 27 | 27
|  | 2045 | 2016 usd/megawatt_hour | 25 | 25 | 25 | 25 | 25 | 25 | 25 | 25 | 25
|  | 2050 | 2016 usd/megawatt_hour | 24 | 24 | 24 | 24 | 24 | 24 | 24 | 24 | 24
onshore wind power plant_3 | desert southwest agg. | 2020 | 2016 usd/megawatt_hour | 40 | 40 | 40 | 40 | 40 | 40 | 40 | 40 | 40
|  | 2025 | 2016 usd/megawatt_hour | 38 | 38 | 38 | 38 | 38 | 38 | 38 | 38 | 38
|  | 2030 | 2016 usd/megawatt_hour | 31 | 31 | 31 | 31 | 31 | 31 | 31 | 31 | 31
|  | 2035 | 2016 usd/megawatt_hour | 29 | 29 | 29 | 29 | 29 | 29 | 29 | 29 | 29
|  | 2040 | 2016 usd/megawatt_hour | 28 | 28 | 28 | 28 | 28 | 28 | 28 | 28 | 28
|  | 2045 | 2016 usd/megawatt_hour | 27 | 27 | 27 | 27 | 27 | 27 | 27 | 27 | 27
|  | 2050 | 2016 usd/megawatt_hour | 25 | 25 | 25 | 25 | 25 | 25 | 25 | 25 | 25
| louisiana and ozarks agg. | 2020 | 2016 usd/megawatt_hour | 39 | 39 | 39 | 39 | 39 | 39 | 39 | 39 | 39
|  | 2025 | 2016 usd/megawatt_hour | 38 | 38 | 38 | 38 | 38 | 38 | 38 | 38 | 38
|  | 2030 | 2016 usd/megawatt_hour | 31 | 31 | 31 | 31 | 31 | 31 | 31 | 31 | 31
|  | 2035 | 2016 usd/megawatt_hour | 29 | 29 | 29 | 29 | 29 | 29 | 29 | 29 | 29
|  | 2040 | 2016 usd/megawatt_hour | 28 | 28 | 28 | 28 | 28 | 28 | 28 | 28 | 28
|  | 2045 | 2016 usd/megawatt_hour | 26 | 26 | 26 | 26 | 26 | 26 | 26 | 26 | 26
|  | 2050 | 2016 usd/megawatt_hour | 25 | 25 | 25 | 25 | 25 | 25 | 25 | 25 | 25
| lower midwest agg. | 2020 | 2016 usd/megawatt_hour | 42 | 42 | 42 | 42 | 42 | 42 | 42 | 42 | 42
|  | 2025 | 2016 usd/megawatt_hour | 40 | 40 | 40 | 40 | 40 | 40 | 40 | 40 | 40
|  | 2030 | 2016 usd/megawatt_hour | 33 | 33 | 33 | 33 | 33 | 33 | 33 | 33 | 33
|  | 2035 | 2016 usd/megawatt_hour | 31 | 31 | 31 | 31 | 31 | 31 | 31 | 31 | 31
|  | 2040 | 2016 usd/megawatt_hour | 30 | 30 | 30 | 30 | 30 | 30 | 30 | 30 | 30
|  | 2045 | 2016 usd/megawatt_hour | 29 | 29 | 29 | 29 | 29 | 29 | 29 | 29 | 29
|  | 2050 | 2016 usd/megawatt_hour | 27 | 27 | 27 | 27 | 27 | 27 | 27 | 27 | 27
| mid-atlantic and great lakes agg. | 2020 | 2016 usd/megawatt_hour | 48 | 48 | 48 | 48 | 48 | 48 | 48 | 48 | 48
|  | 2025 | 2016 usd/megawatt_hour | 46 | 46 | 46 | 46 | 46 | 46 | 46 | 46 | 46
|  | 2030 | 2016 usd/megawatt_hour | 37 | 37 | 37 | 37 | 37 | 37 | 37 | 37 | 37
|  | 2035 | 2016 usd/megawatt_hour | 35 | 35 | 35 | 35 | 35 | 35 | 35 | 35 | 35
|  | 2040 | 2016 usd/megawatt_hour | 33 | 33 | 33 | 33 | 33 | 33 | 33 | 33 | 33
|  | 2045 | 2016 usd/megawatt_hour | 32 | 32 | 32 | 32 | 32 | 32 | 32 | 32 | 32
|  | 2050 | 2016 usd/megawatt_hour | 30 | 30 | 30 | 30 | 30 | 30 | 30 | 30 | 30
| new england agg. | 2020 | 2016 usd/megawatt_hour | 63 | 63 | 63 | 63 | 63 | 63 | 63 | 63 | 63
|  | 2025 | 2016 usd/megawatt_hour | 60 | 60 | 60 | 60 | 60 | 60 | 60 | 60 | 60
|  | 2030 | 2016 usd/megawatt_hour | 49 | 49 | 49 | 49 | 49 | 49 | 49 | 49 | 49
|  | 2035 | 2016 usd/megawatt_hour | 46 | 46 | 46 | 46 | 46 | 46 | 46 | 46 | 46
|  | 2040 | 2016 usd/megawatt_hour | 44 | 44 | 44 | 44 | 44 | 44 | 44 | 44 | 44
|  | 2045 | 2016 usd/megawatt_hour | 42 | 42 | 42 | 42 | 42 | 42 | 42 | 42 | 42
|  | 2050 | 2016 usd/megawatt_hour | 40 | 40 | 40 | 40 | 40 | 40 | 40 | 40 | 40
| new york agg. | 2020 | 2016 usd/megawatt_hour | 63 | 63 | 63 | 63 | 63 | 63 | 63 | 63 | 63
|  | 2025 | 2016 usd/megawatt_hour | 60 | 60 | 60 | 60 | 60 | 60 | 60 | 60 | 60
|  | 2030 | 2016 usd/megawatt_hour | 49 | 49 | 49 | 49 | 49 | 49 | 49 | 49 | 49
|  | 2035 | 2016 usd/megawatt_hour | 46 | 46 | 46 | 46 | 46 | 46 | 46 | 46 | 46
|  | 2040 | 2016 usd/megawatt_hour | 44 | 44 | 44 | 44 | 44 | 44 | 44 | 44 | 44
|  | 2045 | 2016 usd/megawatt_hour | 42 | 42 | 42 | 42 | 42 | 42 | 42 | 42 | 42
|  | 2050 | 2016 usd/megawatt_hour | 39 | 39 | 39 | 39 | 39 | 39 | 39 | 39 | 39
| pacific northwest agg. | 2020 | 2016 usd/megawatt_hour | 45 | 45 | 45 | 45 | 45 | 45 | 45 | 45 | 45
|  | 2025 | 2016 usd/megawatt_hour | 43 | 43 | 43 | 43 | 43 | 43 | 43 | 43 | 43
|  | 2030 | 2016 usd/megawatt_hour | 35 | 35 | 35 | 35 | 35 | 35 | 35 | 35 | 35
|  | 2035 | 2016 usd/megawatt_hour | 33 | 33 | 33 | 33 | 33 | 33 | 33 | 33 | 33
|  | 2040 | 2016 usd/megawatt_hour | 32 | 32 | 32 | 32 | 32 | 32 | 32 | 32 | 32
|  | 2045 | 2016 usd/megawatt_hour | 30 | 30 | 30 | 30 | 30 | 30 | 30 | 30 | 30
|  | 2050 | 2016 usd/megawatt_hour | 28 | 28 | 28 | 28 | 28 | 28 | 28 | 28 | 28
| rocky mountains agg. | 2020 | 2016 usd/megawatt_hour | 44 | 44 | 44 | 44 | 44 | 44 | 44 | 44 | 44
|  | 2025 | 2016 usd/megawatt_hour | 42 | 42 | 42 | 42 | 42 | 42 | 42 | 42 | 42
|  | 2030 | 2016 usd/megawatt_hour | 35 | 35 | 35 | 35 | 35 | 35 | 35 | 35 | 35
|  | 2035 | 2016 usd/megawatt_hour | 33 | 33 | 33 | 33 | 33 | 33 | 33 | 33 | 33
|  | 2040 | 2016 usd/megawatt_hour | 31 | 31 | 31 | 31 | 31 | 31 | 31 | 31 | 31
|  | 2045 | 2016 usd/megawatt_hour | 30 | 30 | 30 | 30 | 30 | 30 | 30 | 30 | 30
|  | 2050 | 2016 usd/megawatt_hour | 29 | 29 | 29 | 29 | 29 | 29 | 29 | 29 | 29
| southeast agg. | 2020 | 2016 usd/megawatt_hour | 38 | 38 | 38 | 38 | 38 | 38 | 38 | 38 | 38
|  | 2025 | 2016 usd/megawatt_hour | 37 | 37 | 37 | 37 | 37 | 37 | 37 | 37 | 37
|  | 2030 | 2016 usd/megawatt_hour | 30 | 30 | 30 | 30 | 30 | 30 | 30 | 30 | 30
|  | 2035 | 2016 usd/megawatt_hour | 28 | 28 | 28 | 28 | 28 | 28 | 28 | 28 | 28
|  | 2040 | 2016 usd/megawatt_hour | 27 | 27 | 27 | 27 | 27 | 27 | 27 | 27 | 27
|  | 2045 | 2016 usd/megawatt_hour | 26 | 26 | 26 | 26 | 26 | 26 | 26 | 26 | 26
|  | 2050 | 2016 usd/megawatt_hour | 24 | 24 | 24 | 24 | 24 | 24 | 24 | 24 | 24
| texas agg. | 2020 | 2016 usd/megawatt_hour | 42 | 42 | 42 | 42 | 42 | 42 | 42 | 42 | 42
|  | 2025 | 2016 usd/megawatt_hour | 40 | 40 | 40 | 40 | 40 | 40 | 40 | 40 | 40
|  | 2030 | 2016 usd/megawatt_hour | 33 | 33 | 33 | 33 | 33 | 33 | 33 | 33 | 33
|  | 2035 | 2016 usd/megawatt_hour | 31 | 31 | 31 | 31 | 31 | 31 | 31 | 31 | 31
|  | 2040 | 2016 usd/megawatt_hour | 30 | 30 | 30 | 30 | 30 | 30 | 30 | 30 | 30
|  | 2045 | 2016 usd/megawatt_hour | 29 | 29 | 29 | 29 | 29 | 29 | 29 | 29 | 29
|  | 2050 | 2016 usd/megawatt_hour | 27 | 27 | 27 | 27 | 27 | 27 | 27 | 27 | 27
| upper midwest agg. | 2020 | 2016 usd/megawatt_hour | 41 | 41 | 41 | 41 | 41 | 41 | 41 | 41 | 41
|  | 2025 | 2016 usd/megawatt_hour | 39 | 39 | 39 | 39 | 39 | 39 | 39 | 39 | 39
|  | 2030 | 2016 usd/megawatt_hour | 33 | 33 | 33 | 33 | 33 | 33 | 33 | 33 | 33
|  | 2035 | 2016 usd/megawatt_hour | 31 | 31 | 31 | 31 | 31 | 31 | 31 | 31 | 31
|  | 2040 | 2016 usd/megawatt_hour | 29 | 29 | 29 | 29 | 29 | 29 | 29 | 29 | 29
|  | 2045 | 2016 usd/megawatt_hour | 28 | 28 | 28 | 28 | 28 | 28 | 28 | 28 | 28
|  | 2050 | 2016 usd/megawatt_hour | 27 | 27 | 27 | 27 | 27 | 27 | 27 | 27 | 27
| utah/nevada agg. | 2020 | 2016 usd/megawatt_hour | 39 | 39 | 39 | 39 | 39 | 39 | 39 | 39 | 39
|  | 2025 | 2016 usd/megawatt_hour | 37 | 37 | 37 | 37 | 37 | 37 | 37 | 37 | 37
|  | 2030 | 2016 usd/megawatt_hour | 31 | 31 | 31 | 31 | 31 | 31 | 31 | 31 | 31
|  | 2035 | 2016 usd/megawatt_hour | 29 | 29 | 29 | 29 | 29 | 29 | 29 | 29 | 29
|  | 2040 | 2016 usd/megawatt_hour | 28 | 28 | 28 | 28 | 28 | 28 | 28 | 28 | 28
|  | 2045 | 2016 usd/megawatt_hour | 26 | 26 | 26 | 26 | 26 | 26 | 26 | 26 | 26
|  | 2050 | 2016 usd/megawatt_hour | 25 | 25 | 25 | 25 | 25 | 25 | 25 | 25 | 25
onshore wind power plant_4 | california agg. | 2020 | 2016 usd/megawatt_hour | 48 | 48 | 48 | 48 | 48 | 48 | 48 | 48 | 48
|  | 2025 | 2016 usd/megawatt_hour | 46 | 46 | 46 | 46 | 46 | 46 | 46 | 46 | 46
|  | 2030 | 2016 usd/megawatt_hour | 38 | 38 | 38 | 38 | 38 | 38 | 38 | 38 | 38
|  | 2035 | 2016 usd/megawatt_hour | 35 | 35 | 35 | 35 | 35 | 35 | 35 | 35 | 35
|  | 2040 | 2016 usd/megawatt_hour | 34 | 34 | 34 | 34 | 34 | 34 | 34 | 34 | 34
|  | 2045 | 2016 usd/megawatt_hour | 32 | 32 | 32 | 32 | 32 | 32 | 32 | 32 | 32
|  | 2050 | 2016 usd/megawatt_hour | 30 | 30 | 30 | 30 | 30 | 30 | 30 | 30 | 30
| desert southwest agg. | 2020 | 2016 usd/megawatt_hour | 41 | 41 | 41 | 41 | 41 | 41 | 41 | 41 | 41
|  | 2025 | 2016 usd/megawatt_hour | 39 | 39 | 39 | 39 | 39 | 39 | 39 | 39 | 39
|  | 2030 | 2016 usd/megawatt_hour | 32 | 32 | 32 | 32 | 32 | 32 | 32 | 32 | 32
|  | 2035 | 2016 usd/megawatt_hour | 30 | 30 | 30 | 30 | 30 | 30 | 30 | 30 | 30
|  | 2040 | 2016 usd/megawatt_hour | 29 | 29 | 29 | 29 | 29 | 29 | 29 | 29 | 29
|  | 2045 | 2016 usd/megawatt_hour | 28 | 28 | 28 | 28 | 28 | 28 | 28 | 28 | 28
|  | 2050 | 2016 usd/megawatt_hour | 26 | 26 | 26 | 26 | 26 | 26 | 26 | 26 | 26
| louisiana and ozarks agg. | 2020 | 2016 usd/megawatt_hour | 41 | 41 | 41 | 41 | 41 | 41 | 41 | 41 | 41
|  | 2025 | 2016 usd/megawatt_hour | 39 | 39 | 39 | 39 | 39 | 39 | 39 | 39 | 39
|  | 2030 | 2016 usd/megawatt_hour | 32 | 32 | 32 | 32 | 32 | 32 | 32 | 32 | 32
|  | 2035 | 2016 usd/megawatt_hour | 31 | 31 | 31 | 31 | 31 | 31 | 31 | 31 | 31
|  | 2040 | 2016 usd/megawatt_hour | 29 | 29 | 29 | 29 | 29 | 29 | 29 | 29 | 29
|  | 2045 | 2016 usd/megawatt_hour | 28 | 28 | 28 | 28 | 28 | 28 | 28 | 28 | 28
|  | 2050 | 2016 usd/megawatt_hour | 26 | 26 | 26 | 26 | 26 | 26 | 26 | 26 | 26
| lower midwest agg. | 2020 | 2016 usd/megawatt_hour | 43 | 43 | 43 | 43 | 43 | 43 | 43 | 43 | 43
|  | 2025 | 2016 usd/megawatt_hour | 42 | 42 | 42 | 42 | 42 | 42 | 42 | 42 | 42
|  | 2030 | 2016 usd/megawatt_hour | 34 | 34 | 34 | 34 | 34 | 34 | 34 | 34 | 34
|  | 2035 | 2016 usd/megawatt_hour | 32 | 32 | 32 | 32 | 32 | 32 | 32 | 32 | 32
|  | 2040 | 2016 usd/megawatt_hour | 31 | 31 | 31 | 31 | 31 | 31 | 31 | 31 | 31
|  | 2045 | 2016 usd/megawatt_hour | 30 | 30 | 30 | 30 | 30 | 30 | 30 | 30 | 30
|  | 2050 | 2016 usd/megawatt_hour | 28 | 28 | 28 | 28 | 28 | 28 | 28 | 28 | 28
| mid-atlantic and great lakes agg. | 2020 | 2016 usd/megawatt_hour | 49 | 49 | 49 | 49 | 49 | 49 | 49 | 49 | 49
|  | 2025 | 2016 usd/megawatt_hour | 47 | 47 | 47 | 47 | 47 | 47 | 47 | 47 | 47
|  | 2030 | 2016 usd/megawatt_hour | 38 | 38 | 38 | 38 | 38 | 38 | 38 | 38 | 38
|  | 2035 | 2016 usd/megawatt_hour | 36 | 36 | 36 | 36 | 36 | 36 | 36 | 36 | 36
|  | 2040 | 2016 usd/megawatt_hour | 34 | 34 | 34 | 34 | 34 | 34 | 34 | 34 | 34
|  | 2045 | 2016 usd/megawatt_hour | 33 | 33 | 33 | 33 | 33 | 33 | 33 | 33 | 33
|  | 2050 | 2016 usd/megawatt_hour | 31 | 31 | 31 | 31 | 31 | 31 | 31 | 31 | 31
| new england agg. | 2020 | 2016 usd/megawatt_hour | 65 | 65 | 65 | 65 | 65 | 65 | 65 | 65 | 65
|  | 2025 | 2016 usd/megawatt_hour | 62 | 62 | 62 | 62 | 62 | 62 | 62 | 62 | 62
|  | 2030 | 2016 usd/megawatt_hour | 51 | 51 | 51 | 51 | 51 | 51 | 51 | 51 | 51
|  | 2035 | 2016 usd/megawatt_hour | 47 | 47 | 47 | 47 | 47 | 47 | 47 | 47 | 47
|  | 2040 | 2016 usd/megawatt_hour | 45 | 45 | 45 | 45 | 45 | 45 | 45 | 45 | 45
|  | 2045 | 2016 usd/megawatt_hour | 43 | 43 | 43 | 43 | 43 | 43 | 43 | 43 | 43
|  | 2050 | 2016 usd/megawatt_hour | 41 | 41 | 41 | 41 | 41 | 41 | 41 | 41 | 41
| new york agg. | 2020 | 2016 usd/megawatt_hour | 65 | 65 | 65 | 65 | 65 | 65 | 65 | 65 | 65
|  | 2025 | 2016 usd/megawatt_hour | 62 | 62 | 62 | 62 | 62 | 62 | 62 | 62 | 62
|  | 2030 | 2016 usd/megawatt_hour | 50 | 50 | 50 | 50 | 50 | 50 | 50 | 50 | 50
|  | 2035 | 2016 usd/megawatt_hour | 47 | 47 | 47 | 47 | 47 | 47 | 47 | 47 | 47
|  | 2040 | 2016 usd/megawatt_hour | 45 | 45 | 45 | 45 | 45 | 45 | 45 | 45 | 45
|  | 2045 | 2016 usd/megawatt_hour | 43 | 43 | 43 | 43 | 43 | 43 | 43 | 43 | 43
|  | 2050 | 2016 usd/megawatt_hour | 40 | 40 | 40 | 40 | 40 | 40 | 40 | 40 | 40
| pacific northwest agg. | 2020 | 2016 usd/megawatt_hour | 47 | 47 | 47 | 47 | 47 | 47 | 47 | 47 | 47
|  | 2025 | 2016 usd/megawatt_hour | 45 | 45 | 45 | 45 | 45 | 45 | 45 | 45 | 45
|  | 2030 | 2016 usd/megawatt_hour | 37 | 37 | 37 | 37 | 37 | 37 | 37 | 37 | 37
|  | 2035 | 2016 usd/megawatt_hour | 34 | 34 | 34 | 34 | 34 | 34 | 34 | 34 | 34
|  | 2040 | 2016 usd/megawatt_hour | 33 | 33 | 33 | 33 | 33 | 33 | 33 | 33 | 33
|  | 2045 | 2016 usd/megawatt_hour | 31 | 31 | 31 | 31 | 31 | 31 | 31 | 31 | 31
|  | 2050 | 2016 usd/megawatt_hour | 30 | 30 | 30 | 30 | 30 | 30 | 30 | 30 | 30
| rocky mountains agg. | 2020 | 2016 usd/megawatt_hour | 45 | 45 | 45 | 45 | 45 | 45 | 45 | 45 | 45
|  | 2025 | 2016 usd/megawatt_hour | 43 | 43 | 43 | 43 | 43 | 43 | 43 | 43 | 43
|  | 2030 | 2016 usd/megawatt_hour | 36 | 36 | 36 | 36 | 36 | 36 | 36 | 36 | 36
|  | 2035 | 2016 usd/megawatt_hour | 34 | 34 | 34 | 34 | 34 | 34 | 34 | 34 | 34
|  | 2040 | 2016 usd/megawatt_hour | 32 | 32 | 32 | 32 | 32 | 32 | 32 | 32 | 32
|  | 2045 | 2016 usd/megawatt_hour | 31 | 31 | 31 | 31 | 31 | 31 | 31 | 31 | 31
|  | 2050 | 2016 usd/megawatt_hour | 30 | 30 | 30 | 30 | 30 | 30 | 30 | 30 | 30
| southeast agg. | 2020 | 2016 usd/megawatt_hour | 40 | 40 | 40 | 40 | 40 | 40 | 40 | 40 | 40
|  | 2025 | 2016 usd/megawatt_hour | 38 | 38 | 38 | 38 | 38 | 38 | 38 | 38 | 38
|  | 2030 | 2016 usd/megawatt_hour | 31 | 31 | 31 | 31 | 31 | 31 | 31 | 31 | 31
|  | 2035 | 2016 usd/megawatt_hour | 29 | 29 | 29 | 29 | 29 | 29 | 29 | 29 | 29
|  | 2040 | 2016 usd/megawatt_hour | 28 | 28 | 28 | 28 | 28 | 28 | 28 | 28 | 28
|  | 2045 | 2016 usd/megawatt_hour | 27 | 27 | 27 | 27 | 27 | 27 | 27 | 27 | 27
|  | 2050 | 2016 usd/megawatt_hour | 25 | 25 | 25 | 25 | 25 | 25 | 25 | 25 | 25
| texas agg. | 2020 | 2016 usd/megawatt_hour | 44 | 44 | 44 | 44 | 44 | 44 | 44 | 44 | 44
|  | 2025 | 2016 usd/megawatt_hour | 42 | 42 | 42 | 42 | 42 | 42 | 42 | 42 | 42
|  | 2030 | 2016 usd/megawatt_hour | 34 | 34 | 34 | 34 | 34 | 34 | 34 | 34 | 34
|  | 2035 | 2016 usd/megawatt_hour | 33 | 33 | 33 | 33 | 33 | 33 | 33 | 33 | 33
|  | 2040 | 2016 usd/megawatt_hour | 31 | 31 | 31 | 31 | 31 | 31 | 31 | 31 | 31
|  | 2045 | 2016 usd/megawatt_hour | 30 | 30 | 30 | 30 | 30 | 30 | 30 | 30 | 30
|  | 2050 | 2016 usd/megawatt_hour | 28 | 28 | 28 | 28 | 28 | 28 | 28 | 28 | 28
| upper midwest agg. | 2020 | 2016 usd/megawatt_hour | 43 | 43 | 43 | 43 | 43 | 43 | 43 | 43 | 43
|  | 2025 | 2016 usd/megawatt_hour | 41 | 41 | 41 | 41 | 41 | 41 | 41 | 41 | 41
|  | 2030 | 2016 usd/megawatt_hour | 34 | 34 | 34 | 34 | 34 | 34 | 34 | 34 | 34
|  | 2035 | 2016 usd/megawatt_hour | 32 | 32 | 32 | 32 | 32 | 32 | 32 | 32 | 32
|  | 2040 | 2016 usd/megawatt_hour | 31 | 31 | 31 | 31 | 31 | 31 | 31 | 31 | 31
|  | 2045 | 2016 usd/megawatt_hour | 29 | 29 | 29 | 29 | 29 | 29 | 29 | 29 | 29
|  | 2050 | 2016 usd/megawatt_hour | 28 | 28 | 28 | 28 | 28 | 28 | 28 | 28 | 28
| utah/nevada agg. | 2020 | 2016 usd/megawatt_hour | 40 | 40 | 40 | 40 | 40 | 40 | 40 | 40 | 40
|  | 2025 | 2016 usd/megawatt_hour | 38 | 38 | 38 | 38 | 38 | 38 | 38 | 38 | 38
|  | 2030 | 2016 usd/megawatt_hour | 31 | 31 | 31 | 31 | 31 | 31 | 31 | 31 | 31
|  | 2035 | 2016 usd/megawatt_hour | 29 | 29 | 29 | 29 | 29 | 29 | 29 | 29 | 29
|  | 2040 | 2016 usd/megawatt_hour | 28 | 28 | 28 | 28 | 28 | 28 | 28 | 28 | 28
|  | 2045 | 2016 usd/megawatt_hour | 27 | 27 | 27 | 27 | 27 | 27 | 27 | 27 | 27
|  | 2050 | 2016 usd/megawatt_hour | 25 | 25 | 25 | 25 | 25 | 25 | 25 | 25 | 25
onshore wind power plant_5 | california agg. | 2020 | 2016 usd/megawatt_hour | 52 | 52 | 52 | 52 | 52 | 52 | 52 | 52 | 52
|  | 2025 | 2016 usd/megawatt_hour | 50 | 50 | 50 | 50 | 50 | 50 | 50 | 50 | 50
|  | 2030 | 2016 usd/megawatt_hour | 40 | 40 | 40 | 40 | 40 | 40 | 40 | 40 | 40
|  | 2035 | 2016 usd/megawatt_hour | 38 | 38 | 38 | 38 | 38 | 38 | 38 | 38 | 38
|  | 2040 | 2016 usd/megawatt_hour | 36 | 36 | 36 | 36 | 36 | 36 | 36 | 36 | 36
|  | 2045 | 2016 usd/megawatt_hour | 35 | 35 | 35 | 35 | 35 | 35 | 35 | 35 | 35
|  | 2050 | 2016 usd/megawatt_hour | 33 | 33 | 33 | 33 | 33 | 33 | 33 | 33 | 33
| desert southwest agg. | 2020 | 2016 usd/megawatt_hour | 44 | 44 | 44 | 44 | 44 | 44 | 44 | 44 | 44
|  | 2025 | 2016 usd/megawatt_hour | 42 | 42 | 42 | 42 | 42 | 42 | 42 | 42 | 42
|  | 2030 | 2016 usd/megawatt_hour | 34 | 34 | 34 | 34 | 34 | 34 | 34 | 34 | 34
|  | 2035 | 2016 usd/megawatt_hour | 32 | 32 | 32 | 32 | 32 | 32 | 32 | 32 | 32
|  | 2040 | 2016 usd/megawatt_hour | 31 | 31 | 31 | 31 | 31 | 31 | 31 | 31 | 31
|  | 2045 | 2016 usd/megawatt_hour | 29 | 29 | 29 | 29 | 29 | 29 | 29 | 29 | 29
|  | 2050 | 2016 usd/megawatt_hour | 28 | 28 | 28 | 28 | 28 | 28 | 28 | 28 | 28
| louisiana and ozarks agg. | 2020 | 2016 usd/megawatt_hour | 45 | 45 | 45 | 45 | 45 | 45 | 45 | 45 | 45
|  | 2025 | 2016 usd/megawatt_hour | 43 | 43 | 43 | 43 | 43 | 43 | 43 | 43 | 43
|  | 2030 | 2016 usd/megawatt_hour | 35 | 35 | 35 | 35 | 35 | 35 | 35 | 35 | 35
|  | 2035 | 2016 usd/megawatt_hour | 33 | 33 | 33 | 33 | 33 | 33 | 33 | 33 | 33
|  | 2040 | 2016 usd/megawatt_hour | 32 | 32 | 32 | 32 | 32 | 32 | 32 | 32 | 32
|  | 2045 | 2016 usd/megawatt_hour | 30 | 30 | 30 | 30 | 30 | 30 | 30 | 30 | 30
|  | 2050 | 2016 usd/megawatt_hour | 29 | 29 | 29 | 29 | 29 | 29 | 29 | 29 | 29
| lower midwest agg. | 2020 | 2016 usd/megawatt_hour | 47 | 47 | 47 | 47 | 47 | 47 | 47 | 47 | 47
|  | 2025 | 2016 usd/megawatt_hour | 45 | 45 | 45 | 45 | 45 | 45 | 45 | 45 | 45
|  | 2030 | 2016 usd/megawatt_hour | 36 | 36 | 36 | 36 | 36 | 36 | 36 | 36 | 36
|  | 2035 | 2016 usd/megawatt_hour | 35 | 35 | 35 | 35 | 35 | 35 | 35 | 35 | 35
|  | 2040 | 2016 usd/megawatt_hour | 33 | 33 | 33 | 33 | 33 | 33 | 33 | 33 | 33
|  | 2045 | 2016 usd/megawatt_hour | 32 | 32 | 32 | 32 | 32 | 32 | 32 | 32 | 32
|  | 2050 | 2016 usd/megawatt_hour | 30 | 30 | 30 | 30 | 30 | 30 | 30 | 30 | 30
| mid-atlantic and great lakes agg. | 2020 | 2016 usd/megawatt_hour | 54 | 54 | 54 | 54 | 54 | 54 | 54 | 54 | 54
|  | 2025 | 2016 usd/megawatt_hour | 51 | 51 | 51 | 51 | 51 | 51 | 51 | 51 | 51
|  | 2030 | 2016 usd/megawatt_hour | 42 | 42 | 42 | 42 | 42 | 42 | 42 | 42 | 42
|  | 2035 | 2016 usd/megawatt_hour | 39 | 39 | 39 | 39 | 39 | 39 | 39 | 39 | 39
|  | 2040 | 2016 usd/megawatt_hour | 37 | 37 | 37 | 37 | 37 | 37 | 37 | 37 | 37
|  | 2045 | 2016 usd/megawatt_hour | 36 | 36 | 36 | 36 | 36 | 36 | 36 | 36 | 36
|  | 2050 | 2016 usd/megawatt_hour | 34 | 34 | 34 | 34 | 34 | 34 | 34 | 34 | 34
| new england agg. | 2020 | 2016 usd/megawatt_hour | 70 | 70 | 70 | 70 | 70 | 70 | 70 | 70 | 70
|  | 2025 | 2016 usd/megawatt_hour | 67 | 67 | 67 | 67 | 67 | 67 | 67 | 67 | 67
|  | 2030 | 2016 usd/megawatt_hour | 54 | 54 | 54 | 54 | 54 | 54 | 54 | 54 | 54
|  | 2035 | 2016 usd/megawatt_hour | 51 | 51 | 51 | 51 | 51 | 51 | 51 | 51 | 51
|  | 2040 | 2016 usd/megawatt_hour | 48 | 48 | 48 | 48 | 48 | 48 | 48 | 48 | 48
|  | 2045 | 2016 usd/megawatt_hour | 46 | 46 | 46 | 46 | 46 | 46 | 46 | 46 | 46
|  | 2050 | 2016 usd/megawatt_hour | 44 | 44 | 44 | 44 | 44 | 44 | 44 | 44 | 44
| new york agg. | 2020 | 2016 usd/megawatt_hour | 70 | 70 | 70 | 70 | 70 | 70 | 70 | 70 | 70
|  | 2025 | 2016 usd/megawatt_hour | 67 | 67 | 67 | 67 | 67 | 67 | 67 | 67 | 67
|  | 2030 | 2016 usd/megawatt_hour | 54 | 54 | 54 | 54 | 54 | 54 | 54 | 54 | 54
|  | 2035 | 2016 usd/megawatt_hour | 51 | 51 | 51 | 51 | 51 | 51 | 51 | 51 | 51
|  | 2040 | 2016 usd/megawatt_hour | 48 | 48 | 48 | 48 | 48 | 48 | 48 | 48 | 48
|  | 2045 | 2016 usd/megawatt_hour | 46 | 46 | 46 | 46 | 46 | 46 | 46 | 46 | 46
|  | 2050 | 2016 usd/megawatt_hour | 44 | 44 | 44 | 44 | 44 | 44 | 44 | 44 | 44
| pacific northwest agg. | 2020 | 2016 usd/megawatt_hour | 51 | 51 | 51 | 51 | 51 | 51 | 51 | 51 | 51
|  | 2025 | 2016 usd/megawatt_hour | 48 | 48 | 48 | 48 | 48 | 48 | 48 | 48 | 48
|  | 2030 | 2016 usd/megawatt_hour | 39 | 39 | 39 | 39 | 39 | 39 | 39 | 39 | 39
|  | 2035 | 2016 usd/megawatt_hour | 37 | 37 | 37 | 37 | 37 | 37 | 37 | 37 | 37
|  | 2040 | 2016 usd/megawatt_hour | 35 | 35 | 35 | 35 | 35 | 35 | 35 | 35 | 35
|  | 2045 | 2016 usd/megawatt_hour | 33 | 33 | 33 | 33 | 33 | 33 | 33 | 33 | 33
|  | 2050 | 2016 usd/megawatt_hour | 32 | 32 | 32 | 32 | 32 | 32 | 32 | 32 | 32
| rocky mountains agg. | 2020 | 2016 usd/megawatt_hour | 48 | 48 | 48 | 48 | 48 | 48 | 48 | 48 | 48
|  | 2025 | 2016 usd/megawatt_hour | 46 | 46 | 46 | 46 | 46 | 46 | 46 | 46 | 46
|  | 2030 | 2016 usd/megawatt_hour | 38 | 38 | 38 | 38 | 38 | 38 | 38 | 38 | 38
|  | 2035 | 2016 usd/megawatt_hour | 36 | 36 | 36 | 36 | 36 | 36 | 36 | 36 | 36
|  | 2040 | 2016 usd/megawatt_hour | 35 | 35 | 35 | 35 | 35 | 35 | 35 | 35 | 35
|  | 2045 | 2016 usd/megawatt_hour | 33 | 33 | 33 | 33 | 33 | 33 | 33 | 33 | 33
|  | 2050 | 2016 usd/megawatt_hour | 32 | 32 | 32 | 32 | 32 | 32 | 32 | 32 | 32
| southeast agg. | 2020 | 2016 usd/megawatt_hour | 43 | 43 | 43 | 43 | 43 | 43 | 43 | 43 | 43
|  | 2025 | 2016 usd/megawatt_hour | 42 | 42 | 42 | 42 | 42 | 42 | 42 | 42 | 42
|  | 2030 | 2016 usd/megawatt_hour | 34 | 34 | 34 | 34 | 34 | 34 | 34 | 34 | 34
|  | 2035 | 2016 usd/megawatt_hour | 32 | 32 | 32 | 32 | 32 | 32 | 32 | 32 | 32
|  | 2040 | 2016 usd/megawatt_hour | 30 | 30 | 30 | 30 | 30 | 30 | 30 | 30 | 30
|  | 2045 | 2016 usd/megawatt_hour | 29 | 29 | 29 | 29 | 29 | 29 | 29 | 29 | 29
|  | 2050 | 2016 usd/megawatt_hour | 27 | 27 | 27 | 27 | 27 | 27 | 27 | 27 | 27
| texas agg. | 2020 | 2016 usd/megawatt_hour | 47 | 47 | 47 | 47 | 47 | 47 | 47 | 47 | 47
|  | 2025 | 2016 usd/megawatt_hour | 45 | 45 | 45 | 45 | 45 | 45 | 45 | 45 | 45
|  | 2030 | 2016 usd/megawatt_hour | 37 | 37 | 37 | 37 | 37 | 37 | 37 | 37 | 37
|  | 2035 | 2016 usd/megawatt_hour | 35 | 35 | 35 | 35 | 35 | 35 | 35 | 35 | 35
|  | 2040 | 2016 usd/megawatt_hour | 34 | 34 | 34 | 34 | 34 | 34 | 34 | 34 | 34
|  | 2045 | 2016 usd/megawatt_hour | 32 | 32 | 32 | 32 | 32 | 32 | 32 | 32 | 32
|  | 2050 | 2016 usd/megawatt_hour | 31 | 31 | 31 | 31 | 31 | 31 | 31 | 31 | 31
| upper midwest agg. | 2020 | 2016 usd/megawatt_hour | 46 | 46 | 46 | 46 | 46 | 46 | 46 | 46 | 46
|  | 2025 | 2016 usd/megawatt_hour | 44 | 44 | 44 | 44 | 44 | 44 | 44 | 44 | 44
|  | 2030 | 2016 usd/megawatt_hour | 36 | 36 | 36 | 36 | 36 | 36 | 36 | 36 | 36
|  | 2035 | 2016 usd/megawatt_hour | 34 | 34 | 34 | 34 | 34 | 34 | 34 | 34 | 34
|  | 2040 | 2016 usd/megawatt_hour | 33 | 33 | 33 | 33 | 33 | 33 | 33 | 33 | 33
|  | 2045 | 2016 usd/megawatt_hour | 31 | 31 | 31 | 31 | 31 | 31 | 31 | 31 | 31
|  | 2050 | 2016 usd/megawatt_hour | 30 | 30 | 30 | 30 | 30 | 30 | 30 | 30 | 30
| utah/nevada agg. | 2020 | 2016 usd/megawatt_hour | 44 | 44 | 44 | 44 | 44 | 44 | 44 | 44 | 44
|  | 2025 | 2016 usd/megawatt_hour | 42 | 42 | 42 | 42 | 42 | 42 | 42 | 42 | 42
|  | 2030 | 2016 usd/megawatt_hour | 34 | 34 | 34 | 34 | 34 | 34 | 34 | 34 | 34
|  | 2035 | 2016 usd/megawatt_hour | 32 | 32 | 32 | 32 | 32 | 32 | 32 | 32 | 32
|  | 2040 | 2016 usd/megawatt_hour | 30 | 30 | 30 | 30 | 30 | 30 | 30 | 30 | 30
|  | 2045 | 2016 usd/megawatt_hour | 29 | 29 | 29 | 29 | 29 | 29 | 29 | 29 | 29
|  | 2050 | 2016 usd/megawatt_hour | 28 | 28 | 28 | 28 | 28 | 28 | 28 | 28 | 28
onshore wind power plant_6 | california agg. | 2020 | 2016 usd/megawatt_hour | 60 | 60 | 60 | 60 | 60 | 60 | 60 | 60 | 60
|  | 2025 | 2016 usd/megawatt_hour | 57 | 57 | 57 | 57 | 57 | 57 | 57 | 57 | 57
|  | 2030 | 2016 usd/megawatt_hour | 46 | 46 | 46 | 46 | 46 | 46 | 46 | 46 | 46
|  | 2035 | 2016 usd/megawatt_hour | 43 | 43 | 43 | 43 | 43 | 43 | 43 | 43 | 43
|  | 2040 | 2016 usd/megawatt_hour | 41 | 41 | 41 | 41 | 41 | 41 | 41 | 41 | 41
|  | 2045 | 2016 usd/megawatt_hour | 40 | 40 | 40 | 40 | 40 | 40 | 40 | 40 | 40
|  | 2050 | 2016 usd/megawatt_hour | 38 | 38 | 38 | 38 | 38 | 38 | 38 | 38 | 38
| desert southwest agg. | 2020 | 2016 usd/megawatt_hour | 51 | 51 | 51 | 51 | 51 | 51 | 51 | 51 | 51
|  | 2025 | 2016 usd/megawatt_hour | 49 | 49 | 49 | 49 | 49 | 49 | 49 | 49 | 49
|  | 2030 | 2016 usd/megawatt_hour | 39 | 39 | 39 | 39 | 39 | 39 | 39 | 39 | 39
|  | 2035 | 2016 usd/megawatt_hour | 37 | 37 | 37 | 37 | 37 | 37 | 37 | 37 | 37
|  | 2040 | 2016 usd/megawatt_hour | 35 | 35 | 35 | 35 | 35 | 35 | 35 | 35 | 35
|  | 2045 | 2016 usd/megawatt_hour | 34 | 34 | 34 | 34 | 34 | 34 | 34 | 34 | 34
|  | 2050 | 2016 usd/megawatt_hour | 32 | 32 | 32 | 32 | 32 | 32 | 32 | 32 | 32
| hawaii agg. | 2020 | 2016 usd/megawatt_hour | 51 | 51 | 51 | 51 | 51 | 51 | 51 | 51 | 51
|  | 2025 | 2016 usd/megawatt_hour | 49 | 49 | 49 | 49 | 49 | 49 | 49 | 49 | 49
|  | 2030 | 2016 usd/megawatt_hour | 39 | 39 | 39 | 39 | 39 | 39 | 39 | 39 | 39
|  | 2035 | 2016 usd/megawatt_hour | 37 | 37 | 37 | 37 | 37 | 37 | 37 | 37 | 37
|  | 2040 | 2016 usd/megawatt_hour | 36 | 36 | 36 | 36 | 36 | 36 | 36 | 36 | 36
|  | 2045 | 2016 usd/megawatt_hour | 34 | 34 | 34 | 34 | 34 | 34 | 34 | 34 | 34
|  | 2050 | 2016 usd/megawatt_hour | 33 | 33 | 33 | 33 | 33 | 33 | 33 | 33 | 33
| louisiana and ozarks agg. | 2020 | 2016 usd/megawatt_hour | 51 | 51 | 51 | 51 | 51 | 51 | 51 | 51 | 51
|  | 2025 | 2016 usd/megawatt_hour | 48 | 48 | 48 | 48 | 48 | 48 | 48 | 48 | 48
|  | 2030 | 2016 usd/megawatt_hour | 39 | 39 | 39 | 39 | 39 | 39 | 39 | 39 | 39
|  | 2035 | 2016 usd/megawatt_hour | 37 | 37 | 37 | 37 | 37 | 37 | 37 | 37 | 37
|  | 2040 | 2016 usd/megawatt_hour | 35 | 35 | 35 | 35 | 35 | 35 | 35 | 35 | 35
|  | 2045 | 2016 usd/megawatt_hour | 34 | 34 | 34 | 34 | 34 | 34 | 34 | 34 | 34
|  | 2050 | 2016 usd/megawatt_hour | 32 | 32 | 32 | 32 | 32 | 32 | 32 | 32 | 32
| lower midwest agg. | 2020 | 2016 usd/megawatt_hour | 53 | 53 | 53 | 53 | 53 | 53 | 53 | 53 | 53
|  | 2025 | 2016 usd/megawatt_hour | 50 | 50 | 50 | 50 | 50 | 50 | 50 | 50 | 50
|  | 2030 | 2016 usd/megawatt_hour | 41 | 41 | 41 | 41 | 41 | 41 | 41 | 41 | 41
|  | 2035 | 2016 usd/megawatt_hour | 38 | 38 | 38 | 38 | 38 | 38 | 38 | 38 | 38
|  | 2040 | 2016 usd/megawatt_hour | 37 | 37 | 37 | 37 | 37 | 37 | 37 | 37 | 37
|  | 2045 | 2016 usd/megawatt_hour | 35 | 35 | 35 | 35 | 35 | 35 | 35 | 35 | 35
|  | 2050 | 2016 usd/megawatt_hour | 34 | 34 | 34 | 34 | 34 | 34 | 34 | 34 | 34
| mid-atlantic and great lakes agg. | 2020 | 2016 usd/megawatt_hour | 62 | 62 | 62 | 62 | 62 | 62 | 62 | 62 | 62
|  | 2025 | 2016 usd/megawatt_hour | 59 | 59 | 59 | 59 | 59 | 59 | 59 | 59 | 59
|  | 2030 | 2016 usd/megawatt_hour | 47 | 47 | 47 | 47 | 47 | 47 | 47 | 47 | 47
|  | 2035 | 2016 usd/megawatt_hour | 44 | 44 | 44 | 44 | 44 | 44 | 44 | 44 | 44
|  | 2040 | 2016 usd/megawatt_hour | 43 | 43 | 43 | 43 | 43 | 43 | 43 | 43 | 43
|  | 2045 | 2016 usd/megawatt_hour | 41 | 41 | 41 | 41 | 41 | 41 | 41 | 41 | 41
|  | 2050 | 2016 usd/megawatt_hour | 39 | 39 | 39 | 39 | 39 | 39 | 39 | 39 | 39
| new england agg. | 2020 | 2016 usd/megawatt_hour | 79 | 79 | 79 | 79 | 79 | 79 | 79 | 79 | 79
|  | 2025 | 2016 usd/megawatt_hour | 75 | 75 | 75 | 75 | 75 | 75 | 75 | 75 | 75
|  | 2030 | 2016 usd/megawatt_hour | 60 | 60 | 60 | 60 | 60 | 60 | 60 | 60 | 60
|  | 2035 | 2016 usd/megawatt_hour | 56 | 56 | 56 | 56 | 56 | 56 | 56 | 56 | 56
|  | 2040 | 2016 usd/megawatt_hour | 54 | 54 | 54 | 54 | 54 | 54 | 54 | 54 | 54
|  | 2045 | 2016 usd/megawatt_hour | 52 | 52 | 52 | 52 | 52 | 52 | 52 | 52 | 52
|  | 2050 | 2016 usd/megawatt_hour | 49 | 49 | 49 | 49 | 49 | 49 | 49 | 49 | 49
| new york agg. | 2020 | 2016 usd/megawatt_hour | 80 | 80 | 80 | 80 | 80 | 80 | 80 | 80 | 80
|  | 2025 | 2016 usd/megawatt_hour | 76 | 76 | 76 | 76 | 76 | 76 | 76 | 76 | 76
|  | 2030 | 2016 usd/megawatt_hour | 61 | 61 | 61 | 61 | 61 | 61 | 61 | 61 | 61
|  | 2035 | 2016 usd/megawatt_hour | 57 | 57 | 57 | 57 | 57 | 57 | 57 | 57 | 57
|  | 2040 | 2016 usd/megawatt_hour | 55 | 55 | 55 | 55 | 55 | 55 | 55 | 55 | 55
|  | 2045 | 2016 usd/megawatt_hour | 52 | 52 | 52 | 52 | 52 | 52 | 52 | 52 | 52
|  | 2050 | 2016 usd/megawatt_hour | 50 | 50 | 50 | 50 | 50 | 50 | 50 | 50 | 50
| pacific northwest agg. | 2020 | 2016 usd/megawatt_hour | 57 | 57 | 57 | 57 | 57 | 57 | 57 | 57 | 57
|  | 2025 | 2016 usd/megawatt_hour | 55 | 55 | 55 | 55 | 55 | 55 | 55 | 55 | 55
|  | 2030 | 2016 usd/megawatt_hour | 44 | 44 | 44 | 44 | 44 | 44 | 44 | 44 | 44
|  | 2035 | 2016 usd/megawatt_hour | 41 | 41 | 41 | 41 | 41 | 41 | 41 | 41 | 41
|  | 2040 | 2016 usd/megawatt_hour | 39 | 39 | 39 | 39 | 39 | 39 | 39 | 39 | 39
|  | 2045 | 2016 usd/megawatt_hour | 38 | 38 | 38 | 38 | 38 | 38 | 38 | 38 | 38
|  | 2050 | 2016 usd/megawatt_hour | 36 | 36 | 36 | 36 | 36 | 36 | 36 | 36 | 36
| rocky mountains agg. | 2020 | 2016 usd/megawatt_hour | 56 | 56 | 56 | 56 | 56 | 56 | 56 | 56 | 56
|  | 2025 | 2016 usd/megawatt_hour | 53 | 53 | 53 | 53 | 53 | 53 | 53 | 53 | 53
|  | 2030 | 2016 usd/megawatt_hour | 43 | 43 | 43 | 43 | 43 | 43 | 43 | 43 | 43
|  | 2035 | 2016 usd/megawatt_hour | 41 | 41 | 41 | 41 | 41 | 41 | 41 | 41 | 41
|  | 2040 | 2016 usd/megawatt_hour | 40 | 40 | 40 | 40 | 40 | 40 | 40 | 40 | 40
|  | 2045 | 2016 usd/megawatt_hour | 38 | 38 | 38 | 38 | 38 | 38 | 38 | 38 | 38
|  | 2050 | 2016 usd/megawatt_hour | 36 | 36 | 36 | 36 | 36 | 36 | 36 | 36 | 36
| southeast agg. | 2020 | 2016 usd/megawatt_hour | 48 | 48 | 48 | 48 | 48 | 48 | 48 | 48 | 48
|  | 2025 | 2016 usd/megawatt_hour | 46 | 46 | 46 | 46 | 46 | 46 | 46 | 46 | 46
|  | 2030 | 2016 usd/megawatt_hour | 37 | 37 | 37 | 37 | 37 | 37 | 37 | 37 | 37
|  | 2035 | 2016 usd/megawatt_hour | 35 | 35 | 35 | 35 | 35 | 35 | 35 | 35 | 35
|  | 2040 | 2016 usd/megawatt_hour | 33 | 33 | 33 | 33 | 33 | 33 | 33 | 33 | 33
|  | 2045 | 2016 usd/megawatt_hour | 32 | 32 | 32 | 32 | 32 | 32 | 32 | 32 | 32
|  | 2050 | 2016 usd/megawatt_hour | 30 | 30 | 30 | 30 | 30 | 30 | 30 | 30 | 30
| texas agg. | 2020 | 2016 usd/megawatt_hour | 53 | 53 | 53 | 53 | 53 | 53 | 53 | 53 | 53
|  | 2025 | 2016 usd/megawatt_hour | 51 | 51 | 51 | 51 | 51 | 51 | 51 | 51 | 51
|  | 2030 | 2016 usd/megawatt_hour | 41 | 41 | 41 | 41 | 41 | 41 | 41 | 41 | 41
|  | 2035 | 2016 usd/megawatt_hour | 39 | 39 | 39 | 39 | 39 | 39 | 39 | 39 | 39
|  | 2040 | 2016 usd/megawatt_hour | 37 | 37 | 37 | 37 | 37 | 37 | 37 | 37 | 37
|  | 2045 | 2016 usd/megawatt_hour | 36 | 36 | 36 | 36 | 36 | 36 | 36 | 36 | 36
|  | 2050 | 2016 usd/megawatt_hour | 34 | 34 | 34 | 34 | 34 | 34 | 34 | 34 | 34
| upper midwest agg. | 2020 | 2016 usd/megawatt_hour | 52 | 52 | 52 | 52 | 52 | 52 | 52 | 52 | 52
|  | 2025 | 2016 usd/megawatt_hour | 50 | 50 | 50 | 50 | 50 | 50 | 50 | 50 | 50
|  | 2030 | 2016 usd/megawatt_hour | 40 | 40 | 40 | 40 | 40 | 40 | 40 | 40 | 40
|  | 2035 | 2016 usd/megawatt_hour | 38 | 38 | 38 | 38 | 38 | 38 | 38 | 38 | 38
|  | 2040 | 2016 usd/megawatt_hour | 37 | 37 | 37 | 37 | 37 | 37 | 37 | 37 | 37
|  | 2045 | 2016 usd/megawatt_hour | 35 | 35 | 35 | 35 | 35 | 35 | 35 | 35 | 35
|  | 2050 | 2016 usd/megawatt_hour | 34 | 34 | 34 | 34 | 34 | 34 | 34 | 34 | 34
| utah/nevada agg. | 2020 | 2016 usd/megawatt_hour | 50 | 50 | 50 | 50 | 50 | 50 | 50 | 50 | 50
|  | 2025 | 2016 usd/megawatt_hour | 48 | 48 | 48 | 48 | 48 | 48 | 48 | 48 | 48
|  | 2030 | 2016 usd/megawatt_hour | 38 | 38 | 38 | 38 | 38 | 38 | 38 | 38 | 38
|  | 2035 | 2016 usd/megawatt_hour | 36 | 36 | 36 | 36 | 36 | 36 | 36 | 36 | 36
|  | 2040 | 2016 usd/megawatt_hour | 35 | 35 | 35 | 35 | 35 | 35 | 35 | 35 | 35
|  | 2045 | 2016 usd/megawatt_hour | 33 | 33 | 33 | 33 | 33 | 33 | 33 | 33 | 33
|  | 2050 | 2016 usd/megawatt_hour | 32 | 32 | 32 | 32 | 32 | 32 | 32 | 32 | 32
onshore wind power plant_7 | alaska agg. | 2020 | 2016 usd/megawatt_hour | 63 | 63 | 63 | 63 | 63 | 63 | 63 | 63 | 63
|  | 2025 | 2016 usd/megawatt_hour | 60 | 60 | 60 | 60 | 60 | 60 | 60 | 60 | 60
|  | 2030 | 2016 usd/megawatt_hour | 48 | 48 | 48 | 48 | 48 | 48 | 48 | 48 | 48
|  | 2035 | 2016 usd/megawatt_hour | 45 | 45 | 45 | 45 | 45 | 45 | 45 | 45 | 45
|  | 2040 | 2016 usd/megawatt_hour | 44 | 44 | 44 | 44 | 44 | 44 | 44 | 44 | 44
|  | 2045 | 2016 usd/megawatt_hour | 42 | 42 | 42 | 42 | 42 | 42 | 42 | 42 | 42
|  | 2050 | 2016 usd/megawatt_hour | 40 | 40 | 40 | 40 | 40 | 40 | 40 | 40 | 40
| california agg. | 2020 | 2016 usd/megawatt_hour | 73 | 73 | 73 | 73 | 73 | 73 | 73 | 73 | 73
|  | 2025 | 2016 usd/megawatt_hour | 70 | 70 | 70 | 70 | 70 | 70 | 70 | 70 | 70
|  | 2030 | 2016 usd/megawatt_hour | 55 | 55 | 55 | 55 | 55 | 55 | 55 | 55 | 55
|  | 2035 | 2016 usd/megawatt_hour | 52 | 52 | 52 | 52 | 52 | 52 | 52 | 52 | 52
|  | 2040 | 2016 usd/megawatt_hour | 50 | 50 | 50 | 50 | 50 | 50 | 50 | 50 | 50
|  | 2045 | 2016 usd/megawatt_hour | 48 | 48 | 48 | 48 | 48 | 48 | 48 | 48 | 48
|  | 2050 | 2016 usd/megawatt_hour | 45 | 45 | 45 | 45 | 45 | 45 | 45 | 45 | 45
| desert southwest agg. | 2020 | 2016 usd/megawatt_hour | 64 | 64 | 64 | 64 | 64 | 64 | 64 | 64 | 64
|  | 2025 | 2016 usd/megawatt_hour | 62 | 62 | 62 | 62 | 62 | 62 | 62 | 62 | 62
|  | 2030 | 2016 usd/megawatt_hour | 49 | 49 | 49 | 49 | 49 | 49 | 49 | 49 | 49
|  | 2035 | 2016 usd/megawatt_hour | 47 | 47 | 47 | 47 | 47 | 47 | 47 | 47 | 47
|  | 2040 | 2016 usd/megawatt_hour | 45 | 45 | 45 | 45 | 45 | 45 | 45 | 45 | 45
|  | 2045 | 2016 usd/megawatt_hour | 43 | 43 | 43 | 43 | 43 | 43 | 43 | 43 | 43
|  | 2050 | 2016 usd/megawatt_hour | 41 | 41 | 41 | 41 | 41 | 41 | 41 | 41 | 41
| louisiana and ozarks agg. | 2020 | 2016 usd/megawatt_hour | 62 | 62 | 62 | 62 | 62 | 62 | 62 | 62 | 62
|  | 2025 | 2016 usd/megawatt_hour | 60 | 60 | 60 | 60 | 60 | 60 | 60 | 60 | 60
|  | 2030 | 2016 usd/megawatt_hour | 47 | 47 | 47 | 47 | 47 | 47 | 47 | 47 | 47
|  | 2035 | 2016 usd/megawatt_hour | 45 | 45 | 45 | 45 | 45 | 45 | 45 | 45 | 45
|  | 2040 | 2016 usd/megawatt_hour | 43 | 43 | 43 | 43 | 43 | 43 | 43 | 43 | 43
|  | 2045 | 2016 usd/megawatt_hour | 41 | 41 | 41 | 41 | 41 | 41 | 41 | 41 | 41
|  | 2050 | 2016 usd/megawatt_hour | 40 | 40 | 40 | 40 | 40 | 40 | 40 | 40 | 40
| lower midwest agg. | 2020 | 2016 usd/megawatt_hour | 64 | 64 | 64 | 64 | 64 | 64 | 64 | 64 | 64
|  | 2025 | 2016 usd/megawatt_hour | 61 | 61 | 61 | 61 | 61 | 61 | 61 | 61 | 61
|  | 2030 | 2016 usd/megawatt_hour | 49 | 49 | 49 | 49 | 49 | 49 | 49 | 49 | 49
|  | 2035 | 2016 usd/megawatt_hour | 46 | 46 | 46 | 46 | 46 | 46 | 46 | 46 | 46
|  | 2040 | 2016 usd/megawatt_hour | 45 | 45 | 45 | 45 | 45 | 45 | 45 | 45 | 45
|  | 2045 | 2016 usd/megawatt_hour | 43 | 43 | 43 | 43 | 43 | 43 | 43 | 43 | 43
|  | 2050 | 2016 usd/megawatt_hour | 41 | 41 | 41 | 41 | 41 | 41 | 41 | 41 | 41
| mid-atlantic and great lakes agg. | 2020 | 2016 usd/megawatt_hour | 74 | 74 | 74 | 74 | 74 | 74 | 74 | 74 | 74
|  | 2025 | 2016 usd/megawatt_hour | 71 | 71 | 71 | 71 | 71 | 71 | 71 | 71 | 71
|  | 2030 | 2016 usd/megawatt_hour | 56 | 56 | 56 | 56 | 56 | 56 | 56 | 56 | 56
|  | 2035 | 2016 usd/megawatt_hour | 53 | 53 | 53 | 53 | 53 | 53 | 53 | 53 | 53
|  | 2040 | 2016 usd/megawatt_hour | 51 | 51 | 51 | 51 | 51 | 51 | 51 | 51 | 51
|  | 2045 | 2016 usd/megawatt_hour | 49 | 49 | 49 | 49 | 49 | 49 | 49 | 49 | 49
|  | 2050 | 2016 usd/megawatt_hour | 47 | 47 | 47 | 47 | 47 | 47 | 47 | 47 | 47
| new england agg. | 2020 | 2016 usd/megawatt_hour | 95 | 95 | 95 | 95 | 95 | 95 | 95 | 95 | 95
|  | 2025 | 2016 usd/megawatt_hour | 91 | 91 | 91 | 91 | 91 | 91 | 91 | 91 | 91
|  | 2030 | 2016 usd/megawatt_hour | 71 | 71 | 71 | 71 | 71 | 71 | 71 | 71 | 71
|  | 2035 | 2016 usd/megawatt_hour | 67 | 67 | 67 | 67 | 67 | 67 | 67 | 67 | 67
|  | 2040 | 2016 usd/megawatt_hour | 65 | 65 | 65 | 65 | 65 | 65 | 65 | 65 | 65
|  | 2045 | 2016 usd/megawatt_hour | 62 | 62 | 62 | 62 | 62 | 62 | 62 | 62 | 62
|  | 2050 | 2016 usd/megawatt_hour | 59 | 59 | 59 | 59 | 59 | 59 | 59 | 59 | 59
| new york agg. | 2020 | 2016 usd/megawatt_hour | 101 | 101 | 101 | 101 | 101 | 101 | 101 | 101 | 101
|  | 2025 | 2016 usd/megawatt_hour | 96 | 96 | 96 | 96 | 96 | 96 | 96 | 96 | 96
|  | 2030 | 2016 usd/megawatt_hour | 76 | 76 | 76 | 76 | 76 | 76 | 76 | 76 | 76
|  | 2035 | 2016 usd/megawatt_hour | 72 | 72 | 72 | 72 | 72 | 72 | 72 | 72 | 72
|  | 2040 | 2016 usd/megawatt_hour | 69 | 69 | 69 | 69 | 69 | 69 | 69 | 69 | 69
|  | 2045 | 2016 usd/megawatt_hour | 66 | 66 | 66 | 66 | 66 | 66 | 66 | 66 | 66
|  | 2050 | 2016 usd/megawatt_hour | 64 | 64 | 64 | 64 | 64 | 64 | 64 | 64 | 64
| pacific northwest agg. | 2020 | 2016 usd/megawatt_hour | 71 | 71 | 71 | 71 | 71 | 71 | 71 | 71 | 71
|  | 2025 | 2016 usd/megawatt_hour | 68 | 68 | 68 | 68 | 68 | 68 | 68 | 68 | 68
|  | 2030 | 2016 usd/megawatt_hour | 53 | 53 | 53 | 53 | 53 | 53 | 53 | 53 | 53
|  | 2035 | 2016 usd/megawatt_hour | 50 | 50 | 50 | 50 | 50 | 50 | 50 | 50 | 50
|  | 2040 | 2016 usd/megawatt_hour | 48 | 48 | 48 | 48 | 48 | 48 | 48 | 48 | 48
|  | 2045 | 2016 usd/megawatt_hour | 46 | 46 | 46 | 46 | 46 | 46 | 46 | 46 | 46
|  | 2050 | 2016 usd/megawatt_hour | 44 | 44 | 44 | 44 | 44 | 44 | 44 | 44 | 44
| rocky mountains agg. | 2020 | 2016 usd/megawatt_hour | 66 | 66 | 66 | 66 | 66 | 66 | 66 | 66 | 66
|  | 2025 | 2016 usd/megawatt_hour | 63 | 63 | 63 | 63 | 63 | 63 | 63 | 63 | 63
|  | 2030 | 2016 usd/megawatt_hour | 51 | 51 | 51 | 51 | 51 | 51 | 51 | 51 | 51
|  | 2035 | 2016 usd/megawatt_hour | 48 | 48 | 48 | 48 | 48 | 48 | 48 | 48 | 48
|  | 2040 | 2016 usd/megawatt_hour | 46 | 46 | 46 | 46 | 46 | 46 | 46 | 46 | 46
|  | 2045 | 2016 usd/megawatt_hour | 45 | 45 | 45 | 45 | 45 | 45 | 45 | 45 | 45
|  | 2050 | 2016 usd/megawatt_hour | 43 | 43 | 43 | 43 | 43 | 43 | 43 | 43 | 43
| southeast agg. | 2020 | 2016 usd/megawatt_hour | 60 | 60 | 60 | 60 | 60 | 60 | 60 | 60 | 60
|  | 2025 | 2016 usd/megawatt_hour | 57 | 57 | 57 | 57 | 57 | 57 | 57 | 57 | 57
|  | 2030 | 2016 usd/megawatt_hour | 45 | 45 | 45 | 45 | 45 | 45 | 45 | 45 | 45
|  | 2035 | 2016 usd/megawatt_hour | 43 | 43 | 43 | 43 | 43 | 43 | 43 | 43 | 43
|  | 2040 | 2016 usd/megawatt_hour | 41 | 41 | 41 | 41 | 41 | 41 | 41 | 41 | 41
|  | 2045 | 2016 usd/megawatt_hour | 39 | 39 | 39 | 39 | 39 | 39 | 39 | 39 | 39
|  | 2050 | 2016 usd/megawatt_hour | 38 | 38 | 38 | 38 | 38 | 38 | 38 | 38 | 38
| texas agg. | 2020 | 2016 usd/megawatt_hour | 64 | 64 | 64 | 64 | 64 | 64 | 64 | 64 | 64
|  | 2025 | 2016 usd/megawatt_hour | 61 | 61 | 61 | 61 | 61 | 61 | 61 | 61 | 61
|  | 2030 | 2016 usd/megawatt_hour | 49 | 49 | 49 | 49 | 49 | 49 | 49 | 49 | 49
|  | 2035 | 2016 usd/megawatt_hour | 46 | 46 | 46 | 46 | 46 | 46 | 46 | 46 | 46
|  | 2040 | 2016 usd/megawatt_hour | 45 | 45 | 45 | 45 | 45 | 45 | 45 | 45 | 45
|  | 2045 | 2016 usd/megawatt_hour | 43 | 43 | 43 | 43 | 43 | 43 | 43 | 43 | 43
|  | 2050 | 2016 usd/megawatt_hour | 41 | 41 | 41 | 41 | 41 | 41 | 41 | 41 | 41
| upper midwest agg. | 2020 | 2016 usd/megawatt_hour | 64 | 64 | 64 | 64 | 64 | 64 | 64 | 64 | 64
|  | 2025 | 2016 usd/megawatt_hour | 61 | 61 | 61 | 61 | 61 | 61 | 61 | 61 | 61
|  | 2030 | 2016 usd/megawatt_hour | 48 | 48 | 48 | 48 | 48 | 48 | 48 | 48 | 48
|  | 2035 | 2016 usd/megawatt_hour | 46 | 46 | 46 | 46 | 46 | 46 | 46 | 46 | 46
|  | 2040 | 2016 usd/megawatt_hour | 44 | 44 | 44 | 44 | 44 | 44 | 44 | 44 | 44
|  | 2045 | 2016 usd/megawatt_hour | 42 | 42 | 42 | 42 | 42 | 42 | 42 | 42 | 42
|  | 2050 | 2016 usd/megawatt_hour | 41 | 41 | 41 | 41 | 41 | 41 | 41 | 41 | 41
| utah/nevada agg. | 2020 | 2016 usd/megawatt_hour | 65 | 65 | 65 | 65 | 65 | 65 | 65 | 65 | 65
|  | 2025 | 2016 usd/megawatt_hour | 62 | 62 | 62 | 62 | 62 | 62 | 62 | 62 | 62
|  | 2030 | 2016 usd/megawatt_hour | 49 | 49 | 49 | 49 | 49 | 49 | 49 | 49 | 49
|  | 2035 | 2016 usd/megawatt_hour | 47 | 47 | 47 | 47 | 47 | 47 | 47 | 47 | 47
|  | 2040 | 2016 usd/megawatt_hour | 45 | 45 | 45 | 45 | 45 | 45 | 45 | 45 | 45
|  | 2045 | 2016 usd/megawatt_hour | 43 | 43 | 43 | 43 | 43 | 43 | 43 | 43 | 43
|  | 2050 | 2016 usd/megawatt_hour | 42 | 42 | 42 | 42 | 42 | 42 | 42 | 42 | 42
rooftop solar pv power plant | california agg. | 2020 | 2016 usd/megawatt_hour | 85 | 85 | 85 | 85 | 85 | 85 | 85 | 85 | 85
|  | 2025 | 2016 usd/megawatt_hour | 79 | 79 | 79 | 79 | 79 | 79 | 79 | 79 | 79
|  | 2030 | 2016 usd/megawatt_hour | 69 | 69 | 69 | 69 | 69 | 69 | 69 | 69 | 69
|  | 2035 | 2016 usd/megawatt_hour | 64 | 64 | 64 | 64 | 64 | 64 | 64 | 64 | 64
|  | 2040 | 2016 usd/megawatt_hour | 61 | 61 | 61 | 61 | 61 | 61 | 61 | 61 | 61
|  | 2045 | 2016 usd/megawatt_hour | 57 | 57 | 57 | 57 | 57 | 57 | 57 | 57 | 57
|  | 2050 | 2016 usd/megawatt_hour | 54 | 54 | 54 | 54 | 54 | 54 | 54 | 54 | 54
| desert southwest agg. | 2020 | 2016 usd/megawatt_hour | 83 | 83 | 83 | 83 | 83 | 83 | 83 | 83 | 83
|  | 2025 | 2016 usd/megawatt_hour | 77 | 77 | 77 | 77 | 77 | 77 | 77 | 77 | 77
|  | 2030 | 2016 usd/megawatt_hour | 68 | 68 | 68 | 68 | 68 | 68 | 68 | 68 | 68
|  | 2035 | 2016 usd/megawatt_hour | 63 | 63 | 63 | 63 | 63 | 63 | 63 | 63 | 63
|  | 2040 | 2016 usd/megawatt_hour | 59 | 59 | 59 | 59 | 59 | 59 | 59 | 59 | 59
|  | 2045 | 2016 usd/megawatt_hour | 56 | 56 | 56 | 56 | 56 | 56 | 56 | 56 | 56
|  | 2050 | 2016 usd/megawatt_hour | 53 | 53 | 53 | 53 | 53 | 53 | 53 | 53 | 53
| florida agg. | 2020 | 2016 usd/megawatt_hour | 94 | 94 | 94 | 94 | 94 | 94 | 94 | 94 | 94
|  | 2025 | 2016 usd/megawatt_hour | 88 | 88 | 88 | 88 | 88 | 88 | 88 | 88 | 88
|  | 2030 | 2016 usd/megawatt_hour | 77 | 77 | 77 | 77 | 77 | 77 | 77 | 77 | 77
|  | 2035 | 2016 usd/megawatt_hour | 71 | 71 | 71 | 71 | 71 | 71 | 71 | 71 | 71
|  | 2040 | 2016 usd/megawatt_hour | 67 | 67 | 67 | 67 | 67 | 67 | 67 | 67 | 67
|  | 2045 | 2016 usd/megawatt_hour | 64 | 64 | 64 | 64 | 64 | 64 | 64 | 64 | 64
|  | 2050 | 2016 usd/megawatt_hour | 60 | 60 | 60 | 60 | 60 | 60 | 60 | 60 | 60
| louisiana and ozarks agg. | 2020 | 2016 usd/megawatt_hour | 96 | 96 | 96 | 96 | 96 | 96 | 96 | 96 | 96
|  | 2025 | 2016 usd/megawatt_hour | 90 | 90 | 90 | 90 | 90 | 90 | 90 | 90 | 90
|  | 2030 | 2016 usd/megawatt_hour | 79 | 79 | 79 | 79 | 79 | 79 | 79 | 79 | 79
|  | 2035 | 2016 usd/megawatt_hour | 73 | 73 | 73 | 73 | 73 | 73 | 73 | 73 | 73
|  | 2040 | 2016 usd/megawatt_hour | 69 | 69 | 69 | 69 | 69 | 69 | 69 | 69 | 69
|  | 2045 | 2016 usd/megawatt_hour | 65 | 65 | 65 | 65 | 65 | 65 | 65 | 65 | 65
|  | 2050 | 2016 usd/megawatt_hour | 61 | 61 | 61 | 61 | 61 | 61 | 61 | 61 | 61
| lower midwest agg. | 2020 | 2016 usd/megawatt_hour | 92 | 92 | 92 | 92 | 92 | 92 | 92 | 92 | 92
|  | 2025 | 2016 usd/megawatt_hour | 86 | 86 | 86 | 86 | 86 | 86 | 86 | 86 | 86
|  | 2030 | 2016 usd/megawatt_hour | 75 | 75 | 75 | 75 | 75 | 75 | 75 | 75 | 75
|  | 2035 | 2016 usd/megawatt_hour | 69 | 69 | 69 | 69 | 69 | 69 | 69 | 69 | 69
|  | 2040 | 2016 usd/megawatt_hour | 66 | 66 | 66 | 66 | 66 | 66 | 66 | 66 | 66
|  | 2045 | 2016 usd/megawatt_hour | 62 | 62 | 62 | 62 | 62 | 62 | 62 | 62 | 62
|  | 2050 | 2016 usd/megawatt_hour | 58 | 58 | 58 | 58 | 58 | 58 | 58 | 58 | 58
| mid-atlantic and great lakes agg. | 2020 | 2016 usd/megawatt_hour | 109 | 109 | 109 | 109 | 109 | 109 | 109 | 109 | 109
|  | 2025 | 2016 usd/megawatt_hour | 101 | 101 | 101 | 101 | 101 | 101 | 101 | 101 | 101
|  | 2030 | 2016 usd/megawatt_hour | 89 | 89 | 89 | 89 | 89 | 89 | 89 | 89 | 89
|  | 2035 | 2016 usd/megawatt_hour | 82 | 82 | 82 | 82 | 82 | 82 | 82 | 82 | 82
|  | 2040 | 2016 usd/megawatt_hour | 78 | 78 | 78 | 78 | 78 | 78 | 78 | 78 | 78
|  | 2045 | 2016 usd/megawatt_hour | 74 | 74 | 74 | 74 | 74 | 74 | 74 | 74 | 74
|  | 2050 | 2016 usd/megawatt_hour | 69 | 69 | 69 | 69 | 69 | 69 | 69 | 69 | 69
| new england agg. | 2020 | 2016 usd/megawatt_hour | 113 | 113 | 113 | 113 | 113 | 113 | 113 | 113 | 113
|  | 2025 | 2016 usd/megawatt_hour | 106 | 106 | 106 | 106 | 106 | 106 | 106 | 106 | 106
|  | 2030 | 2016 usd/megawatt_hour | 93 | 93 | 93 | 93 | 93 | 93 | 93 | 93 | 93
|  | 2035 | 2016 usd/megawatt_hour | 85 | 85 | 85 | 85 | 85 | 85 | 85 | 85 | 85
|  | 2040 | 2016 usd/megawatt_hour | 81 | 81 | 81 | 81 | 81 | 81 | 81 | 81 | 81
|  | 2045 | 2016 usd/megawatt_hour | 77 | 77 | 77 | 77 | 77 | 77 | 77 | 77 | 77
|  | 2050 | 2016 usd/megawatt_hour | 72 | 72 | 72 | 72 | 72 | 72 | 72 | 72 | 72
| new york agg. | 2020 | 2016 usd/megawatt_hour | 113 | 113 | 113 | 113 | 113 | 113 | 113 | 113 | 113
|  | 2025 | 2016 usd/megawatt_hour | 106 | 106 | 106 | 106 | 106 | 106 | 106 | 106 | 106
|  | 2030 | 2016 usd/megawatt_hour | 93 | 93 | 93 | 93 | 93 | 93 | 93 | 93 | 93
|  | 2035 | 2016 usd/megawatt_hour | 85 | 85 | 85 | 85 | 85 | 85 | 85 | 85 | 85
|  | 2040 | 2016 usd/megawatt_hour | 81 | 81 | 81 | 81 | 81 | 81 | 81 | 81 | 81
|  | 2045 | 2016 usd/megawatt_hour | 77 | 77 | 77 | 77 | 77 | 77 | 77 | 77 | 77
|  | 2050 | 2016 usd/megawatt_hour | 72 | 72 | 72 | 72 | 72 | 72 | 72 | 72 | 72
| pacific northwest agg. | 2020 | 2016 usd/megawatt_hour | 84 | 84 | 84 | 84 | 84 | 84 | 84 | 84 | 84
|  | 2025 | 2016 usd/megawatt_hour | 79 | 79 | 79 | 79 | 79 | 79 | 79 | 79 | 79
|  | 2030 | 2016 usd/megawatt_hour | 69 | 69 | 69 | 69 | 69 | 69 | 69 | 69 | 69
|  | 2035 | 2016 usd/megawatt_hour | 64 | 64 | 64 | 64 | 64 | 64 | 64 | 64 | 64
|  | 2040 | 2016 usd/megawatt_hour | 60 | 60 | 60 | 60 | 60 | 60 | 60 | 60 | 60
|  | 2045 | 2016 usd/megawatt_hour | 57 | 57 | 57 | 57 | 57 | 57 | 57 | 57 | 57
|  | 2050 | 2016 usd/megawatt_hour | 54 | 54 | 54 | 54 | 54 | 54 | 54 | 54 | 54
| rocky mountains agg. | 2020 | 2016 usd/megawatt_hour | 84 | 84 | 84 | 84 | 84 | 84 | 84 | 84 | 84
|  | 2025 | 2016 usd/megawatt_hour | 78 | 78 | 78 | 78 | 78 | 78 | 78 | 78 | 78
|  | 2030 | 2016 usd/megawatt_hour | 68 | 68 | 68 | 68 | 68 | 68 | 68 | 68 | 68
|  | 2035 | 2016 usd/megawatt_hour | 63 | 63 | 63 | 63 | 63 | 63 | 63 | 63 | 63
|  | 2040 | 2016 usd/megawatt_hour | 60 | 60 | 60 | 60 | 60 | 60 | 60 | 60 | 60
|  | 2045 | 2016 usd/megawatt_hour | 57 | 57 | 57 | 57 | 57 | 57 | 57 | 57 | 57
|  | 2050 | 2016 usd/megawatt_hour | 53 | 53 | 53 | 53 | 53 | 53 | 53 | 53 | 53
| southeast agg. | 2020 | 2016 usd/megawatt_hour | 95 | 95 | 95 | 95 | 95 | 95 | 95 | 95 | 95
|  | 2025 | 2016 usd/megawatt_hour | 89 | 89 | 89 | 89 | 89 | 89 | 89 | 89 | 89
|  | 2030 | 2016 usd/megawatt_hour | 78 | 78 | 78 | 78 | 78 | 78 | 78 | 78 | 78
|  | 2035 | 2016 usd/megawatt_hour | 72 | 72 | 72 | 72 | 72 | 72 | 72 | 72 | 72
|  | 2040 | 2016 usd/megawatt_hour | 68 | 68 | 68 | 68 | 68 | 68 | 68 | 68 | 68
|  | 2045 | 2016 usd/megawatt_hour | 64 | 64 | 64 | 64 | 64 | 64 | 64 | 64 | 64
|  | 2050 | 2016 usd/megawatt_hour | 61 | 61 | 61 | 61 | 61 | 61 | 61 | 61 | 61
| texas agg. | 2020 | 2016 usd/megawatt_hour | 88 | 88 | 88 | 88 | 88 | 88 | 88 | 88 | 88
|  | 2025 | 2016 usd/megawatt_hour | 82 | 82 | 82 | 82 | 82 | 82 | 82 | 82 | 82
|  | 2030 | 2016 usd/megawatt_hour | 72 | 72 | 72 | 72 | 72 | 72 | 72 | 72 | 72
|  | 2035 | 2016 usd/megawatt_hour | 66 | 66 | 66 | 66 | 66 | 66 | 66 | 66 | 66
|  | 2040 | 2016 usd/megawatt_hour | 63 | 63 | 63 | 63 | 63 | 63 | 63 | 63 | 63
|  | 2045 | 2016 usd/megawatt_hour | 59 | 59 | 59 | 59 | 59 | 59 | 59 | 59 | 59
|  | 2050 | 2016 usd/megawatt_hour | 56 | 56 | 56 | 56 | 56 | 56 | 56 | 56 | 56
| upper midwest agg. | 2020 | 2016 usd/megawatt_hour | 103 | 103 | 103 | 103 | 103 | 103 | 103 | 103 | 103
|  | 2025 | 2016 usd/megawatt_hour | 96 | 96 | 96 | 96 | 96 | 96 | 96 | 96 | 96
|  | 2030 | 2016 usd/megawatt_hour | 84 | 84 | 84 | 84 | 84 | 84 | 84 | 84 | 84
|  | 2035 | 2016 usd/megawatt_hour | 77 | 77 | 77 | 77 | 77 | 77 | 77 | 77 | 77
|  | 2040 | 2016 usd/megawatt_hour | 74 | 74 | 74 | 74 | 74 | 74 | 74 | 74 | 74
|  | 2045 | 2016 usd/megawatt_hour | 70 | 70 | 70 | 70 | 70 | 70 | 70 | 70 | 70
|  | 2050 | 2016 usd/megawatt_hour | 65 | 65 | 65 | 65 | 65 | 65 | 65 | 65 | 65
| utah/nevada agg. | 2020 | 2016 usd/megawatt_hour | 83 | 83 | 83 | 83 | 83 | 83 | 83 | 83 | 83
|  | 2025 | 2016 usd/megawatt_hour | 77 | 77 | 77 | 77 | 77 | 77 | 77 | 77 | 77
|  | 2030 | 2016 usd/megawatt_hour | 68 | 68 | 68 | 68 | 68 | 68 | 68 | 68 | 68
|  | 2035 | 2016 usd/megawatt_hour | 63 | 63 | 63 | 63 | 63 | 63 | 63 | 63 | 63
|  | 2040 | 2016 usd/megawatt_hour | 59 | 59 | 59 | 59 | 59 | 59 | 59 | 59 | 59
|  | 2045 | 2016 usd/megawatt_hour | 56 | 56 | 56 | 56 | 56 | 56 | 56 | 56 | 56
|  | 2050 | 2016 usd/megawatt_hour | 53 | 53 | 53 | 53 | 53 | 53 | 53 | 53 | 53
transmission-sited solar pv power plant_1 | california agg. | 2020 | 2016 usd/megawatt_hour | 45 | 45 | 45 | 45 | 45 | 45 | 45 | 45 | 45
|  | 2025 | 2016 usd/megawatt_hour | 43 | 43 | 43 | 43 | 43 | 43 | 43 | 43 | 43
|  | 2030 | 2016 usd/megawatt_hour | 38 | 38 | 38 | 38 | 38 | 38 | 38 | 38 | 38
|  | 2035 | 2016 usd/megawatt_hour | 35 | 35 | 35 | 35 | 35 | 35 | 35 | 35 | 35
|  | 2040 | 2016 usd/megawatt_hour | 34 | 34 | 34 | 34 | 34 | 34 | 34 | 34 | 34
|  | 2045 | 2016 usd/megawatt_hour | 32 | 32 | 32 | 32 | 32 | 32 | 32 | 32 | 32
|  | 2050 | 2016 usd/megawatt_hour | 30 | 30 | 30 | 30 | 30 | 30 | 30 | 30 | 30
| desert southwest agg. | 2020 | 2016 usd/megawatt_hour | 46 | 46 | 46 | 46 | 46 | 46 | 46 | 46 | 46
|  | 2025 | 2016 usd/megawatt_hour | 44 | 44 | 44 | 44 | 44 | 44 | 44 | 44 | 44
|  | 2030 | 2016 usd/megawatt_hour | 39 | 39 | 39 | 39 | 39 | 39 | 39 | 39 | 39
|  | 2035 | 2016 usd/megawatt_hour | 36 | 36 | 36 | 36 | 36 | 36 | 36 | 36 | 36
|  | 2040 | 2016 usd/megawatt_hour | 35 | 35 | 35 | 35 | 35 | 35 | 35 | 35 | 35
|  | 2045 | 2016 usd/megawatt_hour | 33 | 33 | 33 | 33 | 33 | 33 | 33 | 33 | 33
|  | 2050 | 2016 usd/megawatt_hour | 31 | 31 | 31 | 31 | 31 | 31 | 31 | 31 | 31
| florida agg. | 2020 | 2016 usd/megawatt_hour | 48 | 48 | 48 | 48 | 48 | 48 | 48 | 48 | 48
|  | 2025 | 2016 usd/megawatt_hour | 45 | 45 | 45 | 45 | 45 | 45 | 45 | 45 | 45
|  | 2030 | 2016 usd/megawatt_hour | 40 | 40 | 40 | 40 | 40 | 40 | 40 | 40 | 40
|  | 2035 | 2016 usd/megawatt_hour | 37 | 37 | 37 | 37 | 37 | 37 | 37 | 37 | 37
|  | 2040 | 2016 usd/megawatt_hour | 35 | 35 | 35 | 35 | 35 | 35 | 35 | 35 | 35
|  | 2045 | 2016 usd/megawatt_hour | 33 | 33 | 33 | 33 | 33 | 33 | 33 | 33 | 33
|  | 2050 | 2016 usd/megawatt_hour | 31 | 31 | 31 | 31 | 31 | 31 | 31 | 31 | 31
| louisiana and ozarks agg. | 2020 | 2016 usd/megawatt_hour | 48 | 48 | 48 | 48 | 48 | 48 | 48 | 48 | 48
|  | 2025 | 2016 usd/megawatt_hour | 45 | 45 | 45 | 45 | 45 | 45 | 45 | 45 | 45
|  | 2030 | 2016 usd/megawatt_hour | 41 | 41 | 41 | 41 | 41 | 41 | 41 | 41 | 41
|  | 2035 | 2016 usd/megawatt_hour | 38 | 38 | 38 | 38 | 38 | 38 | 38 | 38 | 38
|  | 2040 | 2016 usd/megawatt_hour | 36 | 36 | 36 | 36 | 36 | 36 | 36 | 36 | 36
|  | 2045 | 2016 usd/megawatt_hour | 34 | 34 | 34 | 34 | 34 | 34 | 34 | 34 | 34
|  | 2050 | 2016 usd/megawatt_hour | 33 | 33 | 33 | 33 | 33 | 33 | 33 | 33 | 33
| lower midwest agg. | 2020 | 2016 usd/megawatt_hour | 47 | 47 | 47 | 47 | 47 | 47 | 47 | 47 | 47
|  | 2025 | 2016 usd/megawatt_hour | 45 | 45 | 45 | 45 | 45 | 45 | 45 | 45 | 45
|  | 2030 | 2016 usd/megawatt_hour | 40 | 40 | 40 | 40 | 40 | 40 | 40 | 40 | 40
|  | 2035 | 2016 usd/megawatt_hour | 38 | 38 | 38 | 38 | 38 | 38 | 38 | 38 | 38
|  | 2040 | 2016 usd/megawatt_hour | 36 | 36 | 36 | 36 | 36 | 36 | 36 | 36 | 36
|  | 2045 | 2016 usd/megawatt_hour | 34 | 34 | 34 | 34 | 34 | 34 | 34 | 34 | 34
|  | 2050 | 2016 usd/megawatt_hour | 32 | 32 | 32 | 32 | 32 | 32 | 32 | 32 | 32
| pacific northwest agg. | 2020 | 2016 usd/megawatt_hour | 45 | 45 | 45 | 45 | 45 | 45 | 45 | 45 | 45
|  | 2025 | 2016 usd/megawatt_hour | 43 | 43 | 43 | 43 | 43 | 43 | 43 | 43 | 43
|  | 2030 | 2016 usd/megawatt_hour | 38 | 38 | 38 | 38 | 38 | 38 | 38 | 38 | 38
|  | 2035 | 2016 usd/megawatt_hour | 35 | 35 | 35 | 35 | 35 | 35 | 35 | 35 | 35
|  | 2040 | 2016 usd/megawatt_hour | 34 | 34 | 34 | 34 | 34 | 34 | 34 | 34 | 34
|  | 2045 | 2016 usd/megawatt_hour | 32 | 32 | 32 | 32 | 32 | 32 | 32 | 32 | 32
|  | 2050 | 2016 usd/megawatt_hour | 30 | 30 | 30 | 30 | 30 | 30 | 30 | 30 | 30
| rocky mountains agg. | 2020 | 2016 usd/megawatt_hour | 55 | 55 | 55 | 55 | 55 | 55 | 55 | 55 | 55
|  | 2025 | 2016 usd/megawatt_hour | 53 | 53 | 53 | 53 | 53 | 53 | 53 | 53 | 53
|  | 2030 | 2016 usd/megawatt_hour | 48 | 48 | 48 | 48 | 48 | 48 | 48 | 48 | 48
|  | 2035 | 2016 usd/megawatt_hour | 45 | 45 | 45 | 45 | 45 | 45 | 45 | 45 | 45
|  | 2040 | 2016 usd/megawatt_hour | 43 | 43 | 43 | 43 | 43 | 43 | 43 | 43 | 43
|  | 2045 | 2016 usd/megawatt_hour | 42 | 42 | 42 | 42 | 42 | 42 | 42 | 42 | 42
|  | 2050 | 2016 usd/megawatt_hour | 40 | 40 | 40 | 40 | 40 | 40 | 40 | 40 | 40
| southeast agg. | 2020 | 2016 usd/megawatt_hour | 48 | 48 | 48 | 48 | 48 | 48 | 48 | 48 | 48
|  | 2025 | 2016 usd/megawatt_hour | 45 | 45 | 45 | 45 | 45 | 45 | 45 | 45 | 45
|  | 2030 | 2016 usd/megawatt_hour | 40 | 40 | 40 | 40 | 40 | 40 | 40 | 40 | 40
|  | 2035 | 2016 usd/megawatt_hour | 37 | 37 | 37 | 37 | 37 | 37 | 37 | 37 | 37
|  | 2040 | 2016 usd/megawatt_hour | 35 | 35 | 35 | 35 | 35 | 35 | 35 | 35 | 35
|  | 2045 | 2016 usd/megawatt_hour | 33 | 33 | 33 | 33 | 33 | 33 | 33 | 33 | 33
|  | 2050 | 2016 usd/megawatt_hour | 31 | 31 | 31 | 31 | 31 | 31 | 31 | 31 | 31
| texas agg. | 2020 | 2016 usd/megawatt_hour | 48 | 48 | 48 | 48 | 48 | 48 | 48 | 48 | 48
|  | 2025 | 2016 usd/megawatt_hour | 45 | 45 | 45 | 45 | 45 | 45 | 45 | 45 | 45
|  | 2030 | 2016 usd/megawatt_hour | 41 | 41 | 41 | 41 | 41 | 41 | 41 | 41 | 41
|  | 2035 | 2016 usd/megawatt_hour | 38 | 38 | 38 | 38 | 38 | 38 | 38 | 38 | 38
|  | 2040 | 2016 usd/megawatt_hour | 36 | 36 | 36 | 36 | 36 | 36 | 36 | 36 | 36
|  | 2045 | 2016 usd/megawatt_hour | 34 | 34 | 34 | 34 | 34 | 34 | 34 | 34 | 34
|  | 2050 | 2016 usd/megawatt_hour | 33 | 33 | 33 | 33 | 33 | 33 | 33 | 33 | 33
| utah/nevada agg. | 2020 | 2016 usd/megawatt_hour | 46 | 46 | 46 | 46 | 46 | 46 | 46 | 46 | 46
|  | 2025 | 2016 usd/megawatt_hour | 43 | 43 | 43 | 43 | 43 | 43 | 43 | 43 | 43
|  | 2030 | 2016 usd/megawatt_hour | 39 | 39 | 39 | 39 | 39 | 39 | 39 | 39 | 39
|  | 2035 | 2016 usd/megawatt_hour | 36 | 36 | 36 | 36 | 36 | 36 | 36 | 36 | 36
|  | 2040 | 2016 usd/megawatt_hour | 34 | 34 | 34 | 34 | 34 | 34 | 34 | 34 | 34
|  | 2045 | 2016 usd/megawatt_hour | 32 | 32 | 32 | 32 | 32 | 32 | 32 | 32 | 32
|  | 2050 | 2016 usd/megawatt_hour | 31 | 31 | 31 | 31 | 31 | 31 | 31 | 31 | 31
transmission-sited solar pv power plant_2 | california agg. | 2020 | 2016 usd/megawatt_hour | 52 | 52 | 52 | 52 | 52 | 52 | 52 | 52 | 52
|  | 2025 | 2016 usd/megawatt_hour | 49 | 49 | 49 | 49 | 49 | 49 | 49 | 49 | 49
|  | 2030 | 2016 usd/megawatt_hour | 44 | 44 | 44 | 44 | 44 | 44 | 44 | 44 | 44
|  | 2035 | 2016 usd/megawatt_hour | 41 | 41 | 41 | 41 | 41 | 41 | 41 | 41 | 41
|  | 2040 | 2016 usd/megawatt_hour | 39 | 39 | 39 | 39 | 39 | 39 | 39 | 39 | 39
|  | 2045 | 2016 usd/megawatt_hour | 37 | 37 | 37 | 37 | 37 | 37 | 37 | 37 | 37
|  | 2050 | 2016 usd/megawatt_hour | 35 | 35 | 35 | 35 | 35 | 35 | 35 | 35 | 35
| desert southwest agg. | 2020 | 2016 usd/megawatt_hour | 48 | 48 | 48 | 48 | 48 | 48 | 48 | 48 | 48
|  | 2025 | 2016 usd/megawatt_hour | 45 | 45 | 45 | 45 | 45 | 45 | 45 | 45 | 45
|  | 2030 | 2016 usd/megawatt_hour | 41 | 41 | 41 | 41 | 41 | 41 | 41 | 41 | 41
|  | 2035 | 2016 usd/megawatt_hour | 38 | 38 | 38 | 38 | 38 | 38 | 38 | 38 | 38
|  | 2040 | 2016 usd/megawatt_hour | 36 | 36 | 36 | 36 | 36 | 36 | 36 | 36 | 36
|  | 2045 | 2016 usd/megawatt_hour | 34 | 34 | 34 | 34 | 34 | 34 | 34 | 34 | 34
|  | 2050 | 2016 usd/megawatt_hour | 32 | 32 | 32 | 32 | 32 | 32 | 32 | 32 | 32
| florida agg. | 2020 | 2016 usd/megawatt_hour | 56 | 56 | 56 | 56 | 56 | 56 | 56 | 56 | 56
|  | 2025 | 2016 usd/megawatt_hour | 53 | 53 | 53 | 53 | 53 | 53 | 53 | 53 | 53
|  | 2030 | 2016 usd/megawatt_hour | 48 | 48 | 48 | 48 | 48 | 48 | 48 | 48 | 48
|  | 2035 | 2016 usd/megawatt_hour | 44 | 44 | 44 | 44 | 44 | 44 | 44 | 44 | 44
|  | 2040 | 2016 usd/megawatt_hour | 42 | 42 | 42 | 42 | 42 | 42 | 42 | 42 | 42
|  | 2045 | 2016 usd/megawatt_hour | 40 | 40 | 40 | 40 | 40 | 40 | 40 | 40 | 40
|  | 2050 | 2016 usd/megawatt_hour | 38 | 38 | 38 | 38 | 38 | 38 | 38 | 38 | 38
| louisiana and ozarks agg. | 2020 | 2016 usd/megawatt_hour | 57 | 57 | 57 | 57 | 57 | 57 | 57 | 57 | 57
|  | 2025 | 2016 usd/megawatt_hour | 54 | 54 | 54 | 54 | 54 | 54 | 54 | 54 | 54
|  | 2030 | 2016 usd/megawatt_hour | 48 | 48 | 48 | 48 | 48 | 48 | 48 | 48 | 48
|  | 2035 | 2016 usd/megawatt_hour | 45 | 45 | 45 | 45 | 45 | 45 | 45 | 45 | 45
|  | 2040 | 2016 usd/megawatt_hour | 42 | 42 | 42 | 42 | 42 | 42 | 42 | 42 | 42
|  | 2045 | 2016 usd/megawatt_hour | 40 | 40 | 40 | 40 | 40 | 40 | 40 | 40 | 40
|  | 2050 | 2016 usd/megawatt_hour | 38 | 38 | 38 | 38 | 38 | 38 | 38 | 38 | 38
| lower midwest agg. | 2020 | 2016 usd/megawatt_hour | 54 | 54 | 54 | 54 | 54 | 54 | 54 | 54 | 54
|  | 2025 | 2016 usd/megawatt_hour | 51 | 51 | 51 | 51 | 51 | 51 | 51 | 51 | 51
|  | 2030 | 2016 usd/megawatt_hour | 46 | 46 | 46 | 46 | 46 | 46 | 46 | 46 | 46
|  | 2035 | 2016 usd/megawatt_hour | 43 | 43 | 43 | 43 | 43 | 43 | 43 | 43 | 43
|  | 2040 | 2016 usd/megawatt_hour | 40 | 40 | 40 | 40 | 40 | 40 | 40 | 40 | 40
|  | 2045 | 2016 usd/megawatt_hour | 38 | 38 | 38 | 38 | 38 | 38 | 38 | 38 | 38
|  | 2050 | 2016 usd/megawatt_hour | 36 | 36 | 36 | 36 | 36 | 36 | 36 | 36 | 36
| mid-atlantic and great lakes agg. | 2020 | 2016 usd/megawatt_hour | 57 | 57 | 57 | 57 | 57 | 57 | 57 | 57 | 57
|  | 2025 | 2016 usd/megawatt_hour | 54 | 54 | 54 | 54 | 54 | 54 | 54 | 54 | 54
|  | 2030 | 2016 usd/megawatt_hour | 48 | 48 | 48 | 48 | 48 | 48 | 48 | 48 | 48
|  | 2035 | 2016 usd/megawatt_hour | 44 | 44 | 44 | 44 | 44 | 44 | 44 | 44 | 44
|  | 2040 | 2016 usd/megawatt_hour | 42 | 42 | 42 | 42 | 42 | 42 | 42 | 42 | 42
|  | 2045 | 2016 usd/megawatt_hour | 40 | 40 | 40 | 40 | 40 | 40 | 40 | 40 | 40
|  | 2050 | 2016 usd/megawatt_hour | 38 | 38 | 38 | 38 | 38 | 38 | 38 | 38 | 38
| pacific northwest agg. | 2020 | 2016 usd/megawatt_hour | 57 | 57 | 57 | 57 | 57 | 57 | 57 | 57 | 57
|  | 2025 | 2016 usd/megawatt_hour | 54 | 54 | 54 | 54 | 54 | 54 | 54 | 54 | 54
|  | 2030 | 2016 usd/megawatt_hour | 49 | 49 | 49 | 49 | 49 | 49 | 49 | 49 | 49
|  | 2035 | 2016 usd/megawatt_hour | 45 | 45 | 45 | 45 | 45 | 45 | 45 | 45 | 45
|  | 2040 | 2016 usd/megawatt_hour | 43 | 43 | 43 | 43 | 43 | 43 | 43 | 43 | 43
|  | 2045 | 2016 usd/megawatt_hour | 41 | 41 | 41 | 41 | 41 | 41 | 41 | 41 | 41
|  | 2050 | 2016 usd/megawatt_hour | 39 | 39 | 39 | 39 | 39 | 39 | 39 | 39 | 39
| rocky mountains agg. | 2020 | 2016 usd/megawatt_hour | 52 | 52 | 52 | 52 | 52 | 52 | 52 | 52 | 52
|  | 2025 | 2016 usd/megawatt_hour | 49 | 49 | 49 | 49 | 49 | 49 | 49 | 49 | 49
|  | 2030 | 2016 usd/megawatt_hour | 44 | 44 | 44 | 44 | 44 | 44 | 44 | 44 | 44
|  | 2035 | 2016 usd/megawatt_hour | 41 | 41 | 41 | 41 | 41 | 41 | 41 | 41 | 41
|  | 2040 | 2016 usd/megawatt_hour | 39 | 39 | 39 | 39 | 39 | 39 | 39 | 39 | 39
|  | 2045 | 2016 usd/megawatt_hour | 37 | 37 | 37 | 37 | 37 | 37 | 37 | 37 | 37
|  | 2050 | 2016 usd/megawatt_hour | 35 | 35 | 35 | 35 | 35 | 35 | 35 | 35 | 35
| southeast agg. | 2020 | 2016 usd/megawatt_hour | 59 | 59 | 59 | 59 | 59 | 59 | 59 | 59 | 59
|  | 2025 | 2016 usd/megawatt_hour | 56 | 56 | 56 | 56 | 56 | 56 | 56 | 56 | 56
|  | 2030 | 2016 usd/megawatt_hour | 50 | 50 | 50 | 50 | 50 | 50 | 50 | 50 | 50
|  | 2035 | 2016 usd/megawatt_hour | 46 | 46 | 46 | 46 | 46 | 46 | 46 | 46 | 46
|  | 2040 | 2016 usd/megawatt_hour | 44 | 44 | 44 | 44 | 44 | 44 | 44 | 44 | 44
|  | 2045 | 2016 usd/megawatt_hour | 42 | 42 | 42 | 42 | 42 | 42 | 42 | 42 | 42
|  | 2050 | 2016 usd/megawatt_hour | 39 | 39 | 39 | 39 | 39 | 39 | 39 | 39 | 39
| texas agg. | 2020 | 2016 usd/megawatt_hour | 52 | 52 | 52 | 52 | 52 | 52 | 52 | 52 | 52
|  | 2025 | 2016 usd/megawatt_hour | 49 | 49 | 49 | 49 | 49 | 49 | 49 | 49 | 49
|  | 2030 | 2016 usd/megawatt_hour | 45 | 45 | 45 | 45 | 45 | 45 | 45 | 45 | 45
|  | 2035 | 2016 usd/megawatt_hour | 41 | 41 | 41 | 41 | 41 | 41 | 41 | 41 | 41
|  | 2040 | 2016 usd/megawatt_hour | 39 | 39 | 39 | 39 | 39 | 39 | 39 | 39 | 39
|  | 2045 | 2016 usd/megawatt_hour | 37 | 37 | 37 | 37 | 37 | 37 | 37 | 37 | 37
|  | 2050 | 2016 usd/megawatt_hour | 35 | 35 | 35 | 35 | 35 | 35 | 35 | 35 | 35
| upper midwest agg. | 2020 | 2016 usd/megawatt_hour | 54 | 54 | 54 | 54 | 54 | 54 | 54 | 54 | 54
|  | 2025 | 2016 usd/megawatt_hour | 51 | 51 | 51 | 51 | 51 | 51 | 51 | 51 | 51
|  | 2030 | 2016 usd/megawatt_hour | 46 | 46 | 46 | 46 | 46 | 46 | 46 | 46 | 46
|  | 2035 | 2016 usd/megawatt_hour | 43 | 43 | 43 | 43 | 43 | 43 | 43 | 43 | 43
|  | 2040 | 2016 usd/megawatt_hour | 40 | 40 | 40 | 40 | 40 | 40 | 40 | 40 | 40
|  | 2045 | 2016 usd/megawatt_hour | 38 | 38 | 38 | 38 | 38 | 38 | 38 | 38 | 38
|  | 2050 | 2016 usd/megawatt_hour | 36 | 36 | 36 | 36 | 36 | 36 | 36 | 36 | 36
| utah/nevada agg. | 2020 | 2016 usd/megawatt_hour | 53 | 53 | 53 | 53 | 53 | 53 | 53 | 53 | 53
|  | 2025 | 2016 usd/megawatt_hour | 50 | 50 | 50 | 50 | 50 | 50 | 50 | 50 | 50
|  | 2030 | 2016 usd/megawatt_hour | 45 | 45 | 45 | 45 | 45 | 45 | 45 | 45 | 45
|  | 2035 | 2016 usd/megawatt_hour | 42 | 42 | 42 | 42 | 42 | 42 | 42 | 42 | 42
|  | 2040 | 2016 usd/megawatt_hour | 40 | 40 | 40 | 40 | 40 | 40 | 40 | 40 | 40
|  | 2045 | 2016 usd/megawatt_hour | 38 | 38 | 38 | 38 | 38 | 38 | 38 | 38 | 38
|  | 2050 | 2016 usd/megawatt_hour | 36 | 36 | 36 | 36 | 36 | 36 | 36 | 36 | 36
transmission-sited solar pv power plant_3 | alaska agg. | 2020 | 2016 usd/megawatt_hour | 133 | 133 | 133 | 133 | 133 | 133 | 133 | 133 | 133
|  | 2025 | 2016 usd/megawatt_hour | 125 | 125 | 125 | 125 | 125 | 125 | 125 | 125 | 125
|  | 2030 | 2016 usd/megawatt_hour | 113 | 113 | 113 | 113 | 113 | 113 | 113 | 113 | 113
|  | 2035 | 2016 usd/megawatt_hour | 104 | 104 | 104 | 104 | 104 | 104 | 104 | 104 | 104
|  | 2040 | 2016 usd/megawatt_hour | 99 | 99 | 99 | 99 | 99 | 99 | 99 | 99 | 99
|  | 2045 | 2016 usd/megawatt_hour | 94 | 94 | 94 | 94 | 94 | 94 | 94 | 94 | 94
|  | 2050 | 2016 usd/megawatt_hour | 89 | 89 | 89 | 89 | 89 | 89 | 89 | 89 | 89
| california agg. | 2020 | 2016 usd/megawatt_hour | 68 | 68 | 68 | 68 | 68 | 68 | 68 | 68 | 68
|  | 2025 | 2016 usd/megawatt_hour | 64 | 64 | 64 | 64 | 64 | 64 | 64 | 64 | 64
|  | 2030 | 2016 usd/megawatt_hour | 57 | 57 | 57 | 57 | 57 | 57 | 57 | 57 | 57
|  | 2035 | 2016 usd/megawatt_hour | 53 | 53 | 53 | 53 | 53 | 53 | 53 | 53 | 53
|  | 2040 | 2016 usd/megawatt_hour | 50 | 50 | 50 | 50 | 50 | 50 | 50 | 50 | 50
|  | 2045 | 2016 usd/megawatt_hour | 47 | 47 | 47 | 47 | 47 | 47 | 47 | 47 | 47
|  | 2050 | 2016 usd/megawatt_hour | 45 | 45 | 45 | 45 | 45 | 45 | 45 | 45 | 45
| desert southwest agg. | 2020 | 2016 usd/megawatt_hour | 61 | 61 | 61 | 61 | 61 | 61 | 61 | 61 | 61
|  | 2025 | 2016 usd/megawatt_hour | 58 | 58 | 58 | 58 | 58 | 58 | 58 | 58 | 58
|  | 2030 | 2016 usd/megawatt_hour | 52 | 52 | 52 | 52 | 52 | 52 | 52 | 52 | 52
|  | 2035 | 2016 usd/megawatt_hour | 48 | 48 | 48 | 48 | 48 | 48 | 48 | 48 | 48
|  | 2040 | 2016 usd/megawatt_hour | 46 | 46 | 46 | 46 | 46 | 46 | 46 | 46 | 46
|  | 2045 | 2016 usd/megawatt_hour | 44 | 44 | 44 | 44 | 44 | 44 | 44 | 44 | 44
|  | 2050 | 2016 usd/megawatt_hour | 41 | 41 | 41 | 41 | 41 | 41 | 41 | 41 | 41
| hawaii agg. | 2020 | 2016 usd/megawatt_hour | 66 | 66 | 66 | 66 | 66 | 66 | 66 | 66 | 66
|  | 2025 | 2016 usd/megawatt_hour | 63 | 63 | 63 | 63 | 63 | 63 | 63 | 63 | 63
|  | 2030 | 2016 usd/megawatt_hour | 56 | 56 | 56 | 56 | 56 | 56 | 56 | 56 | 56
|  | 2035 | 2016 usd/megawatt_hour | 52 | 52 | 52 | 52 | 52 | 52 | 52 | 52 | 52
|  | 2040 | 2016 usd/megawatt_hour | 49 | 49 | 49 | 49 | 49 | 49 | 49 | 49 | 49
|  | 2045 | 2016 usd/megawatt_hour | 47 | 47 | 47 | 47 | 47 | 47 | 47 | 47 | 47
|  | 2050 | 2016 usd/megawatt_hour | 44 | 44 | 44 | 44 | 44 | 44 | 44 | 44 | 44
| louisiana and ozarks agg. | 2020 | 2016 usd/megawatt_hour | 56 | 56 | 56 | 56 | 56 | 56 | 56 | 56 | 56
|  | 2025 | 2016 usd/megawatt_hour | 53 | 53 | 53 | 53 | 53 | 53 | 53 | 53 | 53
|  | 2030 | 2016 usd/megawatt_hour | 48 | 48 | 48 | 48 | 48 | 48 | 48 | 48 | 48
|  | 2035 | 2016 usd/megawatt_hour | 44 | 44 | 44 | 44 | 44 | 44 | 44 | 44 | 44
|  | 2040 | 2016 usd/megawatt_hour | 42 | 42 | 42 | 42 | 42 | 42 | 42 | 42 | 42
|  | 2045 | 2016 usd/megawatt_hour | 40 | 40 | 40 | 40 | 40 | 40 | 40 | 40 | 40
|  | 2050 | 2016 usd/megawatt_hour | 38 | 38 | 38 | 38 | 38 | 38 | 38 | 38 | 38
| lower midwest agg. | 2020 | 2016 usd/megawatt_hour | 55 | 55 | 55 | 55 | 55 | 55 | 55 | 55 | 55
|  | 2025 | 2016 usd/megawatt_hour | 52 | 52 | 52 | 52 | 52 | 52 | 52 | 52 | 52
|  | 2030 | 2016 usd/megawatt_hour | 47 | 47 | 47 | 47 | 47 | 47 | 47 | 47 | 47
|  | 2035 | 2016 usd/megawatt_hour | 43 | 43 | 43 | 43 | 43 | 43 | 43 | 43 | 43
|  | 2040 | 2016 usd/megawatt_hour | 41 | 41 | 41 | 41 | 41 | 41 | 41 | 41 | 41
|  | 2045 | 2016 usd/megawatt_hour | 39 | 39 | 39 | 39 | 39 | 39 | 39 | 39 | 39
|  | 2050 | 2016 usd/megawatt_hour | 37 | 37 | 37 | 37 | 37 | 37 | 37 | 37 | 37
| mid-atlantic and great lakes agg. | 2020 | 2016 usd/megawatt_hour | 61 | 61 | 61 | 61 | 61 | 61 | 61 | 61 | 61
|  | 2025 | 2016 usd/megawatt_hour | 58 | 58 | 58 | 58 | 58 | 58 | 58 | 58 | 58
|  | 2030 | 2016 usd/megawatt_hour | 52 | 52 | 52 | 52 | 52 | 52 | 52 | 52 | 52
|  | 2035 | 2016 usd/megawatt_hour | 48 | 48 | 48 | 48 | 48 | 48 | 48 | 48 | 48
|  | 2040 | 2016 usd/megawatt_hour | 45 | 45 | 45 | 45 | 45 | 45 | 45 | 45 | 45
|  | 2045 | 2016 usd/megawatt_hour | 43 | 43 | 43 | 43 | 43 | 43 | 43 | 43 | 43
|  | 2050 | 2016 usd/megawatt_hour | 41 | 41 | 41 | 41 | 41 | 41 | 41 | 41 | 41
| new england agg. | 2020 | 2016 usd/megawatt_hour | 65 | 65 | 65 | 65 | 65 | 65 | 65 | 65 | 65
|  | 2025 | 2016 usd/megawatt_hour | 61 | 61 | 61 | 61 | 61 | 61 | 61 | 61 | 61
|  | 2030 | 2016 usd/megawatt_hour | 55 | 55 | 55 | 55 | 55 | 55 | 55 | 55 | 55
|  | 2035 | 2016 usd/megawatt_hour | 51 | 51 | 51 | 51 | 51 | 51 | 51 | 51 | 51
|  | 2040 | 2016 usd/megawatt_hour | 48 | 48 | 48 | 48 | 48 | 48 | 48 | 48 | 48
|  | 2045 | 2016 usd/megawatt_hour | 45 | 45 | 45 | 45 | 45 | 45 | 45 | 45 | 45
|  | 2050 | 2016 usd/megawatt_hour | 43 | 43 | 43 | 43 | 43 | 43 | 43 | 43 | 43
| new york agg. | 2020 | 2016 usd/megawatt_hour | 67 | 67 | 67 | 67 | 67 | 67 | 67 | 67 | 67
|  | 2025 | 2016 usd/megawatt_hour | 63 | 63 | 63 | 63 | 63 | 63 | 63 | 63 | 63
|  | 2030 | 2016 usd/megawatt_hour | 57 | 57 | 57 | 57 | 57 | 57 | 57 | 57 | 57
|  | 2035 | 2016 usd/megawatt_hour | 52 | 52 | 52 | 52 | 52 | 52 | 52 | 52 | 52
|  | 2040 | 2016 usd/megawatt_hour | 50 | 50 | 50 | 50 | 50 | 50 | 50 | 50 | 50
|  | 2045 | 2016 usd/megawatt_hour | 47 | 47 | 47 | 47 | 47 | 47 | 47 | 47 | 47
|  | 2050 | 2016 usd/megawatt_hour | 44 | 44 | 44 | 44 | 44 | 44 | 44 | 44 | 44
| pacific northwest agg. | 2020 | 2016 usd/megawatt_hour | 65 | 65 | 65 | 65 | 65 | 65 | 65 | 65 | 65
|  | 2025 | 2016 usd/megawatt_hour | 61 | 61 | 61 | 61 | 61 | 61 | 61 | 61 | 61
|  | 2030 | 2016 usd/megawatt_hour | 55 | 55 | 55 | 55 | 55 | 55 | 55 | 55 | 55
|  | 2035 | 2016 usd/megawatt_hour | 51 | 51 | 51 | 51 | 51 | 51 | 51 | 51 | 51
|  | 2040 | 2016 usd/megawatt_hour | 48 | 48 | 48 | 48 | 48 | 48 | 48 | 48 | 48
|  | 2045 | 2016 usd/megawatt_hour | 45 | 45 | 45 | 45 | 45 | 45 | 45 | 45 | 45
|  | 2050 | 2016 usd/megawatt_hour | 43 | 43 | 43 | 43 | 43 | 43 | 43 | 43 | 43
| rocky mountains agg. | 2020 | 2016 usd/megawatt_hour | 57 | 57 | 57 | 57 | 57 | 57 | 57 | 57 | 57
|  | 2025 | 2016 usd/megawatt_hour | 54 | 54 | 54 | 54 | 54 | 54 | 54 | 54 | 54
|  | 2030 | 2016 usd/megawatt_hour | 48 | 48 | 48 | 48 | 48 | 48 | 48 | 48 | 48
|  | 2035 | 2016 usd/megawatt_hour | 44 | 44 | 44 | 44 | 44 | 44 | 44 | 44 | 44
|  | 2040 | 2016 usd/megawatt_hour | 42 | 42 | 42 | 42 | 42 | 42 | 42 | 42 | 42
|  | 2045 | 2016 usd/megawatt_hour | 40 | 40 | 40 | 40 | 40 | 40 | 40 | 40 | 40
|  | 2050 | 2016 usd/megawatt_hour | 38 | 38 | 38 | 38 | 38 | 38 | 38 | 38 | 38
| southeast agg. | 2020 | 2016 usd/megawatt_hour | 58 | 58 | 58 | 58 | 58 | 58 | 58 | 58 | 58
|  | 2025 | 2016 usd/megawatt_hour | 55 | 55 | 55 | 55 | 55 | 55 | 55 | 55 | 55
|  | 2030 | 2016 usd/megawatt_hour | 49 | 49 | 49 | 49 | 49 | 49 | 49 | 49 | 49
|  | 2035 | 2016 usd/megawatt_hour | 45 | 45 | 45 | 45 | 45 | 45 | 45 | 45 | 45
|  | 2040 | 2016 usd/megawatt_hour | 43 | 43 | 43 | 43 | 43 | 43 | 43 | 43 | 43
|  | 2045 | 2016 usd/megawatt_hour | 41 | 41 | 41 | 41 | 41 | 41 | 41 | 41 | 41
|  | 2050 | 2016 usd/megawatt_hour | 38 | 38 | 38 | 38 | 38 | 38 | 38 | 38 | 38
| upper midwest agg. | 2020 | 2016 usd/megawatt_hour | 61 | 61 | 61 | 61 | 61 | 61 | 61 | 61 | 61
|  | 2025 | 2016 usd/megawatt_hour | 58 | 58 | 58 | 58 | 58 | 58 | 58 | 58 | 58
|  | 2030 | 2016 usd/megawatt_hour | 52 | 52 | 52 | 52 | 52 | 52 | 52 | 52 | 52
|  | 2035 | 2016 usd/megawatt_hour | 48 | 48 | 48 | 48 | 48 | 48 | 48 | 48 | 48
|  | 2040 | 2016 usd/megawatt_hour | 46 | 46 | 46 | 46 | 46 | 46 | 46 | 46 | 46
|  | 2045 | 2016 usd/megawatt_hour | 43 | 43 | 43 | 43 | 43 | 43 | 43 | 43 | 43
|  | 2050 | 2016 usd/megawatt_hour | 41 | 41 | 41 | 41 | 41 | 41 | 41 | 41 | 41
| utah/nevada agg. | 2020 | 2016 usd/megawatt_hour | 61 | 61 | 61 | 61 | 61 | 61 | 61 | 61 | 61
|  | 2025 | 2016 usd/megawatt_hour | 57 | 57 | 57 | 57 | 57 | 57 | 57 | 57 | 57
|  | 2030 | 2016 usd/megawatt_hour | 52 | 52 | 52 | 52 | 52 | 52 | 52 | 52 | 52
|  | 2035 | 2016 usd/megawatt_hour | 48 | 48 | 48 | 48 | 48 | 48 | 48 | 48 | 48
|  | 2040 | 2016 usd/megawatt_hour | 46 | 46 | 46 | 46 | 46 | 46 | 46 | 46 | 46
|  | 2045 | 2016 usd/megawatt_hour | 43 | 43 | 43 | 43 | 43 | 43 | 43 | 43 | 43
|  | 2050 | 2016 usd/megawatt_hour | 41 | 41 | 41 | 41 | 41 | 41 | 41 | 41 | 41
transmission-sited solar pv power plant_4 | california agg. | 2020 | 2016 usd/megawatt_hour | 54 | 54 | 54 | 54 | 54 | 54 | 54 | 54 | 54
|  | 2025 | 2016 usd/megawatt_hour | 51 | 51 | 51 | 51 | 51 | 51 | 51 | 51 | 51
|  | 2030 | 2016 usd/megawatt_hour | 47 | 47 | 47 | 47 | 47 | 47 | 47 | 47 | 47
|  | 2035 | 2016 usd/megawatt_hour | 44 | 44 | 44 | 44 | 44 | 44 | 44 | 44 | 44
|  | 2040 | 2016 usd/megawatt_hour | 42 | 42 | 42 | 42 | 42 | 42 | 42 | 42 | 42
|  | 2045 | 2016 usd/megawatt_hour | 40 | 40 | 40 | 40 | 40 | 40 | 40 | 40 | 40
|  | 2050 | 2016 usd/megawatt_hour | 39 | 39 | 39 | 39 | 39 | 39 | 39 | 39 | 39
| desert southwest agg. | 2020 | 2016 usd/megawatt_hour | 49 | 49 | 49 | 49 | 49 | 49 | 49 | 49 | 49
|  | 2025 | 2016 usd/megawatt_hour | 47 | 47 | 47 | 47 | 47 | 47 | 47 | 47 | 47
|  | 2030 | 2016 usd/megawatt_hour | 42 | 42 | 42 | 42 | 42 | 42 | 42 | 42 | 42
|  | 2035 | 2016 usd/megawatt_hour | 39 | 39 | 39 | 39 | 39 | 39 | 39 | 39 | 39
|  | 2040 | 2016 usd/megawatt_hour | 37 | 37 | 37 | 37 | 37 | 37 | 37 | 37 | 37
|  | 2045 | 2016 usd/megawatt_hour | 36 | 36 | 36 | 36 | 36 | 36 | 36 | 36 | 36
|  | 2050 | 2016 usd/megawatt_hour | 34 | 34 | 34 | 34 | 34 | 34 | 34 | 34 | 34
| florida agg. | 2020 | 2016 usd/megawatt_hour | 48 | 48 | 48 | 48 | 48 | 48 | 48 | 48 | 48
|  | 2025 | 2016 usd/megawatt_hour | 45 | 45 | 45 | 45 | 45 | 45 | 45 | 45 | 45
|  | 2030 | 2016 usd/megawatt_hour | 41 | 41 | 41 | 41 | 41 | 41 | 41 | 41 | 41
|  | 2035 | 2016 usd/megawatt_hour | 37 | 37 | 37 | 37 | 37 | 37 | 37 | 37 | 37
|  | 2040 | 2016 usd/megawatt_hour | 35 | 35 | 35 | 35 | 35 | 35 | 35 | 35 | 35
|  | 2045 | 2016 usd/megawatt_hour | 33 | 33 | 33 | 33 | 33 | 33 | 33 | 33 | 33
|  | 2050 | 2016 usd/megawatt_hour | 32 | 32 | 32 | 32 | 32 | 32 | 32 | 32 | 32
| louisiana and ozarks agg. | 2020 | 2016 usd/megawatt_hour | 50 | 50 | 50 | 50 | 50 | 50 | 50 | 50 | 50
|  | 2025 | 2016 usd/megawatt_hour | 47 | 47 | 47 | 47 | 47 | 47 | 47 | 47 | 47
|  | 2030 | 2016 usd/megawatt_hour | 43 | 43 | 43 | 43 | 43 | 43 | 43 | 43 | 43
|  | 2035 | 2016 usd/megawatt_hour | 40 | 40 | 40 | 40 | 40 | 40 | 40 | 40 | 40
|  | 2040 | 2016 usd/megawatt_hour | 38 | 38 | 38 | 38 | 38 | 38 | 38 | 38 | 38
|  | 2045 | 2016 usd/megawatt_hour | 36 | 36 | 36 | 36 | 36 | 36 | 36 | 36 | 36
|  | 2050 | 2016 usd/megawatt_hour | 35 | 35 | 35 | 35 | 35 | 35 | 35 | 35 | 35
| lower midwest agg. | 2020 | 2016 usd/megawatt_hour | 50 | 50 | 50 | 50 | 50 | 50 | 50 | 50 | 50
|  | 2025 | 2016 usd/megawatt_hour | 47 | 47 | 47 | 47 | 47 | 47 | 47 | 47 | 47
|  | 2030 | 2016 usd/megawatt_hour | 43 | 43 | 43 | 43 | 43 | 43 | 43 | 43 | 43
|  | 2035 | 2016 usd/megawatt_hour | 40 | 40 | 40 | 40 | 40 | 40 | 40 | 40 | 40
|  | 2040 | 2016 usd/megawatt_hour | 38 | 38 | 38 | 38 | 38 | 38 | 38 | 38 | 38
|  | 2045 | 2016 usd/megawatt_hour | 36 | 36 | 36 | 36 | 36 | 36 | 36 | 36 | 36
|  | 2050 | 2016 usd/megawatt_hour | 35 | 35 | 35 | 35 | 35 | 35 | 35 | 35 | 35
| pacific northwest agg. | 2020 | 2016 usd/megawatt_hour | 54 | 54 | 54 | 54 | 54 | 54 | 54 | 54 | 54
|  | 2025 | 2016 usd/megawatt_hour | 51 | 51 | 51 | 51 | 51 | 51 | 51 | 51 | 51
|  | 2030 | 2016 usd/megawatt_hour | 47 | 47 | 47 | 47 | 47 | 47 | 47 | 47 | 47
|  | 2035 | 2016 usd/megawatt_hour | 44 | 44 | 44 | 44 | 44 | 44 | 44 | 44 | 44
|  | 2040 | 2016 usd/megawatt_hour | 42 | 42 | 42 | 42 | 42 | 42 | 42 | 42 | 42
|  | 2045 | 2016 usd/megawatt_hour | 40 | 40 | 40 | 40 | 40 | 40 | 40 | 40 | 40
|  | 2050 | 2016 usd/megawatt_hour | 39 | 39 | 39 | 39 | 39 | 39 | 39 | 39 | 39
| rocky mountains agg. | 2020 | 2016 usd/megawatt_hour | 55 | 55 | 55 | 55 | 55 | 55 | 55 | 55 | 55
|  | 2025 | 2016 usd/megawatt_hour | 53 | 53 | 53 | 53 | 53 | 53 | 53 | 53 | 53
|  | 2030 | 2016 usd/megawatt_hour | 48 | 48 | 48 | 48 | 48 | 48 | 48 | 48 | 48
|  | 2035 | 2016 usd/megawatt_hour | 46 | 46 | 46 | 46 | 46 | 46 | 46 | 46 | 46
|  | 2040 | 2016 usd/megawatt_hour | 44 | 44 | 44 | 44 | 44 | 44 | 44 | 44 | 44
|  | 2045 | 2016 usd/megawatt_hour | 42 | 42 | 42 | 42 | 42 | 42 | 42 | 42 | 42
|  | 2050 | 2016 usd/megawatt_hour | 40 | 40 | 40 | 40 | 40 | 40 | 40 | 40 | 40
| southeast agg. | 2020 | 2016 usd/megawatt_hour | 48 | 48 | 48 | 48 | 48 | 48 | 48 | 48 | 48
|  | 2025 | 2016 usd/megawatt_hour | 45 | 45 | 45 | 45 | 45 | 45 | 45 | 45 | 45
|  | 2030 | 2016 usd/megawatt_hour | 41 | 41 | 41 | 41 | 41 | 41 | 41 | 41 | 41
|  | 2035 | 2016 usd/megawatt_hour | 37 | 37 | 37 | 37 | 37 | 37 | 37 | 37 | 37
|  | 2040 | 2016 usd/megawatt_hour | 35 | 35 | 35 | 35 | 35 | 35 | 35 | 35 | 35
|  | 2045 | 2016 usd/megawatt_hour | 33 | 33 | 33 | 33 | 33 | 33 | 33 | 33 | 33
|  | 2050 | 2016 usd/megawatt_hour | 32 | 32 | 32 | 32 | 32 | 32 | 32 | 32 | 32
| texas agg. | 2020 | 2016 usd/megawatt_hour | 50 | 50 | 50 | 50 | 50 | 50 | 50 | 50 | 50
|  | 2025 | 2016 usd/megawatt_hour | 47 | 47 | 47 | 47 | 47 | 47 | 47 | 47 | 47
|  | 2030 | 2016 usd/megawatt_hour | 43 | 43 | 43 | 43 | 43 | 43 | 43 | 43 | 43
|  | 2035 | 2016 usd/megawatt_hour | 40 | 40 | 40 | 40 | 40 | 40 | 40 | 40 | 40
|  | 2040 | 2016 usd/megawatt_hour | 38 | 38 | 38 | 38 | 38 | 38 | 38 | 38 | 38
|  | 2045 | 2016 usd/megawatt_hour | 36 | 36 | 36 | 36 | 36 | 36 | 36 | 36 | 36
|  | 2050 | 2016 usd/megawatt_hour | 35 | 35 | 35 | 35 | 35 | 35 | 35 | 35 | 35
| utah/nevada agg. | 2020 | 2016 usd/megawatt_hour | 53 | 53 | 53 | 53 | 53 | 53 | 53 | 53 | 53
|  | 2025 | 2016 usd/megawatt_hour | 51 | 51 | 51 | 51 | 51 | 51 | 51 | 51 | 51
|  | 2030 | 2016 usd/megawatt_hour | 46 | 46 | 46 | 46 | 46 | 46 | 46 | 46 | 46
|  | 2035 | 2016 usd/megawatt_hour | 43 | 43 | 43 | 43 | 43 | 43 | 43 | 43 | 43
|  | 2040 | 2016 usd/megawatt_hour | 41 | 41 | 41 | 41 | 41 | 41 | 41 | 41 | 41
|  | 2045 | 2016 usd/megawatt_hour | 40 | 40 | 40 | 40 | 40 | 40 | 40 | 40 | 40
|  | 2050 | 2016 usd/megawatt_hour | 38 | 38 | 38 | 38 | 38 | 38 | 38 | 38 | 38
transmission-sited solar pv power plant_5 | california agg. | 2020 | 2016 usd/megawatt_hour | 58 | 58 | 58 | 58 | 58 | 58 | 58 | 58 | 58
|  | 2025 | 2016 usd/megawatt_hour | 56 | 56 | 56 | 56 | 56 | 56 | 56 | 56 | 56
|  | 2030 | 2016 usd/megawatt_hour | 51 | 51 | 51 | 51 | 51 | 51 | 51 | 51 | 51
|  | 2035 | 2016 usd/megawatt_hour | 48 | 48 | 48 | 48 | 48 | 48 | 48 | 48 | 48
|  | 2040 | 2016 usd/megawatt_hour | 45 | 45 | 45 | 45 | 45 | 45 | 45 | 45 | 45
|  | 2045 | 2016 usd/megawatt_hour | 43 | 43 | 43 | 43 | 43 | 43 | 43 | 43 | 43
|  | 2050 | 2016 usd/megawatt_hour | 42 | 42 | 42 | 42 | 42 | 42 | 42 | 42 | 42
| desert southwest agg. | 2020 | 2016 usd/megawatt_hour | 52 | 52 | 52 | 52 | 52 | 52 | 52 | 52 | 52
|  | 2025 | 2016 usd/megawatt_hour | 49 | 49 | 49 | 49 | 49 | 49 | 49 | 49 | 49
|  | 2030 | 2016 usd/megawatt_hour | 45 | 45 | 45 | 45 | 45 | 45 | 45 | 45 | 45
|  | 2035 | 2016 usd/megawatt_hour | 42 | 42 | 42 | 42 | 42 | 42 | 42 | 42 | 42
|  | 2040 | 2016 usd/megawatt_hour | 40 | 40 | 40 | 40 | 40 | 40 | 40 | 40 | 40
|  | 2045 | 2016 usd/megawatt_hour | 38 | 38 | 38 | 38 | 38 | 38 | 38 | 38 | 38
|  | 2050 | 2016 usd/megawatt_hour | 36 | 36 | 36 | 36 | 36 | 36 | 36 | 36 | 36
| florida agg. | 2020 | 2016 usd/megawatt_hour | 60 | 60 | 60 | 60 | 60 | 60 | 60 | 60 | 60
|  | 2025 | 2016 usd/megawatt_hour | 57 | 57 | 57 | 57 | 57 | 57 | 57 | 57 | 57
|  | 2030 | 2016 usd/megawatt_hour | 52 | 52 | 52 | 52 | 52 | 52 | 52 | 52 | 52
|  | 2035 | 2016 usd/megawatt_hour | 48 | 48 | 48 | 48 | 48 | 48 | 48 | 48 | 48
|  | 2040 | 2016 usd/megawatt_hour | 46 | 46 | 46 | 46 | 46 | 46 | 46 | 46 | 46
|  | 2045 | 2016 usd/megawatt_hour | 44 | 44 | 44 | 44 | 44 | 44 | 44 | 44 | 44
|  | 2050 | 2016 usd/megawatt_hour | 42 | 42 | 42 | 42 | 42 | 42 | 42 | 42 | 42
| louisiana and ozarks agg. | 2020 | 2016 usd/megawatt_hour | 60 | 60 | 60 | 60 | 60 | 60 | 60 | 60 | 60
|  | 2025 | 2016 usd/megawatt_hour | 57 | 57 | 57 | 57 | 57 | 57 | 57 | 57 | 57
|  | 2030 | 2016 usd/megawatt_hour | 52 | 52 | 52 | 52 | 52 | 52 | 52 | 52 | 52
|  | 2035 | 2016 usd/megawatt_hour | 48 | 48 | 48 | 48 | 48 | 48 | 48 | 48 | 48
|  | 2040 | 2016 usd/megawatt_hour | 46 | 46 | 46 | 46 | 46 | 46 | 46 | 46 | 46
|  | 2045 | 2016 usd/megawatt_hour | 44 | 44 | 44 | 44 | 44 | 44 | 44 | 44 | 44
|  | 2050 | 2016 usd/megawatt_hour | 42 | 42 | 42 | 42 | 42 | 42 | 42 | 42 | 42
| lower midwest agg. | 2020 | 2016 usd/megawatt_hour | 57 | 57 | 57 | 57 | 57 | 57 | 57 | 57 | 57
|  | 2025 | 2016 usd/megawatt_hour | 54 | 54 | 54 | 54 | 54 | 54 | 54 | 54 | 54
|  | 2030 | 2016 usd/megawatt_hour | 49 | 49 | 49 | 49 | 49 | 49 | 49 | 49 | 49
|  | 2035 | 2016 usd/megawatt_hour | 45 | 45 | 45 | 45 | 45 | 45 | 45 | 45 | 45
|  | 2040 | 2016 usd/megawatt_hour | 43 | 43 | 43 | 43 | 43 | 43 | 43 | 43 | 43
|  | 2045 | 2016 usd/megawatt_hour | 41 | 41 | 41 | 41 | 41 | 41 | 41 | 41 | 41
|  | 2050 | 2016 usd/megawatt_hour | 39 | 39 | 39 | 39 | 39 | 39 | 39 | 39 | 39
| mid-atlantic and great lakes agg. | 2020 | 2016 usd/megawatt_hour | 68 | 68 | 68 | 68 | 68 | 68 | 68 | 68 | 68
|  | 2025 | 2016 usd/megawatt_hour | 65 | 65 | 65 | 65 | 65 | 65 | 65 | 65 | 65
|  | 2030 | 2016 usd/megawatt_hour | 59 | 59 | 59 | 59 | 59 | 59 | 59 | 59 | 59
|  | 2035 | 2016 usd/megawatt_hour | 56 | 56 | 56 | 56 | 56 | 56 | 56 | 56 | 56
|  | 2040 | 2016 usd/megawatt_hour | 53 | 53 | 53 | 53 | 53 | 53 | 53 | 53 | 53
|  | 2045 | 2016 usd/megawatt_hour | 51 | 51 | 51 | 51 | 51 | 51 | 51 | 51 | 51
|  | 2050 | 2016 usd/megawatt_hour | 49 | 49 | 49 | 49 | 49 | 49 | 49 | 49 | 49
| pacific northwest agg. | 2020 | 2016 usd/megawatt_hour | 61 | 61 | 61 | 61 | 61 | 61 | 61 | 61 | 61
|  | 2025 | 2016 usd/megawatt_hour | 58 | 58 | 58 | 58 | 58 | 58 | 58 | 58 | 58
|  | 2030 | 2016 usd/megawatt_hour | 52 | 52 | 52 | 52 | 52 | 52 | 52 | 52 | 52
|  | 2035 | 2016 usd/megawatt_hour | 49 | 49 | 49 | 49 | 49 | 49 | 49 | 49 | 49
|  | 2040 | 2016 usd/megawatt_hour | 47 | 47 | 47 | 47 | 47 | 47 | 47 | 47 | 47
|  | 2045 | 2016 usd/megawatt_hour | 45 | 45 | 45 | 45 | 45 | 45 | 45 | 45 | 45
|  | 2050 | 2016 usd/megawatt_hour | 42 | 42 | 42 | 42 | 42 | 42 | 42 | 42 | 42
| rocky mountains agg. | 2020 | 2016 usd/megawatt_hour | 54 | 54 | 54 | 54 | 54 | 54 | 54 | 54 | 54
|  | 2025 | 2016 usd/megawatt_hour | 52 | 52 | 52 | 52 | 52 | 52 | 52 | 52 | 52
|  | 2030 | 2016 usd/megawatt_hour | 47 | 47 | 47 | 47 | 47 | 47 | 47 | 47 | 47
|  | 2035 | 2016 usd/megawatt_hour | 44 | 44 | 44 | 44 | 44 | 44 | 44 | 44 | 44
|  | 2040 | 2016 usd/megawatt_hour | 42 | 42 | 42 | 42 | 42 | 42 | 42 | 42 | 42
|  | 2045 | 2016 usd/megawatt_hour | 40 | 40 | 40 | 40 | 40 | 40 | 40 | 40 | 40
|  | 2050 | 2016 usd/megawatt_hour | 38 | 38 | 38 | 38 | 38 | 38 | 38 | 38 | 38
| southeast agg. | 2020 | 2016 usd/megawatt_hour | 64 | 64 | 64 | 64 | 64 | 64 | 64 | 64 | 64
|  | 2025 | 2016 usd/megawatt_hour | 61 | 61 | 61 | 61 | 61 | 61 | 61 | 61 | 61
|  | 2030 | 2016 usd/megawatt_hour | 56 | 56 | 56 | 56 | 56 | 56 | 56 | 56 | 56
|  | 2035 | 2016 usd/megawatt_hour | 52 | 52 | 52 | 52 | 52 | 52 | 52 | 52 | 52
|  | 2040 | 2016 usd/megawatt_hour | 49 | 49 | 49 | 49 | 49 | 49 | 49 | 49 | 49
|  | 2045 | 2016 usd/megawatt_hour | 47 | 47 | 47 | 47 | 47 | 47 | 47 | 47 | 47
|  | 2050 | 2016 usd/megawatt_hour | 45 | 45 | 45 | 45 | 45 | 45 | 45 | 45 | 45
| texas agg. | 2020 | 2016 usd/megawatt_hour | 55 | 55 | 55 | 55 | 55 | 55 | 55 | 55 | 55
|  | 2025 | 2016 usd/megawatt_hour | 52 | 52 | 52 | 52 | 52 | 52 | 52 | 52 | 52
|  | 2030 | 2016 usd/megawatt_hour | 47 | 47 | 47 | 47 | 47 | 47 | 47 | 47 | 47
|  | 2035 | 2016 usd/megawatt_hour | 44 | 44 | 44 | 44 | 44 | 44 | 44 | 44 | 44
|  | 2040 | 2016 usd/megawatt_hour | 42 | 42 | 42 | 42 | 42 | 42 | 42 | 42 | 42
|  | 2045 | 2016 usd/megawatt_hour | 40 | 40 | 40 | 40 | 40 | 40 | 40 | 40 | 40
|  | 2050 | 2016 usd/megawatt_hour | 38 | 38 | 38 | 38 | 38 | 38 | 38 | 38 | 38
| upper midwest agg. | 2020 | 2016 usd/megawatt_hour | 57 | 57 | 57 | 57 | 57 | 57 | 57 | 57 | 57
|  | 2025 | 2016 usd/megawatt_hour | 54 | 54 | 54 | 54 | 54 | 54 | 54 | 54 | 54
|  | 2030 | 2016 usd/megawatt_hour | 49 | 49 | 49 | 49 | 49 | 49 | 49 | 49 | 49
|  | 2035 | 2016 usd/megawatt_hour | 46 | 46 | 46 | 46 | 46 | 46 | 46 | 46 | 46
|  | 2040 | 2016 usd/megawatt_hour | 43 | 43 | 43 | 43 | 43 | 43 | 43 | 43 | 43
|  | 2045 | 2016 usd/megawatt_hour | 41 | 41 | 41 | 41 | 41 | 41 | 41 | 41 | 41
|  | 2050 | 2016 usd/megawatt_hour | 40 | 40 | 40 | 40 | 40 | 40 | 40 | 40 | 40
| utah/nevada agg. | 2020 | 2016 usd/megawatt_hour | 57 | 57 | 57 | 57 | 57 | 57 | 57 | 57 | 57
|  | 2025 | 2016 usd/megawatt_hour | 54 | 54 | 54 | 54 | 54 | 54 | 54 | 54 | 54
|  | 2030 | 2016 usd/megawatt_hour | 49 | 49 | 49 | 49 | 49 | 49 | 49 | 49 | 49
|  | 2035 | 2016 usd/megawatt_hour | 46 | 46 | 46 | 46 | 46 | 46 | 46 | 46 | 46
|  | 2040 | 2016 usd/megawatt_hour | 44 | 44 | 44 | 44 | 44 | 44 | 44 | 44 | 44
|  | 2045 | 2016 usd/megawatt_hour | 42 | 42 | 42 | 42 | 42 | 42 | 42 | 42 | 42
|  | 2050 | 2016 usd/megawatt_hour | 40 | 40 | 40 | 40 | 40 | 40 | 40 | 40 | 40
transmission-sited solar pv power plant_6 | california agg. | 2020 | 2016 usd/megawatt_hour | 94 | 94 | 94 | 94 | 94 | 94 | 94 | 94 | 94
|  | 2025 | 2016 usd/megawatt_hour | 90 | 90 | 90 | 90 | 90 | 90 | 90 | 90 | 90
|  | 2030 | 2016 usd/megawatt_hour | 84 | 84 | 84 | 84 | 84 | 84 | 84 | 84 | 84
|  | 2035 | 2016 usd/megawatt_hour | 79 | 79 | 79 | 79 | 79 | 79 | 79 | 79 | 79
|  | 2040 | 2016 usd/megawatt_hour | 76 | 76 | 76 | 76 | 76 | 76 | 76 | 76 | 76
|  | 2045 | 2016 usd/megawatt_hour | 74 | 74 | 74 | 74 | 74 | 74 | 74 | 74 | 74
|  | 2050 | 2016 usd/megawatt_hour | 71 | 71 | 71 | 71 | 71 | 71 | 71 | 71 | 71
| desert southwest agg. | 2020 | 2016 usd/megawatt_hour | 73 | 73 | 73 | 73 | 73 | 73 | 73 | 73 | 73
|  | 2025 | 2016 usd/megawatt_hour | 70 | 70 | 70 | 70 | 70 | 70 | 70 | 70 | 70
|  | 2030 | 2016 usd/megawatt_hour | 64 | 64 | 64 | 64 | 64 | 64 | 64 | 64 | 64
|  | 2035 | 2016 usd/megawatt_hour | 60 | 60 | 60 | 60 | 60 | 60 | 60 | 60 | 60
|  | 2040 | 2016 usd/megawatt_hour | 58 | 58 | 58 | 58 | 58 | 58 | 58 | 58 | 58
|  | 2045 | 2016 usd/megawatt_hour | 56 | 56 | 56 | 56 | 56 | 56 | 56 | 56 | 56
|  | 2050 | 2016 usd/megawatt_hour | 53 | 53 | 53 | 53 | 53 | 53 | 53 | 53 | 53
| louisiana and ozarks agg. | 2020 | 2016 usd/megawatt_hour | 58 | 58 | 58 | 58 | 58 | 58 | 58 | 58 | 58
|  | 2025 | 2016 usd/megawatt_hour | 55 | 55 | 55 | 55 | 55 | 55 | 55 | 55 | 55
|  | 2030 | 2016 usd/megawatt_hour | 50 | 50 | 50 | 50 | 50 | 50 | 50 | 50 | 50
|  | 2035 | 2016 usd/megawatt_hour | 46 | 46 | 46 | 46 | 46 | 46 | 46 | 46 | 46
|  | 2040 | 2016 usd/megawatt_hour | 44 | 44 | 44 | 44 | 44 | 44 | 44 | 44 | 44
|  | 2045 | 2016 usd/megawatt_hour | 42 | 42 | 42 | 42 | 42 | 42 | 42 | 42 | 42
|  | 2050 | 2016 usd/megawatt_hour | 40 | 40 | 40 | 40 | 40 | 40 | 40 | 40 | 40
| lower midwest agg. | 2020 | 2016 usd/megawatt_hour | 58 | 58 | 58 | 58 | 58 | 58 | 58 | 58 | 58
|  | 2025 | 2016 usd/megawatt_hour | 55 | 55 | 55 | 55 | 55 | 55 | 55 | 55 | 55
|  | 2030 | 2016 usd/megawatt_hour | 50 | 50 | 50 | 50 | 50 | 50 | 50 | 50 | 50
|  | 2035 | 2016 usd/megawatt_hour | 46 | 46 | 46 | 46 | 46 | 46 | 46 | 46 | 46
|  | 2040 | 2016 usd/megawatt_hour | 44 | 44 | 44 | 44 | 44 | 44 | 44 | 44 | 44
|  | 2045 | 2016 usd/megawatt_hour | 42 | 42 | 42 | 42 | 42 | 42 | 42 | 42 | 42
|  | 2050 | 2016 usd/megawatt_hour | 40 | 40 | 40 | 40 | 40 | 40 | 40 | 40 | 40
| mid-atlantic and great lakes agg. | 2020 | 2016 usd/megawatt_hour | 64 | 64 | 64 | 64 | 64 | 64 | 64 | 64 | 64
|  | 2025 | 2016 usd/megawatt_hour | 61 | 61 | 61 | 61 | 61 | 61 | 61 | 61 | 61
|  | 2030 | 2016 usd/megawatt_hour | 55 | 55 | 55 | 55 | 55 | 55 | 55 | 55 | 55
|  | 2035 | 2016 usd/megawatt_hour | 51 | 51 | 51 | 51 | 51 | 51 | 51 | 51 | 51
|  | 2040 | 2016 usd/megawatt_hour | 48 | 48 | 48 | 48 | 48 | 48 | 48 | 48 | 48
|  | 2045 | 2016 usd/megawatt_hour | 46 | 46 | 46 | 46 | 46 | 46 | 46 | 46 | 46
|  | 2050 | 2016 usd/megawatt_hour | 44 | 44 | 44 | 44 | 44 | 44 | 44 | 44 | 44
| new england agg. | 2020 | 2016 usd/megawatt_hour | 69 | 69 | 69 | 69 | 69 | 69 | 69 | 69 | 69
|  | 2025 | 2016 usd/megawatt_hour | 66 | 66 | 66 | 66 | 66 | 66 | 66 | 66 | 66
|  | 2030 | 2016 usd/megawatt_hour | 60 | 60 | 60 | 60 | 60 | 60 | 60 | 60 | 60
|  | 2035 | 2016 usd/megawatt_hour | 55 | 55 | 55 | 55 | 55 | 55 | 55 | 55 | 55
|  | 2040 | 2016 usd/megawatt_hour | 53 | 53 | 53 | 53 | 53 | 53 | 53 | 53 | 53
|  | 2045 | 2016 usd/megawatt_hour | 50 | 50 | 50 | 50 | 50 | 50 | 50 | 50 | 50
|  | 2050 | 2016 usd/megawatt_hour | 48 | 48 | 48 | 48 | 48 | 48 | 48 | 48 | 48
| new york agg. | 2020 | 2016 usd/megawatt_hour | 81 | 81 | 81 | 81 | 81 | 81 | 81 | 81 | 81
|  | 2025 | 2016 usd/megawatt_hour | 77 | 77 | 77 | 77 | 77 | 77 | 77 | 77 | 77
|  | 2030 | 2016 usd/megawatt_hour | 71 | 71 | 71 | 71 | 71 | 71 | 71 | 71 | 71
|  | 2035 | 2016 usd/megawatt_hour | 66 | 66 | 66 | 66 | 66 | 66 | 66 | 66 | 66
|  | 2040 | 2016 usd/megawatt_hour | 64 | 64 | 64 | 64 | 64 | 64 | 64 | 64 | 64
|  | 2045 | 2016 usd/megawatt_hour | 61 | 61 | 61 | 61 | 61 | 61 | 61 | 61 | 61
|  | 2050 | 2016 usd/megawatt_hour | 58 | 58 | 58 | 58 | 58 | 58 | 58 | 58 | 58
| pacific northwest agg. | 2020 | 2016 usd/megawatt_hour | 67 | 67 | 67 | 67 | 67 | 67 | 67 | 67 | 67
|  | 2025 | 2016 usd/megawatt_hour | 63 | 63 | 63 | 63 | 63 | 63 | 63 | 63 | 63
|  | 2030 | 2016 usd/megawatt_hour | 57 | 57 | 57 | 57 | 57 | 57 | 57 | 57 | 57
|  | 2035 | 2016 usd/megawatt_hour | 53 | 53 | 53 | 53 | 53 | 53 | 53 | 53 | 53
|  | 2040 | 2016 usd/megawatt_hour | 50 | 50 | 50 | 50 | 50 | 50 | 50 | 50 | 50
|  | 2045 | 2016 usd/megawatt_hour | 48 | 48 | 48 | 48 | 48 | 48 | 48 | 48 | 48
|  | 2050 | 2016 usd/megawatt_hour | 45 | 45 | 45 | 45 | 45 | 45 | 45 | 45 | 45
| rocky mountains agg. | 2020 | 2016 usd/megawatt_hour | 60 | 60 | 60 | 60 | 60 | 60 | 60 | 60 | 60
|  | 2025 | 2016 usd/megawatt_hour | 57 | 57 | 57 | 57 | 57 | 57 | 57 | 57 | 57
|  | 2030 | 2016 usd/megawatt_hour | 51 | 51 | 51 | 51 | 51 | 51 | 51 | 51 | 51
|  | 2035 | 2016 usd/megawatt_hour | 48 | 48 | 48 | 48 | 48 | 48 | 48 | 48 | 48
|  | 2040 | 2016 usd/megawatt_hour | 45 | 45 | 45 | 45 | 45 | 45 | 45 | 45 | 45
|  | 2045 | 2016 usd/megawatt_hour | 43 | 43 | 43 | 43 | 43 | 43 | 43 | 43 | 43
|  | 2050 | 2016 usd/megawatt_hour | 41 | 41 | 41 | 41 | 41 | 41 | 41 | 41 | 41
| southeast agg. | 2020 | 2016 usd/megawatt_hour | 61 | 61 | 61 | 61 | 61 | 61 | 61 | 61 | 61
|  | 2025 | 2016 usd/megawatt_hour | 58 | 58 | 58 | 58 | 58 | 58 | 58 | 58 | 58
|  | 2030 | 2016 usd/megawatt_hour | 52 | 52 | 52 | 52 | 52 | 52 | 52 | 52 | 52
|  | 2035 | 2016 usd/megawatt_hour | 48 | 48 | 48 | 48 | 48 | 48 | 48 | 48 | 48
|  | 2040 | 2016 usd/megawatt_hour | 46 | 46 | 46 | 46 | 46 | 46 | 46 | 46 | 46
|  | 2045 | 2016 usd/megawatt_hour | 43 | 43 | 43 | 43 | 43 | 43 | 43 | 43 | 43
|  | 2050 | 2016 usd/megawatt_hour | 41 | 41 | 41 | 41 | 41 | 41 | 41 | 41 | 41
| upper midwest agg. | 2020 | 2016 usd/megawatt_hour | 64 | 64 | 64 | 64 | 64 | 64 | 64 | 64 | 64
|  | 2025 | 2016 usd/megawatt_hour | 60 | 60 | 60 | 60 | 60 | 60 | 60 | 60 | 60
|  | 2030 | 2016 usd/megawatt_hour | 55 | 55 | 55 | 55 | 55 | 55 | 55 | 55 | 55
|  | 2035 | 2016 usd/megawatt_hour | 51 | 51 | 51 | 51 | 51 | 51 | 51 | 51 | 51
|  | 2040 | 2016 usd/megawatt_hour | 48 | 48 | 48 | 48 | 48 | 48 | 48 | 48 | 48
|  | 2045 | 2016 usd/megawatt_hour | 46 | 46 | 46 | 46 | 46 | 46 | 46 | 46 | 46
|  | 2050 | 2016 usd/megawatt_hour | 44 | 44 | 44 | 44 | 44 | 44 | 44 | 44 | 44
| utah/nevada agg. | 2020 | 2016 usd/megawatt_hour | 66 | 66 | 66 | 66 | 66 | 66 | 66 | 66 | 66
|  | 2025 | 2016 usd/megawatt_hour | 63 | 63 | 63 | 63 | 63 | 63 | 63 | 63 | 63
|  | 2030 | 2016 usd/megawatt_hour | 57 | 57 | 57 | 57 | 57 | 57 | 57 | 57 | 57
|  | 2035 | 2016 usd/megawatt_hour | 53 | 53 | 53 | 53 | 53 | 53 | 53 | 53 | 53
|  | 2040 | 2016 usd/megawatt_hour | 51 | 51 | 51 | 51 | 51 | 51 | 51 | 51 | 51
|  | 2045 | 2016 usd/megawatt_hour | 49 | 49 | 49 | 49 | 49 | 49 | 49 | 49 | 49
|  | 2050 | 2016 usd/megawatt_hour | 46 | 46 | 46 | 46 | 46 | 46 | 46 | 46 | 46

## generator_efficiency
tech | zone | vintage | unit | blend_in | REF | E+ | E- | E+ RE+ | E+ RE- | E+ B+ | E- B+ | E+ RE+ B+ | E+ RE- B+ | cover | Notes:
advanced nuclear plant | all | all | btu/kWh | uranium blend | 10460 | 10460 | 10460 | 10460 | 10460 | 10460 | 10460 | 10460 | 10460 |  | All efficiencies are per kWh electricity production
biomass power plant | all | all | btu/kWh | biomass blend - solids | 13500 | 13500 | 13500 | 13500 | 13500 | 13500 | 13500 | 13500 | 13500 |  | A negative efficiency represents a co-product. For example, biomass w/ccu power plant with efficiency of -990 gram/kWh means the plant captures 990 grams CO2 per kWh electricity produced.
biomass w/ccu allam power plant | all | all | btu/kWh | biomass blend - solids | 8467 | 8467 | 8467 | 8467 | 8467 | 8467 | 8467 | 8467 | 8467 |  | If tech names do not start with "existing_", they represent new builds
|  |  | gram/kWh | co2 utilization blend | -796 | -796 | -796 | -796 | -796 | -796 | -796 | -796 | -796
biomass w/ccu power plant | all | all | btu/kWh | biomass blend - solids | 11336 | 11336 | 11336 | 11336 | 11336 | 11336 | 11336 | 11336 | 11336
|  |  | gram/kWh | co2 utilization blend | -990 | -990 | -990 | -990 | -990 | -990 | -990 | -990 | -990
existing hydro quebec imports | all | all | btu/kWh | coal blend | 3 | 3 | 3 | 3 | 3 | 3 | 3 | 3 | 3
existing_biomass cogen ipp power plant | california agg. | all | btu/kWh | biomass blend - solids | 17072 | 17072 | 17072 | 17072 | 17072 | 17072 | 17072 | 17072 | 17072
|  |  |  | steam blend | -2092 | -2092 | -2092 | -2092 | -2092 | -2092 | -2092 | -2092 | -2092
| desert southwest agg. | all | btu/kWh | biomass blend - solids | 21447 | 21447 | 21447 | 21447 | 21447 | 21447 | 21447 | 21447 | 21447
|  |  |  | steam blend | -6042 | -6042 | -6042 | -6042 | -6042 | -6042 | -6042 | -6042 | -6042
| mid-atlantic and great lakes agg. | all | btu/kWh | biomass blend - solids | 21184 | 21184 | 21184 | 21184 | 21184 | 21184 | 21184 | 21184 | 21184
|  |  |  | steam blend | -3312 | -3312 | -3312 | -3312 | -3312 | -3312 | -3312 | -3312 | -3312
| new england agg. | all | btu/kWh | biomass blend - solids | 19735 | 19735 | 19735 | 19735 | 19735 | 19735 | 19735 | 19735 | 19735
|  |  |  | steam blend | -6911 | -6911 | -6911 | -6911 | -6911 | -6911 | -6911 | -6911 | -6911
| pacific northwest agg. | all | btu/kWh | biomass blend - solids | 12627 | 12627 | 12627 | 12627 | 12627 | 12627 | 12627 | 12627 | 12627
|  |  |  | steam blend | -1331 | -1331 | -1331 | -1331 | -1331 | -1331 | -1331 | -1331 | -1331
| southeast agg. | all | btu/kWh | biomass blend - solids | 21302 | 21302 | 21302 | 21302 | 21302 | 21302 | 21302 | 21302 | 21302
|  |  |  | steam blend | -4993 | -4993 | -4993 | -4993 | -4993 | -4993 | -4993 | -4993 | -4993
| upper midwest agg. | all | btu/kWh | biomass blend - solids | 19803 | 19803 | 19803 | 19803 | 19803 | 19803 | 19803 | 19803 | 19803
|  |  |  | steam blend | -4425 | -4425 | -4425 | -4425 | -4425 | -4425 | -4425 | -4425 | -4425
existing_biomass cogen power plant | california agg. | all | btu/kWh | biomass blend - solids | 20605 | 20605 | 20605 | 20605 | 20605 | 20605 | 20605 | 20605 | 20605
|  |  |  | steam blend | -7429 | -7429 | -7429 | -7429 | -7429 | -7429 | -7429 | -7429 | -7429
| florida agg. | all | btu/kWh | biomass blend - solids | 49707 | 49707 | 49707 | 49707 | 49707 | 49707 | 49707 | 49707 | 49707
|  |  |  | steam blend | -27282 | -27282 | -27282 | -27282 | -27282 | -27282 | -27282 | -27282 | -27282
| louisiana and ozarks agg. | all | btu/kWh | biomass blend - solids | 36627 | 36627 | 36627 | 36627 | 36627 | 36627 | 36627 | 36627 | 36627
|  |  |  | steam blend | -18140 | -18140 | -18140 | -18140 | -18140 | -18140 | -18140 | -18140 | -18140
| lower midwest agg. | all | btu/kWh | biomass blend - solids | 45550 | 45550 | 45550 | 45550 | 45550 | 45550 | 45550 | 45550 | 45550
|  |  |  | steam blend | -23998 | -23998 | -23998 | -23998 | -23998 | -23998 | -23998 | -23998 | -23998
| mid-atlantic and great lakes agg. | all | btu/kWh | biomass blend - solids | 31549 | 31549 | 31549 | 31549 | 31549 | 31549 | 31549 | 31549 | 31549
|  |  |  | steam blend | -13933 | -13933 | -13933 | -13933 | -13933 | -13933 | -13933 | -13933 | -13933
| new england agg. | all | btu/kWh | biomass blend - solids | 21695 | 21695 | 21695 | 21695 | 21695 | 21695 | 21695 | 21695 | 21695
|  |  |  | steam blend | -7759 | -7759 | -7759 | -7759 | -7759 | -7759 | -7759 | -7759 | -7759
| new york agg. | all | btu/kWh | biomass blend - solids | 25583 | 25583 | 25583 | 25583 | 25583 | 25583 | 25583 | 25583 | 25583
|  |  |  | steam blend | -12307 | -12307 | -12307 | -12307 | -12307 | -12307 | -12307 | -12307 | -12307
| pacific northwest agg. | all | btu/kWh | biomass blend - solids | 45674 | 45674 | 45674 | 45674 | 45674 | 45674 | 45674 | 45674 | 45674
|  |  |  | steam blend | -21761 | -21761 | -21761 | -21761 | -21761 | -21761 | -21761 | -21761 | -21761
| southeast agg. | all | btu/kWh | biomass blend - solids | 42090 | 42090 | 42090 | 42090 | 42090 | 42090 | 42090 | 42090 | 42090
|  |  |  | steam blend | -21667 | -21667 | -21667 | -21667 | -21667 | -21667 | -21667 | -21667 | -21667
| texas agg. | all | btu/kWh | biomass blend - solids | 54710 | 54710 | 54710 | 54710 | 54710 | 54710 | 54710 | 54710 | 54710
|  |  |  | steam blend | -27679 | -27679 | -27679 | -27679 | -27679 | -27679 | -27679 | -27679 | -27679
| upper midwest agg. | all | btu/kWh | biomass blend - solids | 36948 | 36948 | 36948 | 36948 | 36948 | 36948 | 36948 | 36948 | 36948
|  |  |  | steam blend | -16474 | -16474 | -16474 | -16474 | -16474 | -16474 | -16474 | -16474 | -16474
existing_biomass power plant | california agg. | all | btu/kWh | biomass blend - solids | 14874 | 14874 | 14874 | 14874 | 14874 | 14874 | 14874 | 14874 | 14874
| desert southwest agg. | all | btu/kWh | biomass blend - solids | 14784 | 14784 | 14784 | 14784 | 14784 | 14784 | 14784 | 14784 | 14784
| florida agg. | all | btu/kWh | biomass blend - solids | 16535 | 16535 | 16535 | 16535 | 16535 | 16535 | 16535 | 16535 | 16535
| hawaii agg. | all | btu/kWh | biomass blend - solids | 16581 | 16581 | 16581 | 16581 | 16581 | 16581 | 16581 | 16581 | 16581
| louisiana and ozarks agg. | all | btu/kWh | biomass blend - solids | 13659 | 13659 | 13659 | 13659 | 13659 | 13659 | 13659 | 13659 | 13659
| lower midwest agg. | all | btu/kWh | biomass blend - solids | 13855 | 13855 | 13855 | 13855 | 13855 | 13855 | 13855 | 13855 | 13855
| mid-atlantic and great lakes agg. | all | btu/kWh | biomass blend - solids | 14920 | 14920 | 14920 | 14920 | 14920 | 14920 | 14920 | 14920 | 14920
| new england agg. | all | btu/kWh | biomass blend - solids | 14488 | 14488 | 14488 | 14488 | 14488 | 14488 | 14488 | 14488 | 14488
| new york agg. | all | btu/kWh | biomass blend - solids | 13225 | 13225 | 13225 | 13225 | 13225 | 13225 | 13225 | 13225 | 13225
| pacific northwest agg. | all | btu/kWh | biomass blend - solids | 14246 | 14246 | 14246 | 14246 | 14246 | 14246 | 14246 | 14246 | 14246
| rocky mountains agg. | all | btu/kWh | biomass blend - solids | 14812 | 14812 | 14812 | 14812 | 14812 | 14812 | 14812 | 14812 | 14812
| southeast agg. | all | btu/kWh | biomass blend - solids | 17590 | 17590 | 17590 | 17590 | 17590 | 17590 | 17590 | 17590 | 17590
| texas agg. | all | btu/kWh | biomass blend - solids | 15879 | 15879 | 15879 | 15879 | 15879 | 15879 | 15879 | 15879 | 15879
| upper midwest agg. | all | btu/kWh | biomass blend - solids | 14491 | 14491 | 14491 | 14491 | 14491 | 14491 | 14491 | 14491 | 14491
| utah/nevada agg. | all | btu/kWh | biomass blend - solids | 13931 | 13931 | 13931 | 13931 | 13931 | 13931 | 13931 | 13931 | 13931
existing_coal igcc power plant | florida agg. | all | btu/kWh | coal blend | 10777 | 10777 | 10777 | 10777 | 10777 | 10777 | 10777 | 10777 | 10777
|  |  |  | diesel blend | 171 | 171 | 171 | 171 | 171 | 171 | 171 | 171 | 171
| mid-atlantic and great lakes agg. | all | btu/kWh | coal blend | 8992 | 8992 | 8992 | 8992 | 8992 | 8992 | 8992 | 8992 | 8992
|  |  |  | diesel blend | 142 | 142 | 142 | 142 | 142 | 142 | 142 | 142 | 142
existing_coal steam turbine cogen power plant | alaska agg. | all | btu/kWh | coal blend | 32885 | 32885 | 32885 | 32885 | 32885 | 32885 | 32885 | 32885 | 32885
|  |  |  | diesel blend | 521 | 521 | 521 | 521 | 521 | 521 | 521 | 521 | 521
|  |  |  | steam blend | -17113 | -17113 | -17113 | -17113 | -17113 | -17113 | -17113 | -17113 | -17113
| california agg. | all | btu/kWh | coal blend | 44605 | 44605 | 44605 | 44605 | 44605 | 44605 | 44605 | 44605 | 44605
|  |  |  | diesel blend | 707 | 707 | 707 | 707 | 707 | 707 | 707 | 707 | 707
|  |  |  | steam blend | -25256 | -25256 | -25256 | -25256 | -25256 | -25256 | -25256 | -25256 | -25256
| louisiana and ozarks agg. | all | btu/kWh | coal blend | 25183 | 25183 | 25183 | 25183 | 25183 | 25183 | 25183 | 25183 | 25183
|  |  |  | diesel blend | 399 | 399 | 399 | 399 | 399 | 399 | 399 | 399 | 399
|  |  |  | steam blend | -10991 | -10991 | -10991 | -10991 | -10991 | -10991 | -10991 | -10991 | -10991
| lower midwest agg. | all | btu/kWh | coal blend | 22344 | 22344 | 22344 | 22344 | 22344 | 22344 | 22344 | 22344 | 22344
|  |  |  | diesel blend | 354 | 354 | 354 | 354 | 354 | 354 | 354 | 354 | 354
|  |  |  | steam blend | -8631 | -8631 | -8631 | -8631 | -8631 | -8631 | -8631 | -8631 | -8631
| mid-atlantic and great lakes agg. | all | btu/kWh | coal blend | 50104 | 50104 | 50104 | 50104 | 50104 | 50104 | 50104 | 50104 | 50104
|  |  |  | diesel blend | 794 | 794 | 794 | 794 | 794 | 794 | 794 | 794 | 794
|  |  |  | steam blend | -25538 | -25538 | -25538 | -25538 | -25538 | -25538 | -25538 | -25538 | -25538
| new york agg. | all | btu/kWh | coal blend | 25342 | 25342 | 25342 | 25342 | 25342 | 25342 | 25342 | 25342 | 25342
|  |  |  | diesel blend | 401 | 401 | 401 | 401 | 401 | 401 | 401 | 401 | 401
|  |  |  | steam blend | -12182 | -12182 | -12182 | -12182 | -12182 | -12182 | -12182 | -12182 | -12182
| pacific northwest agg. | all | btu/kWh | coal blend | 68848 | 68848 | 68848 | 68848 | 68848 | 68848 | 68848 | 68848 | 68848
|  |  |  | diesel blend | 1091 | 1091 | 1091 | 1091 | 1091 | 1091 | 1091 | 1091 | 1091
|  |  |  | steam blend | -39224 | -39224 | -39224 | -39224 | -39224 | -39224 | -39224 | -39224 | -39224
| southeast agg. | all | btu/kWh | coal blend | 47602 | 47602 | 47602 | 47602 | 47602 | 47602 | 47602 | 47602 | 47602
|  |  |  | diesel blend | 754 | 754 | 754 | 754 | 754 | 754 | 754 | 754 | 754
|  |  |  | steam blend | -26092 | -26092 | -26092 | -26092 | -26092 | -26092 | -26092 | -26092 | -26092
| upper midwest agg. | all | btu/kWh | coal blend | 29800 | 29800 | 29800 | 29800 | 29800 | 29800 | 29800 | 29800 | 29800
|  |  |  | diesel blend | 472 | 472 | 472 | 472 | 472 | 472 | 472 | 472 | 472
|  |  |  | steam blend | -13157 | -13157 | -13157 | -13157 | -13157 | -13157 | -13157 | -13157 | -13157
| utah/nevada agg. | all | btu/kWh | coal blend | 12050 | 12050 | 12050 | 12050 | 12050 | 12050 | 12050 | 12050 | 12050
|  |  |  | diesel blend | 191 | 191 | 191 | 191 | 191 | 191 | 191 | 191 | 191
|  |  |  | steam blend | -962 | -962 | -962 | -962 | -962 | -962 | -962 | -962 | -962
existing_coal steam turbine ipp cogen power plant | alaska agg. | all | btu/kWh | coal blend | 17404 | 17404 | 17404 | 17404 | 17404 | 17404 | 17404 | 17404 | 17404
|  |  |  | diesel blend | 276 | 276 | 276 | 276 | 276 | 276 | 276 | 276 | 276
|  |  |  | steam blend | -596 | -596 | -596 | -596 | -596 | -596 | -596 | -596 | -596
| hawaii agg. | all | btu/kWh | coal blend | 10627 | 10627 | 10627 | 10627 | 10627 | 10627 | 10627 | 10627 | 10627
|  |  |  | diesel blend | 168 | 168 | 168 | 168 | 168 | 168 | 168 | 168 | 168
|  |  |  | steam blend | -171 | -171 | -171 | -171 | -171 | -171 | -171 | -171 | -171
| mid-atlantic and great lakes agg. | all | btu/kWh | coal blend | 14236 | 14236 | 14236 | 14236 | 14236 | 14236 | 14236 | 14236 | 14236
|  |  |  | diesel blend | 225 | 225 | 225 | 225 | 225 | 225 | 225 | 225 | 225
|  |  |  | steam blend | -1205 | -1205 | -1205 | -1205 | -1205 | -1205 | -1205 | -1205 | -1205
| southeast agg. | all | btu/kWh | coal blend | 25830 | 25830 | 25830 | 25830 | 25830 | 25830 | 25830 | 25830 | 25830
|  |  |  | diesel blend | 409 | 409 | 409 | 409 | 409 | 409 | 409 | 409 | 409
|  |  |  | steam blend | -6675 | -6675 | -6675 | -6675 | -6675 | -6675 | -6675 | -6675 | -6675
existing_distillate oil combustion turbine cogen power plant | alaska agg. | all | btu/kWh | diesel blend | 24073 | 24073 | 24073 | 24073 | 24073 | 24073 | 24073 | 24073 | 24073
|  |  |  | steam blend | -10845 | -10845 | -10845 | -10845 | -10845 | -10845 | -10845 | -10845 | -10845
| california agg. | all | btu/kWh | diesel blend | 15599 | 15599 | 15599 | 15599 | 15599 | 15599 | 15599 | 15599 | 15599
|  |  |  | steam blend | -2619 | -2619 | -2619 | -2619 | -2619 | -2619 | -2619 | -2619 | -2619
| hawaii agg. | all | btu/kWh | diesel blend | 13151 | 13151 | 13151 | 13151 | 13151 | 13151 | 13151 | 13151 | 13151
|  |  |  | steam blend | -5349 | -5349 | -5349 | -5349 | -5349 | -5349 | -5349 | -5349 | -5349
| louisiana and ozarks agg. | all | btu/kWh | diesel blend | 134952 | 134952 | 134952 | 134952 | 134952 | 134952 | 134952 | 134952 | 134952
|  |  |  | steam blend | -30247 | -30247 | -30247 | -30247 | -30247 | -30247 | -30247 | -30247 | -30247
| lower midwest agg. | all | btu/kWh | diesel blend | 260125 | 260125 | 260125 | 260125 | 260125 | 260125 | 260125 | 260125 | 260125
|  |  |  | steam blend | -55725 | -55725 | -55725 | -55725 | -55725 | -55725 | -55725 | -55725 | -55725
| mid-atlantic and great lakes agg. | all | btu/kWh | diesel blend | 33196 | 33196 | 33196 | 33196 | 33196 | 33196 | 33196 | 33196 | 33196
|  |  |  | steam blend | -15661 | -15661 | -15661 | -15661 | -15661 | -15661 | -15661 | -15661 | -15661
| new england agg. | all | btu/kWh | diesel blend | 48857 | 48857 | 48857 | 48857 | 48857 | 48857 | 48857 | 48857 | 48857
|  |  |  | steam blend | -12894 | -12894 | -12894 | -12894 | -12894 | -12894 | -12894 | -12894 | -12894
| new york agg. | all | btu/kWh | diesel blend | 15920 | 15920 | 15920 | 15920 | 15920 | 15920 | 15920 | 15920 | 15920
|  |  |  | steam blend | -4251 | -4251 | -4251 | -4251 | -4251 | -4251 | -4251 | -4251 | -4251
| pacific northwest agg. | all | btu/kWh | diesel blend | 101862 | 101862 | 101862 | 101862 | 101862 | 101862 | 101862 | 101862 | 101862
|  |  |  | steam blend | -60364 | -60364 | -60364 | -60364 | -60364 | -60364 | -60364 | -60364 | -60364
| rocky mountains agg. | all | btu/kWh | diesel blend | 26275 | 26275 | 26275 | 26275 | 26275 | 26275 | 26275 | 26275 | 26275
|  |  |  | steam blend | -5996 | -5996 | -5996 | -5996 | -5996 | -5996 | -5996 | -5996 | -5996
| southeast agg. | all | btu/kWh | diesel blend | 35903 | 35903 | 35903 | 35903 | 35903 | 35903 | 35903 | 35903 | 35903
|  |  |  | steam blend | -16288 | -16288 | -16288 | -16288 | -16288 | -16288 | -16288 | -16288 | -16288
| texas agg. | all | btu/kWh | diesel blend | 834229 | 834229 | 834229 | 834229 | 834229 | 834229 | 834229 | 834229 | 834229
|  |  |  | steam blend | -68243 | -68243 | -68243 | -68243 | -68243 | -68243 | -68243 | -68243 | -68243
| upper midwest agg. | all | btu/kWh | diesel blend | 56576 | 56576 | 56576 | 56576 | 56576 | 56576 | 56576 | 56576 | 56576
|  |  |  | steam blend | -28759 | -28759 | -28759 | -28759 | -28759 | -28759 | -28759 | -28759 | -28759
existing_distillate oil combustion turbine power plant | alaska agg. | all | btu/kWh | diesel blend | 15280 | 15280 | 15280 | 15280 | 15280 | 15280 | 15280 | 15280 | 15280
| california agg. | all | btu/kWh | diesel blend | 15331 | 15331 | 15331 | 15331 | 15331 | 15331 | 15331 | 15331 | 15331
| desert southwest agg. | all | btu/kWh | diesel blend | 16845 | 16845 | 16845 | 16845 | 16845 | 16845 | 16845 | 16845 | 16845
| florida agg. | all | btu/kWh | diesel blend | 15112 | 15112 | 15112 | 15112 | 15112 | 15112 | 15112 | 15112 | 15112
| hawaii agg. | all | btu/kWh | diesel blend | 10173 | 10173 | 10173 | 10173 | 10173 | 10173 | 10173 | 10173 | 10173
| louisiana and ozarks agg. | all | btu/kWh | diesel blend | 22911 | 22911 | 22911 | 22911 | 22911 | 22911 | 22911 | 22911 | 22911
| lower midwest agg. | all | btu/kWh | diesel blend | 20046 | 20046 | 20046 | 20046 | 20046 | 20046 | 20046 | 20046 | 20046
| mid-atlantic and great lakes agg. | all | btu/kWh | diesel blend | 12735 | 12735 | 12735 | 12735 | 12735 | 12735 | 12735 | 12735 | 12735
| new england agg. | all | btu/kWh | diesel blend | 11969 | 11969 | 11969 | 11969 | 11969 | 11969 | 11969 | 11969 | 11969
| new york agg. | all | btu/kWh | diesel blend | 18838 | 18838 | 18838 | 18838 | 18838 | 18838 | 18838 | 18838 | 18838
| pacific northwest agg. | all | btu/kWh | diesel blend | 12387 | 12387 | 12387 | 12387 | 12387 | 12387 | 12387 | 12387 | 12387
| rocky mountains agg. | all | btu/kWh | diesel blend | 14095 | 14095 | 14095 | 14095 | 14095 | 14095 | 14095 | 14095 | 14095
| southeast agg. | all | btu/kWh | diesel blend | 15076 | 15076 | 15076 | 15076 | 15076 | 15076 | 15076 | 15076 | 15076
| texas agg. | all | btu/kWh | diesel blend | 11031 | 11031 | 11031 | 11031 | 11031 | 11031 | 11031 | 11031 | 11031
| upper midwest agg. | all | btu/kWh | diesel blend | 15020 | 15020 | 15020 | 15020 | 15020 | 15020 | 15020 | 15020 | 15020
| utah/nevada agg. | all | btu/kWh | diesel blend | 13375 | 13375 | 13375 | 13375 | 13375 | 13375 | 13375 | 13375 | 13375
existing_fossil waste steam turbine cogen power plant | lower midwest agg. | all | btu/kWh | oil blend | 30468 | 30468 | 30468 | 30468 | 30468 | 30468 | 30468 | 30468 | 30468
|  |  |  | steam blend | -20094 | -20094 | -20094 | -20094 | -20094 | -20094 | -20094 | -20094 | -20094
| mid-atlantic and great lakes agg. | all | btu/kWh | oil blend | 26341 | 26341 | 26341 | 26341 | 26341 | 26341 | 26341 | 26341 | 26341
|  |  |  | steam blend | -13129 | -13129 | -13129 | -13129 | -13129 | -13129 | -13129 | -13129 | -13129
existing_gas combined cycle cogen power plant | california agg. | all | btu/kWh | pipeline gas blend | 12143 | 12143 | 12143 | 12143 | 12143 | 12143 | 12143 | 12143 | 12143
|  |  |  | steam blend | -3297 | -3297 | -3297 | -3297 | -3297 | -3297 | -3297 | -3297 | -3297
| desert southwest agg. | all | btu/kWh | pipeline gas blend | 12092 | 12092 | 12092 | 12092 | 12092 | 12092 | 12092 | 12092 | 12092
|  |  |  | steam blend | -1817 | -1817 | -1817 | -1817 | -1817 | -1817 | -1817 | -1817 | -1817
| louisiana and ozarks agg. | all | btu/kWh | pipeline gas blend | 9508 | 9508 | 9508 | 9508 | 9508 | 9508 | 9508 | 9508 | 9508
|  |  |  | steam blend | -2243 | -2243 | -2243 | -2243 | -2243 | -2243 | -2243 | -2243 | -2243
| lower midwest agg. | all | btu/kWh | pipeline gas blend | 10807 | 10807 | 10807 | 10807 | 10807 | 10807 | 10807 | 10807 | 10807
|  |  |  | steam blend | -2224 | -2224 | -2224 | -2224 | -2224 | -2224 | -2224 | -2224 | -2224
| mid-atlantic and great lakes agg. | all | btu/kWh | pipeline gas blend | 13541 | 13541 | 13541 | 13541 | 13541 | 13541 | 13541 | 13541 | 13541
|  |  |  | steam blend | -2881 | -2881 | -2881 | -2881 | -2881 | -2881 | -2881 | -2881 | -2881
| new england agg. | all | btu/kWh | pipeline gas blend | 13707 | 13707 | 13707 | 13707 | 13707 | 13707 | 13707 | 13707 | 13707
|  |  |  | steam blend | -2383 | -2383 | -2383 | -2383 | -2383 | -2383 | -2383 | -2383 | -2383
| new york agg. | all | btu/kWh | pipeline gas blend | 12077 | 12077 | 12077 | 12077 | 12077 | 12077 | 12077 | 12077 | 12077
|  |  |  | steam blend | -1538 | -1538 | -1538 | -1538 | -1538 | -1538 | -1538 | -1538 | -1538
| pacific northwest agg. | all | btu/kWh | pipeline gas blend | 15305 | 15305 | 15305 | 15305 | 15305 | 15305 | 15305 | 15305 | 15305
|  |  |  | steam blend | -2864 | -2864 | -2864 | -2864 | -2864 | -2864 | -2864 | -2864 | -2864
| rocky mountains agg. | all | btu/kWh | pipeline gas blend | 22573 | 22573 | 22573 | 22573 | 22573 | 22573 | 22573 | 22573 | 22573
|  |  |  | steam blend | -9298 | -9298 | -9298 | -9298 | -9298 | -9298 | -9298 | -9298 | -9298
| southeast agg. | all | btu/kWh | pipeline gas blend | 25102 | 25102 | 25102 | 25102 | 25102 | 25102 | 25102 | 25102 | 25102
|  |  |  | steam blend | -11325 | -11325 | -11325 | -11325 | -11325 | -11325 | -11325 | -11325 | -11325
| texas agg. | all | btu/kWh | pipeline gas blend | 11287 | 11287 | 11287 | 11287 | 11287 | 11287 | 11287 | 11287 | 11287
|  |  |  | steam blend | -2724 | -2724 | -2724 | -2724 | -2724 | -2724 | -2724 | -2724 | -2724
| upper midwest agg. | all | btu/kWh | pipeline gas blend | 21893 | 21893 | 21893 | 21893 | 21893 | 21893 | 21893 | 21893 | 21893
|  |  |  | steam blend | -7617 | -7617 | -7617 | -7617 | -7617 | -7617 | -7617 | -7617 | -7617
existing_gas combined cycle ipp cogen power plant | california agg. | all | btu/kWh | pipeline gas blend | 8527 | 8527 | 8527 | 8527 | 8527 | 8527 | 8527 | 8527 | 8527
|  |  |  | steam blend | -767 | -767 | -767 | -767 | -767 | -767 | -767 | -767 | -767
| desert southwest agg. | all | btu/kWh | pipeline gas blend | 9518 | 9518 | 9518 | 9518 | 9518 | 9518 | 9518 | 9518 | 9518
|  |  |  | steam blend | -1050 | -1050 | -1050 | -1050 | -1050 | -1050 | -1050 | -1050 | -1050
| florida agg. | all | btu/kWh | pipeline gas blend | 8612 | 8612 | 8612 | 8612 | 8612 | 8612 | 8612 | 8612 | 8612
|  |  |  | steam blend | -373 | -373 | -373 | -373 | -373 | -373 | -373 | -373 | -373
| louisiana and ozarks agg. | all | btu/kWh | pipeline gas blend | 14637 | 14637 | 14637 | 14637 | 14637 | 14637 | 14637 | 14637 | 14637
|  |  |  | steam blend | -5056 | -5056 | -5056 | -5056 | -5056 | -5056 | -5056 | -5056 | -5056
| lower midwest agg. | all | btu/kWh | pipeline gas blend | 10641 | 10641 | 10641 | 10641 | 10641 | 10641 | 10641 | 10641 | 10641
|  |  |  | steam blend | -1972 | -1972 | -1972 | -1972 | -1972 | -1972 | -1972 | -1972 | -1972
| mid-atlantic and great lakes agg. | all | btu/kWh | pipeline gas blend | 11932 | 11932 | 11932 | 11932 | 11932 | 11932 | 11932 | 11932 | 11932
|  |  |  | steam blend | -2698 | -2698 | -2698 | -2698 | -2698 | -2698 | -2698 | -2698 | -2698
| new england agg. | all | btu/kWh | pipeline gas blend | 9895 | 9895 | 9895 | 9895 | 9895 | 9895 | 9895 | 9895 | 9895
|  |  |  | steam blend | -797 | -797 | -797 | -797 | -797 | -797 | -797 | -797 | -797
| new york agg. | all | btu/kWh | pipeline gas blend | 8496 | 8496 | 8496 | 8496 | 8496 | 8496 | 8496 | 8496 | 8496
|  |  |  | steam blend | -550 | -550 | -550 | -550 | -550 | -550 | -550 | -550 | -550
| texas agg. | all | btu/kWh | pipeline gas blend | 10420 | 10420 | 10420 | 10420 | 10420 | 10420 | 10420 | 10420 | 10420
|  |  |  | steam blend | -2067 | -2067 | -2067 | -2067 | -2067 | -2067 | -2067 | -2067 | -2067
existing_gas combined cycle power plant | alaska agg. | all | btu/kWh | hydrogen blend | 8803 | 8803 | 8803 | 8803 | 8803 | 8803 | 8803 | 8803 | 8803
|  |  |  | pipeline gas blend | 8803 | 8803 | 8803 | 8803 | 8803 | 8803 | 8803 | 8803 | 8803
| california agg. | all | btu/kWh | hydrogen blend | 8342 | 8342 | 8342 | 8342 | 8342 | 8342 | 8342 | 8342 | 8342
|  |  |  | pipeline gas blend | 8342 | 8342 | 8342 | 8342 | 8342 | 8342 | 8342 | 8342 | 8342
| desert southwest agg. | all | btu/kWh | hydrogen blend | 8757 | 8757 | 8757 | 8757 | 8757 | 8757 | 8757 | 8757 | 8757
|  |  |  | pipeline gas blend | 8757 | 8757 | 8757 | 8757 | 8757 | 8757 | 8757 | 8757 | 8757
| florida agg. | all | btu/kWh | hydrogen blend | 8484 | 8484 | 8484 | 8484 | 8484 | 8484 | 8484 | 8484 | 8484
|  |  |  | pipeline gas blend | 8484 | 8484 | 8484 | 8484 | 8484 | 8484 | 8484 | 8484 | 8484
| louisiana and ozarks agg. | all | btu/kWh | hydrogen blend | 8807 | 8807 | 8807 | 8807 | 8807 | 8807 | 8807 | 8807 | 8807
|  |  |  | pipeline gas blend | 8807 | 8807 | 8807 | 8807 | 8807 | 8807 | 8807 | 8807 | 8807
| lower midwest agg. | all | btu/kWh | hydrogen blend | 8351 | 8351 | 8351 | 8351 | 8351 | 8351 | 8351 | 8351 | 8351
|  |  |  | pipeline gas blend | 8351 | 8351 | 8351 | 8351 | 8351 | 8351 | 8351 | 8351 | 8351
| mid-atlantic and great lakes agg. | all | btu/kWh | hydrogen blend | 8507 | 8507 | 8507 | 8507 | 8507 | 8507 | 8507 | 8507 | 8507
|  |  |  | pipeline gas blend | 8507 | 8507 | 8507 | 8507 | 8507 | 8507 | 8507 | 8507 | 8507
| new england agg. | all | btu/kWh | hydrogen blend | 8122 | 8122 | 8122 | 8122 | 8122 | 8122 | 8122 | 8122 | 8122
|  |  |  | pipeline gas blend | 8122 | 8122 | 8122 | 8122 | 8122 | 8122 | 8122 | 8122 | 8122
| new york agg. | all | btu/kWh | hydrogen blend | 9021 | 9021 | 9021 | 9021 | 9021 | 9021 | 9021 | 9021 | 9021
|  |  |  | pipeline gas blend | 9021 | 9021 | 9021 | 9021 | 9021 | 9021 | 9021 | 9021 | 9021
| pacific northwest agg. | all | btu/kWh | hydrogen blend | 8332 | 8332 | 8332 | 8332 | 8332 | 8332 | 8332 | 8332 | 8332
|  |  |  | pipeline gas blend | 8332 | 8332 | 8332 | 8332 | 8332 | 8332 | 8332 | 8332 | 8332
| rocky mountains agg. | all | btu/kWh | hydrogen blend | 8605 | 8605 | 8605 | 8605 | 8605 | 8605 | 8605 | 8605 | 8605
|  |  |  | pipeline gas blend | 8605 | 8605 | 8605 | 8605 | 8605 | 8605 | 8605 | 8605 | 8605
| southeast agg. | all | btu/kWh | hydrogen blend | 8242 | 8242 | 8242 | 8242 | 8242 | 8242 | 8242 | 8242 | 8242
|  |  |  | pipeline gas blend | 8242 | 8242 | 8242 | 8242 | 8242 | 8242 | 8242 | 8242 | 8242
| texas agg. | all | btu/kWh | hydrogen blend | 8480 | 8480 | 8480 | 8480 | 8480 | 8480 | 8480 | 8480 | 8480
|  |  |  | pipeline gas blend | 8480 | 8480 | 8480 | 8480 | 8480 | 8480 | 8480 | 8480 | 8480
| upper midwest agg. | all | btu/kWh | hydrogen blend | 8389 | 8389 | 8389 | 8389 | 8389 | 8389 | 8389 | 8389 | 8389
|  |  |  | pipeline gas blend | 8389 | 8389 | 8389 | 8389 | 8389 | 8389 | 8389 | 8389 | 8389
| utah/nevada agg. | all | btu/kWh | hydrogen blend | 8593 | 8593 | 8593 | 8593 | 8593 | 8593 | 8593 | 8593 | 8593
|  |  |  | pipeline gas blend | 8593 | 8593 | 8593 | 8593 | 8593 | 8593 | 8593 | 8593 | 8593
existing_gas combined cycle power plant* | alaska agg. | all | btu/kWh | hydrogen blend | 6703 | 6703 | 6703 | 6703 | 6703 | 6703 | 6703 | 6703 | 6703
|  |  |  | pipeline gas blend | 6703 | 6703 | 6703 | 6703 | 6703 | 6703 | 6703 | 6703 | 6703
| california agg. | all | btu/kWh | hydrogen blend | 7586 | 7586 | 7586 | 7586 | 7586 | 7586 | 7586 | 7586 | 7586
|  |  |  | pipeline gas blend | 7586 | 7586 | 7586 | 7586 | 7586 | 7586 | 7586 | 7586 | 7586
| desert southwest agg. | all | btu/kWh | hydrogen blend | 7645 | 7645 | 7645 | 7645 | 7645 | 7645 | 7645 | 7645 | 7645
|  |  |  | pipeline gas blend | 7645 | 7645 | 7645 | 7645 | 7645 | 7645 | 7645 | 7645 | 7645
| florida agg. | all | btu/kWh | hydrogen blend | 7287 | 7287 | 7287 | 7287 | 7287 | 7287 | 7287 | 7287 | 7287
|  |  |  | pipeline gas blend | 7287 | 7287 | 7287 | 7287 | 7287 | 7287 | 7287 | 7287 | 7287
| louisiana and ozarks agg. | all | btu/kWh | hydrogen blend | 7723 | 7723 | 7723 | 7723 | 7723 | 7723 | 7723 | 7723 | 7723
|  |  |  | pipeline gas blend | 7723 | 7723 | 7723 | 7723 | 7723 | 7723 | 7723 | 7723 | 7723
| lower midwest agg. | all | btu/kWh | hydrogen blend | 7351 | 7351 | 7351 | 7351 | 7351 | 7351 | 7351 | 7351 | 7351
|  |  |  | pipeline gas blend | 7351 | 7351 | 7351 | 7351 | 7351 | 7351 | 7351 | 7351 | 7351
| mid-atlantic and great lakes agg. | all | btu/kWh | hydrogen blend | 7511 | 7511 | 7511 | 7511 | 7511 | 7511 | 7511 | 7511 | 7511
|  |  |  | pipeline gas blend | 7511 | 7511 | 7511 | 7511 | 7511 | 7511 | 7511 | 7511 | 7511
| new england agg. | all | btu/kWh | hydrogen blend | 7609 | 7609 | 7609 | 7609 | 7609 | 7609 | 7609 | 7609 | 7609
|  |  |  | pipeline gas blend | 7609 | 7609 | 7609 | 7609 | 7609 | 7609 | 7609 | 7609 | 7609
| new york agg. | all | btu/kWh | hydrogen blend | 7582 | 7582 | 7582 | 7582 | 7582 | 7582 | 7582 | 7582 | 7582
|  |  |  | pipeline gas blend | 7582 | 7582 | 7582 | 7582 | 7582 | 7582 | 7582 | 7582 | 7582
| pacific northwest agg. | all | btu/kWh | hydrogen blend | 7308 | 7308 | 7308 | 7308 | 7308 | 7308 | 7308 | 7308 | 7308
|  |  |  | pipeline gas blend | 7308 | 7308 | 7308 | 7308 | 7308 | 7308 | 7308 | 7308 | 7308
| southeast agg. | all | btu/kWh | hydrogen blend | 7604 | 7604 | 7604 | 7604 | 7604 | 7604 | 7604 | 7604 | 7604
|  |  |  | pipeline gas blend | 7604 | 7604 | 7604 | 7604 | 7604 | 7604 | 7604 | 7604 | 7604
| texas agg. | all | btu/kWh | hydrogen blend | 7501 | 7501 | 7501 | 7501 | 7501 | 7501 | 7501 | 7501 | 7501
|  |  |  | pipeline gas blend | 7501 | 7501 | 7501 | 7501 | 7501 | 7501 | 7501 | 7501 | 7501
| upper midwest agg. | all | btu/kWh | hydrogen blend | 7445 | 7445 | 7445 | 7445 | 7445 | 7445 | 7445 | 7445 | 7445
|  |  |  | pipeline gas blend | 7445 | 7445 | 7445 | 7445 | 7445 | 7445 | 7445 | 7445 | 7445
| utah/nevada agg. | all | btu/kWh | hydrogen blend | 7490 | 7490 | 7490 | 7490 | 7490 | 7490 | 7490 | 7490 | 7490
|  |  |  | pipeline gas blend | 7490 | 7490 | 7490 | 7490 | 7490 | 7490 | 7490 | 7490 | 7490
existing_gas combined cycle power plant** | all | all | btu/kWh | hydrogen blend | 6450 | 6450 | 6450 | 6450 | 6450 | 6450 | 6450 | 6450 | 6450
|  |  |  | pipeline gas blend | 6450 | 6450 | 6450 | 6450 | 6450 | 6450 | 6450 | 6450 | 6450
existing_gas combustion turbine cogen power plant | alaska agg. | all | btu/kWh | pipeline gas blend | 13127 | 13127 | 13127 | 13127 | 13127 | 13127 | 13127 | 13127 | 13127
|  |  |  | steam blend | -1037 | -1037 | -1037 | -1037 | -1037 | -1037 | -1037 | -1037 | -1037
| california agg. | all | btu/kWh | pipeline gas blend | 14368 | 14368 | 14368 | 14368 | 14368 | 14368 | 14368 | 14368 | 14368
|  |  |  | steam blend | -4836 | -4836 | -4836 | -4836 | -4836 | -4836 | -4836 | -4836 | -4836
| desert southwest agg. | all | btu/kWh | pipeline gas blend | 21070 | 21070 | 21070 | 21070 | 21070 | 21070 | 21070 | 21070 | 21070
|  |  |  | steam blend | -7046 | -7046 | -7046 | -7046 | -7046 | -7046 | -7046 | -7046 | -7046
| florida agg. | all | btu/kWh | pipeline gas blend | 15280 | 15280 | 15280 | 15280 | 15280 | 15280 | 15280 | 15280 | 15280
|  |  |  | steam blend | -5344 | -5344 | -5344 | -5344 | -5344 | -5344 | -5344 | -5344 | -5344
| hawaii agg. | all | btu/kWh | pipeline gas blend | 19067 | 19067 | 19067 | 19067 | 19067 | 19067 | 19067 | 19067 | 19067
|  |  |  | steam blend | -8173 | -8173 | -8173 | -8173 | -8173 | -8173 | -8173 | -8173 | -8173
| louisiana and ozarks agg. | all | btu/kWh | pipeline gas blend | 18964 | 18964 | 18964 | 18964 | 18964 | 18964 | 18964 | 18964 | 18964
|  |  |  | steam blend | -5870 | -5870 | -5870 | -5870 | -5870 | -5870 | -5870 | -5870 | -5870
| lower midwest agg. | all | btu/kWh | pipeline gas blend | 15015 | 15015 | 15015 | 15015 | 15015 | 15015 | 15015 | 15015 | 15015
|  |  |  | steam blend | -3339 | -3339 | -3339 | -3339 | -3339 | -3339 | -3339 | -3339 | -3339
| mid-atlantic and great lakes agg. | all | btu/kWh | pipeline gas blend | 18461 | 18461 | 18461 | 18461 | 18461 | 18461 | 18461 | 18461 | 18461
|  |  |  | steam blend | -5568 | -5568 | -5568 | -5568 | -5568 | -5568 | -5568 | -5568 | -5568
| new england agg. | all | btu/kWh | pipeline gas blend | 15976 | 15976 | 15976 | 15976 | 15976 | 15976 | 15976 | 15976 | 15976
|  |  |  | steam blend | -4574 | -4574 | -4574 | -4574 | -4574 | -4574 | -4574 | -4574 | -4574
| new york agg. | all | btu/kWh | pipeline gas blend | 14411 | 14411 | 14411 | 14411 | 14411 | 14411 | 14411 | 14411 | 14411
|  |  |  | steam blend | -3782 | -3782 | -3782 | -3782 | -3782 | -3782 | -3782 | -3782 | -3782
| pacific northwest agg. | all | btu/kWh | pipeline gas blend | 46149 | 46149 | 46149 | 46149 | 46149 | 46149 | 46149 | 46149 | 46149
|  |  |  | steam blend | -21666 | -21666 | -21666 | -21666 | -21666 | -21666 | -21666 | -21666 | -21666
| rocky mountains agg. | all | btu/kWh | pipeline gas blend | 18506 | 18506 | 18506 | 18506 | 18506 | 18506 | 18506 | 18506 | 18506
|  |  |  | steam blend | -2197 | -2197 | -2197 | -2197 | -2197 | -2197 | -2197 | -2197 | -2197
| southeast agg. | all | btu/kWh | pipeline gas blend | 23613 | 23613 | 23613 | 23613 | 23613 | 23613 | 23613 | 23613 | 23613
|  |  |  | steam blend | -9505 | -9505 | -9505 | -9505 | -9505 | -9505 | -9505 | -9505 | -9505
| texas agg. | all | btu/kWh | pipeline gas blend | 14370 | 14370 | 14370 | 14370 | 14370 | 14370 | 14370 | 14370 | 14370
|  |  |  | steam blend | -4583 | -4583 | -4583 | -4583 | -4583 | -4583 | -4583 | -4583 | -4583
| upper midwest agg. | all | btu/kWh | pipeline gas blend | 20398 | 20398 | 20398 | 20398 | 20398 | 20398 | 20398 | 20398 | 20398
|  |  |  | steam blend | -8092 | -8092 | -8092 | -8092 | -8092 | -8092 | -8092 | -8092 | -8092
| utah/nevada agg. | all | btu/kWh | pipeline gas blend | 23053 | 23053 | 23053 | 23053 | 23053 | 23053 | 23053 | 23053 | 23053
|  |  |  | steam blend | -6332 | -6332 | -6332 | -6332 | -6332 | -6332 | -6332 | -6332 | -6332
existing_gas combustion turbine ipp cogen power plant | california agg. | all | btu/kWh | pipeline gas blend | 11884 | 11884 | 11884 | 11884 | 11884 | 11884 | 11884 | 11884 | 11884
|  |  |  | steam blend | -3512 | -3512 | -3512 | -3512 | -3512 | -3512 | -3512 | -3512 | -3512
| desert southwest agg. | all | btu/kWh | pipeline gas blend | 14181 | 14181 | 14181 | 14181 | 14181 | 14181 | 14181 | 14181 | 14181
|  |  |  | steam blend | -4980 | -4980 | -4980 | -4980 | -4980 | -4980 | -4980 | -4980 | -4980
| lower midwest agg. | all | btu/kWh | pipeline gas blend | 14111 | 14111 | 14111 | 14111 | 14111 | 14111 | 14111 | 14111 | 14111
|  |  |  | steam blend | -4695 | -4695 | -4695 | -4695 | -4695 | -4695 | -4695 | -4695 | -4695
| mid-atlantic and great lakes agg. | all | btu/kWh | pipeline gas blend | 15076 | 15076 | 15076 | 15076 | 15076 | 15076 | 15076 | 15076 | 15076
|  |  |  | steam blend | -3492 | -3492 | -3492 | -3492 | -3492 | -3492 | -3492 | -3492 | -3492
| new england agg. | all | btu/kWh | pipeline gas blend | 11878 | 11878 | 11878 | 11878 | 11878 | 11878 | 11878 | 11878 | 11878
|  |  |  | steam blend | -1688 | -1688 | -1688 | -1688 | -1688 | -1688 | -1688 | -1688 | -1688
| new york agg. | all | btu/kWh | pipeline gas blend | 11268 | 11268 | 11268 | 11268 | 11268 | 11268 | 11268 | 11268 | 11268
|  |  |  | steam blend | -3369 | -3369 | -3369 | -3369 | -3369 | -3369 | -3369 | -3369 | -3369
| pacific northwest agg. | all | btu/kWh | pipeline gas blend | 13264 | 13264 | 13264 | 13264 | 13264 | 13264 | 13264 | 13264 | 13264
|  |  |  | steam blend | -3529 | -3529 | -3529 | -3529 | -3529 | -3529 | -3529 | -3529 | -3529
| texas agg. | all | btu/kWh | pipeline gas blend | 14021 | 14021 | 14021 | 14021 | 14021 | 14021 | 14021 | 14021 | 14021
|  |  |  | steam blend | -4591 | -4591 | -4591 | -4591 | -4591 | -4591 | -4591 | -4591 | -4591
existing_gas combustion turbine power plant | alaska agg. | all | btu/kWh | hydrogen blend | 10982 | 10982 | 10982 | 10982 | 10982 | 10982 | 10982 | 10982 | 10982
|  |  |  | pipeline gas blend | 10982 | 10982 | 10982 | 10982 | 10982 | 10982 | 10982 | 10982 | 10982
| california agg. | all | btu/kWh | hydrogen blend | 11642 | 11642 | 11642 | 11642 | 11642 | 11642 | 11642 | 11642 | 11642
|  |  |  | pipeline gas blend | 11642 | 11642 | 11642 | 11642 | 11642 | 11642 | 11642 | 11642 | 11642
| desert southwest agg. | all | btu/kWh | hydrogen blend | 11330 | 11330 | 11330 | 11330 | 11330 | 11330 | 11330 | 11330 | 11330
|  |  |  | pipeline gas blend | 11330 | 11330 | 11330 | 11330 | 11330 | 11330 | 11330 | 11330 | 11330
| florida agg. | all | btu/kWh | hydrogen blend | 10816 | 10816 | 10816 | 10816 | 10816 | 10816 | 10816 | 10816 | 10816
|  |  |  | pipeline gas blend | 10816 | 10816 | 10816 | 10816 | 10816 | 10816 | 10816 | 10816 | 10816
| louisiana and ozarks agg. | all | btu/kWh | hydrogen blend | 12596 | 12596 | 12596 | 12596 | 12596 | 12596 | 12596 | 12596 | 12596
|  |  |  | pipeline gas blend | 12596 | 12596 | 12596 | 12596 | 12596 | 12596 | 12596 | 12596 | 12596
| lower midwest agg. | all | btu/kWh | hydrogen blend | 11672 | 11672 | 11672 | 11672 | 11672 | 11672 | 11672 | 11672 | 11672
|  |  |  | pipeline gas blend | 11672 | 11672 | 11672 | 11672 | 11672 | 11672 | 11672 | 11672 | 11672
| mid-atlantic and great lakes agg. | all | btu/kWh | hydrogen blend | 12268 | 12268 | 12268 | 12268 | 12268 | 12268 | 12268 | 12268 | 12268
|  |  |  | pipeline gas blend | 12268 | 12268 | 12268 | 12268 | 12268 | 12268 | 12268 | 12268 | 12268
| new england agg. | all | btu/kWh | hydrogen blend | 10858 | 10858 | 10858 | 10858 | 10858 | 10858 | 10858 | 10858 | 10858
|  |  |  | pipeline gas blend | 10858 | 10858 | 10858 | 10858 | 10858 | 10858 | 10858 | 10858 | 10858
| new york agg. | all | btu/kWh | hydrogen blend | 10381 | 10381 | 10381 | 10381 | 10381 | 10381 | 10381 | 10381 | 10381
|  |  |  | pipeline gas blend | 10381 | 10381 | 10381 | 10381 | 10381 | 10381 | 10381 | 10381 | 10381
| pacific northwest agg. | all | btu/kWh | hydrogen blend | 12584 | 12584 | 12584 | 12584 | 12584 | 12584 | 12584 | 12584 | 12584
|  |  |  | pipeline gas blend | 12584 | 12584 | 12584 | 12584 | 12584 | 12584 | 12584 | 12584 | 12584
| rocky mountains agg. | all | btu/kWh | hydrogen blend | 10824 | 10824 | 10824 | 10824 | 10824 | 10824 | 10824 | 10824 | 10824
|  |  |  | pipeline gas blend | 10824 | 10824 | 10824 | 10824 | 10824 | 10824 | 10824 | 10824 | 10824
| southeast agg. | all | btu/kWh | hydrogen blend | 11582 | 11582 | 11582 | 11582 | 11582 | 11582 | 11582 | 11582 | 11582
|  |  |  | pipeline gas blend | 11582 | 11582 | 11582 | 11582 | 11582 | 11582 | 11582 | 11582 | 11582
| texas agg. | all | btu/kWh | hydrogen blend | 12270 | 12270 | 12270 | 12270 | 12270 | 12270 | 12270 | 12270 | 12270
|  |  |  | pipeline gas blend | 12270 | 12270 | 12270 | 12270 | 12270 | 12270 | 12270 | 12270 | 12270
| upper midwest agg. | all | btu/kWh | hydrogen blend | 12180 | 12180 | 12180 | 12180 | 12180 | 12180 | 12180 | 12180 | 12180
|  |  |  | pipeline gas blend | 12180 | 12180 | 12180 | 12180 | 12180 | 12180 | 12180 | 12180 | 12180
| utah/nevada agg. | all | btu/kWh | hydrogen blend | 12644 | 12644 | 12644 | 12644 | 12644 | 12644 | 12644 | 12644 | 12644
|  |  |  | pipeline gas blend | 12644 | 12644 | 12644 | 12644 | 12644 | 12644 | 12644 | 12644 | 12644
existing_gas combustion turbine power plant* | all | all | btu/kWh | hydrogen blend | 9820 | 9820 | 9820 | 9820 | 9820 | 9820 | 9820 | 9820 | 9820
|  |  |  | pipeline gas blend | 9820 | 9820 | 9820 | 9820 | 9820 | 9820 | 9820 | 9820 | 9820
existing_gas steam turbine cogen power plant | california agg. | all | btu/kWh | pipeline gas blend | 26496 | 26496 | 26496 | 26496 | 26496 | 26496 | 26496 | 26496 | 26496
|  |  |  | steam blend | -12443 | -12443 | -12443 | -12443 | -12443 | -12443 | -12443 | -12443 | -12443
| desert southwest agg. | all | btu/kWh | pipeline gas blend | 16139 | 16139 | 16139 | 16139 | 16139 | 16139 | 16139 | 16139 | 16139
|  |  |  | steam blend | -4776 | -4776 | -4776 | -4776 | -4776 | -4776 | -4776 | -4776 | -4776
| florida agg. | all | btu/kWh | pipeline gas blend | 22835 | 22835 | 22835 | 22835 | 22835 | 22835 | 22835 | 22835 | 22835
|  |  |  | steam blend | -10104 | -10104 | -10104 | -10104 | -10104 | -10104 | -10104 | -10104 | -10104
| louisiana and ozarks agg. | all | btu/kWh | pipeline gas blend | 38277 | 38277 | 38277 | 38277 | 38277 | 38277 | 38277 | 38277 | 38277
|  |  |  | steam blend | -17489 | -17489 | -17489 | -17489 | -17489 | -17489 | -17489 | -17489 | -17489
| lower midwest agg. | all | btu/kWh | pipeline gas blend | 119344 | 119344 | 119344 | 119344 | 119344 | 119344 | 119344 | 119344 | 119344
|  |  |  | steam blend | -47686 | -47686 | -47686 | -47686 | -47686 | -47686 | -47686 | -47686 | -47686
| mid-atlantic and great lakes agg. | all | btu/kWh | pipeline gas blend | 46042 | 46042 | 46042 | 46042 | 46042 | 46042 | 46042 | 46042 | 46042
|  |  |  | steam blend | -23250 | -23250 | -23250 | -23250 | -23250 | -23250 | -23250 | -23250 | -23250
| new england agg. | all | btu/kWh | pipeline gas blend | 31732 | 31732 | 31732 | 31732 | 31732 | 31732 | 31732 | 31732 | 31732
|  |  |  | steam blend | -13903 | -13903 | -13903 | -13903 | -13903 | -13903 | -13903 | -13903 | -13903
| new york agg. | all | btu/kWh | pipeline gas blend | 30255 | 30255 | 30255 | 30255 | 30255 | 30255 | 30255 | 30255 | 30255
|  |  |  | steam blend | -13614 | -13614 | -13614 | -13614 | -13614 | -13614 | -13614 | -13614 | -13614
| pacific northwest agg. | all | btu/kWh | pipeline gas blend | 93703 | 93703 | 93703 | 93703 | 93703 | 93703 | 93703 | 93703 | 93703
|  |  |  | steam blend | -53384 | -53384 | -53384 | -53384 | -53384 | -53384 | -53384 | -53384 | -53384
| rocky mountains agg. | all | btu/kWh | pipeline gas blend | 122127 | 122127 | 122127 | 122127 | 122127 | 122127 | 122127 | 122127 | 122127
|  |  |  | steam blend | -65405 | -65405 | -65405 | -65405 | -65405 | -65405 | -65405 | -65405 | -65405
| southeast agg. | all | btu/kWh | pipeline gas blend | 49365 | 49365 | 49365 | 49365 | 49365 | 49365 | 49365 | 49365 | 49365
|  |  |  | steam blend | -26172 | -26172 | -26172 | -26172 | -26172 | -26172 | -26172 | -26172 | -26172
| texas agg. | all | btu/kWh | pipeline gas blend | 21211 | 21211 | 21211 | 21211 | 21211 | 21211 | 21211 | 21211 | 21211
|  |  |  | steam blend | -9078 | -9078 | -9078 | -9078 | -9078 | -9078 | -9078 | -9078 | -9078
| upper midwest agg. | all | btu/kWh | pipeline gas blend | 45630 | 45630 | 45630 | 45630 | 45630 | 45630 | 45630 | 45630 | 45630
|  |  |  | steam blend | -16791 | -16791 | -16791 | -16791 | -16791 | -16791 | -16791 | -16791 | -16791
existing_gas steam turbine ipp cogen power plant | louisiana and ozarks agg. | all | btu/kWh | pipeline gas blend | 89799 | 89799 | 89799 | 89799 | 89799 | 89799 | 89799 | 89799 | 89799
|  |  |  | steam blend | -47182 | -47182 | -47182 | -47182 | -47182 | -47182 | -47182 | -47182 | -47182
| mid-atlantic and great lakes agg. | all | btu/kWh | pipeline gas blend | 30739 | 30739 | 30739 | 30739 | 30739 | 30739 | 30739 | 30739 | 30739
|  |  |  | steam blend | -11821 | -11821 | -11821 | -11821 | -11821 | -11821 | -11821 | -11821 | -11821
| new england agg. | all | btu/kWh | pipeline gas blend | 61149 | 61149 | 61149 | 61149 | 61149 | 61149 | 61149 | 61149 | 61149
|  |  |  | steam blend | -30703 | -30703 | -30703 | -30703 | -30703 | -30703 | -30703 | -30703 | -30703
existing_gas steam turbine power plant | california agg. | all | btu/kWh | pipeline gas blend | 17049 | 17049 | 17049 | 17049 | 17049 | 17049 | 17049 | 17049 | 17049
| desert southwest agg. | all | btu/kWh | pipeline gas blend | 11851 | 11851 | 11851 | 11851 | 11851 | 11851 | 11851 | 11851 | 11851
| florida agg. | all | btu/kWh | pipeline gas blend | 14012 | 14012 | 14012 | 14012 | 14012 | 14012 | 14012 | 14012 | 14012
| hawaii agg. | all | btu/kWh | pipeline gas blend | 15949 | 15949 | 15949 | 15949 | 15949 | 15949 | 15949 | 15949 | 15949
| louisiana and ozarks agg. | all | btu/kWh | pipeline gas blend | 12738 | 12738 | 12738 | 12738 | 12738 | 12738 | 12738 | 12738 | 12738
| lower midwest agg. | all | btu/kWh | pipeline gas blend | 21311 | 21311 | 21311 | 21311 | 21311 | 21311 | 21311 | 21311 | 21311
| mid-atlantic and great lakes agg. | all | btu/kWh | pipeline gas blend | 15339 | 15339 | 15339 | 15339 | 15339 | 15339 | 15339 | 15339 | 15339
| new england agg. | all | btu/kWh | pipeline gas blend | 12254 | 12254 | 12254 | 12254 | 12254 | 12254 | 12254 | 12254 | 12254
| new york agg. | all | btu/kWh | pipeline gas blend | 11131 | 11131 | 11131 | 11131 | 11131 | 11131 | 11131 | 11131 | 11131
| pacific northwest agg. | all | btu/kWh | pipeline gas blend | 12914 | 12914 | 12914 | 12914 | 12914 | 12914 | 12914 | 12914 | 12914
| rocky mountains agg. | all | btu/kWh | pipeline gas blend | 12195 | 12195 | 12195 | 12195 | 12195 | 12195 | 12195 | 12195 | 12195
| southeast agg. | all | btu/kWh | pipeline gas blend | 11283 | 11283 | 11283 | 11283 | 11283 | 11283 | 11283 | 11283 | 11283
| texas agg. | all | btu/kWh | pipeline gas blend | 13205 | 13205 | 13205 | 13205 | 13205 | 13205 | 13205 | 13205 | 13205
| upper midwest agg. | all | btu/kWh | pipeline gas blend | 19489 | 19489 | 19489 | 19489 | 19489 | 19489 | 19489 | 19489 | 19489
| utah/nevada agg. | all | btu/kWh | pipeline gas blend | 13716 | 13716 | 13716 | 13716 | 13716 | 13716 | 13716 | 13716 | 13716
existing_landfill gas to electricity power plant | alaska agg. | all | btu/kWh | landfill gas blend | 10145 | 10145 | 10145 | 10145 | 10145 | 10145 | 10145 | 10145 | 10145
| california agg. | all | btu/kWh | landfill gas blend | 11619 | 11619 | 11619 | 11619 | 11619 | 11619 | 11619 | 11619 | 11619
| desert southwest agg. | all | btu/kWh | landfill gas blend | 12183 | 12183 | 12183 | 12183 | 12183 | 12183 | 12183 | 12183 | 12183
| florida agg. | all | btu/kWh | landfill gas blend | 11699 | 11699 | 11699 | 11699 | 11699 | 11699 | 11699 | 11699 | 11699
| louisiana and ozarks agg. | all | btu/kWh | landfill gas blend | 11463 | 11463 | 11463 | 11463 | 11463 | 11463 | 11463 | 11463 | 11463
| lower midwest agg. | all | btu/kWh | landfill gas blend | 12044 | 12044 | 12044 | 12044 | 12044 | 12044 | 12044 | 12044 | 12044
| mid-atlantic and great lakes agg. | all | btu/kWh | landfill gas blend | 12587 | 12587 | 12587 | 12587 | 12587 | 12587 | 12587 | 12587 | 12587
| new england agg. | all | btu/kWh | landfill gas blend | 12715 | 12715 | 12715 | 12715 | 12715 | 12715 | 12715 | 12715 | 12715
| new york agg. | all | btu/kWh | landfill gas blend | 11274 | 11274 | 11274 | 11274 | 11274 | 11274 | 11274 | 11274 | 11274
| pacific northwest agg. | all | btu/kWh | landfill gas blend | 10998 | 10998 | 10998 | 10998 | 10998 | 10998 | 10998 | 10998 | 10998
| rocky mountains agg. | all | btu/kWh | landfill gas blend | 12303 | 12303 | 12303 | 12303 | 12303 | 12303 | 12303 | 12303 | 12303
| southeast agg. | all | btu/kWh | landfill gas blend | 11984 | 11984 | 11984 | 11984 | 11984 | 11984 | 11984 | 11984 | 11984
| texas agg. | all | btu/kWh | landfill gas blend | 11714 | 11714 | 11714 | 11714 | 11714 | 11714 | 11714 | 11714 | 11714
| upper midwest agg. | all | btu/kWh | landfill gas blend | 11936 | 11936 | 11936 | 11936 | 11936 | 11936 | 11936 | 11936 | 11936
| utah/nevada agg. | all | btu/kWh | landfill gas blend | 12628 | 12628 | 12628 | 12628 | 12628 | 12628 | 12628 | 12628 | 12628
existing_municipal solid waste power plant | california agg. | all | btu/kWh | biomass blend - solids | 16504 | 16504 | 16504 | 16504 | 16504 | 16504 | 16504 | 16504 | 16504
| florida agg. | all | btu/kWh | biomass blend - solids | 18178 | 18178 | 18178 | 18178 | 18178 | 18178 | 18178 | 18178 | 18178
| hawaii agg. | all | btu/kWh | biomass blend - solids | 16697 | 16697 | 16697 | 16697 | 16697 | 16697 | 16697 | 16697 | 16697
| mid-atlantic and great lakes agg. | all | btu/kWh | biomass blend - solids | 15276 | 15276 | 15276 | 15276 | 15276 | 15276 | 15276 | 15276 | 15276
| new england agg. | all | btu/kWh | biomass blend - solids | 16587 | 16587 | 16587 | 16587 | 16587 | 16587 | 16587 | 16587 | 16587
| new york agg. | all | btu/kWh | biomass blend - solids | 15639 | 15639 | 15639 | 15639 | 15639 | 15639 | 15639 | 15639 | 15639
| pacific northwest agg. | all | btu/kWh | biomass blend - solids | 15854 | 15854 | 15854 | 15854 | 15854 | 15854 | 15854 | 15854 | 15854
| southeast agg. | all | btu/kWh | biomass blend - solids | 15073 | 15073 | 15073 | 15073 | 15073 | 15073 | 15073 | 15073 | 15073
| upper midwest agg. | all | btu/kWh | biomass blend - solids | 15245 | 15245 | 15245 | 15245 | 15245 | 15245 | 15245 | 15245 | 15245
existing_nuclear power plant | all | all | btu/kWh | uranium blend | 10460 | 10460 | 10460 | 10460 | 10460 | 10460 | 10460 | 10460 | 10460
existing_nuclear power plant* | all | all | btu/kWh | uranium blend | 10460 | 10460 | 10460 | 10460 | 10460 | 10460 | 10460 | 10460 | 10460
existing_petroleum coke steam turbine cogen power plant | california agg. | all | btu/kWh | petroleum coke blend | 13793 | 13793 | 13793 | 13793 | 13793 | 13793 | 13793 | 13793 | 13793
|  |  |  | steam blend | -3459 | -3459 | -3459 | -3459 | -3459 | -3459 | -3459 | -3459 | -3459
| louisiana and ozarks agg. | all | btu/kWh | petroleum coke blend | 50174 | 50174 | 50174 | 50174 | 50174 | 50174 | 50174 | 50174 | 50174
|  |  |  | steam blend | -26468 | -26468 | -26468 | -26468 | -26468 | -26468 | -26468 | -26468 | -26468
| mid-atlantic and great lakes agg. | all | btu/kWh | petroleum coke blend | 421061 | 421061 | 421061 | 421061 | 421061 | 421061 | 421061 | 421061 | 421061
|  |  |  | steam blend | -31100 | -31100 | -31100 | -31100 | -31100 | -31100 | -31100 | -31100 | -31100
| southeast agg. | all | btu/kWh | petroleum coke blend | 22090 | 22090 | 22090 | 22090 | 22090 | 22090 | 22090 | 22090 | 22090
|  |  |  | steam blend | -11237 | -11237 | -11237 | -11237 | -11237 | -11237 | -11237 | -11237 | -11237
| texas agg. | all | btu/kWh | petroleum coke blend | 132980 | 132980 | 132980 | 132980 | 132980 | 132980 | 132980 | 132980 | 132980
|  |  |  | steam blend | -68243 | -68243 | -68243 | -68243 | -68243 | -68243 | -68243 | -68243 | -68243
| upper midwest agg. | all | btu/kWh | petroleum coke blend | 35274 | 35274 | 35274 | 35274 | 35274 | 35274 | 35274 | 35274 | 35274
|  |  |  | steam blend | -17324 | -17324 | -17324 | -17324 | -17324 | -17324 | -17324 | -17324 | -17324
existing_petroleum coke steam turbine power plant | florida agg. | all | btu/kWh | petroleum coke blend | 15840 | 15840 | 15840 | 15840 | 15840 | 15840 | 15840 | 15840 | 15840
| louisiana and ozarks agg. | all | btu/kWh | petroleum coke blend | 12594 | 12594 | 12594 | 12594 | 12594 | 12594 | 12594 | 12594 | 12594
| lower midwest agg. | all | btu/kWh | petroleum coke blend | 16432 | 16432 | 16432 | 16432 | 16432 | 16432 | 16432 | 16432 | 16432
| mid-atlantic and great lakes agg. | all | btu/kWh | petroleum coke blend | 11688 | 11688 | 11688 | 11688 | 11688 | 11688 | 11688 | 11688 | 11688
| texas agg. | all | btu/kWh | petroleum coke blend | 20101 | 20101 | 20101 | 20101 | 20101 | 20101 | 20101 | 20101 | 20101
| upper midwest agg. | all | btu/kWh | petroleum coke blend | 13624 | 13624 | 13624 | 13624 | 13624 | 13624 | 13624 | 13624 | 13624
existing_pulverized coal power plant | alaska agg. | all | btu/kWh | coal blend | 11865 | 11865 | 11865 | 11865 | 11865 | 11865 | 11865 | 11865 | 11865
|  |  |  | diesel blend | 188 | 188 | 188 | 188 | 188 | 188 | 188 | 188 | 188
| desert southwest agg. | all | btu/kWh | coal blend | 10676 | 10676 | 10676 | 10676 | 10676 | 10676 | 10676 | 10676 | 10676
|  |  |  | diesel blend | 169 | 169 | 169 | 169 | 169 | 169 | 169 | 169 | 169
| florida agg. | all | btu/kWh | coal blend | 10710 | 10710 | 10710 | 10710 | 10710 | 10710 | 10710 | 10710 | 10710
|  |  |  | diesel blend | 170 | 170 | 170 | 170 | 170 | 170 | 170 | 170 | 170
| louisiana and ozarks agg. | all | btu/kWh | coal blend | 10503 | 10503 | 10503 | 10503 | 10503 | 10503 | 10503 | 10503 | 10503
|  |  |  | diesel blend | 166 | 166 | 166 | 166 | 166 | 166 | 166 | 166 | 166
| lower midwest agg. | all | btu/kWh | coal blend | 10816 | 10816 | 10816 | 10816 | 10816 | 10816 | 10816 | 10816 | 10816
|  |  |  | diesel blend | 171 | 171 | 171 | 171 | 171 | 171 | 171 | 171 | 171
| mid-atlantic and great lakes agg. | all | btu/kWh | coal blend | 11345 | 11345 | 11345 | 11345 | 11345 | 11345 | 11345 | 11345 | 11345
|  |  |  | diesel blend | 180 | 180 | 180 | 180 | 180 | 180 | 180 | 180 | 180
| pacific northwest agg. | all | btu/kWh | coal blend | 10444 | 10444 | 10444 | 10444 | 10444 | 10444 | 10444 | 10444 | 10444
|  |  |  | diesel blend | 165 | 165 | 165 | 165 | 165 | 165 | 165 | 165 | 165
| rocky mountains agg. | all | btu/kWh | coal blend | 10594 | 10594 | 10594 | 10594 | 10594 | 10594 | 10594 | 10594 | 10594
|  |  |  | diesel blend | 168 | 168 | 168 | 168 | 168 | 168 | 168 | 168 | 168
| southeast agg. | all | btu/kWh | coal blend | 10844 | 10844 | 10844 | 10844 | 10844 | 10844 | 10844 | 10844 | 10844
|  |  |  | diesel blend | 172 | 172 | 172 | 172 | 172 | 172 | 172 | 172 | 172
| texas agg. | all | btu/kWh | coal blend | 10698 | 10698 | 10698 | 10698 | 10698 | 10698 | 10698 | 10698 | 10698
|  |  |  | diesel blend | 169 | 169 | 169 | 169 | 169 | 169 | 169 | 169 | 169
| upper midwest agg. | all | btu/kWh | coal blend | 11715 | 11715 | 11715 | 11715 | 11715 | 11715 | 11715 | 11715 | 11715
|  |  |  | diesel blend | 186 | 186 | 186 | 186 | 186 | 186 | 186 | 186 | 186
| utah/nevada agg. | all | btu/kWh | coal blend | 10546 | 10546 | 10546 | 10546 | 10546 | 10546 | 10546 | 10546 | 10546
|  |  |  | diesel blend | 167 | 167 | 167 | 167 | 167 | 167 | 167 | 167 | 167
existing_pulverized coal power plant* | alaska agg. | all | btu/kWh | coal blend | 8967 | 8967 | 8967 | 8967 | 8967 | 8967 | 8967 | 8967 | 8967
|  |  |  | diesel blend | 142 | 142 | 142 | 142 | 142 | 142 | 142 | 142 | 142
| desert southwest agg. | all | btu/kWh | coal blend | 10001 | 10001 | 10001 | 10001 | 10001 | 10001 | 10001 | 10001 | 10001
|  |  |  | diesel blend | 158 | 158 | 158 | 158 | 158 | 158 | 158 | 158 | 158
| florida agg. | all | btu/kWh | coal blend | 9934 | 9934 | 9934 | 9934 | 9934 | 9934 | 9934 | 9934 | 9934
|  |  |  | diesel blend | 157 | 157 | 157 | 157 | 157 | 157 | 157 | 157 | 157
| louisiana and ozarks agg. | all | btu/kWh | coal blend | 9734 | 9734 | 9734 | 9734 | 9734 | 9734 | 9734 | 9734 | 9734
|  |  |  | diesel blend | 154 | 154 | 154 | 154 | 154 | 154 | 154 | 154 | 154
| lower midwest agg. | all | btu/kWh | coal blend | 9315 | 9315 | 9315 | 9315 | 9315 | 9315 | 9315 | 9315 | 9315
|  |  |  | diesel blend | 148 | 148 | 148 | 148 | 148 | 148 | 148 | 148 | 148
| mid-atlantic and great lakes agg. | all | btu/kWh | coal blend | 9507 | 9507 | 9507 | 9507 | 9507 | 9507 | 9507 | 9507 | 9507
|  |  |  | diesel blend | 151 | 151 | 151 | 151 | 151 | 151 | 151 | 151 | 151
| new england agg. | all | btu/kWh | coal blend | 8907 | 8907 | 8907 | 8907 | 8907 | 8907 | 8907 | 8907 | 8907
|  |  |  | diesel blend | 141 | 141 | 141 | 141 | 141 | 141 | 141 | 141 | 141
| new york agg. | all | btu/kWh | coal blend | 9729 | 9729 | 9729 | 9729 | 9729 | 9729 | 9729 | 9729 | 9729
|  |  |  | diesel blend | 154 | 154 | 154 | 154 | 154 | 154 | 154 | 154 | 154
| pacific northwest agg. | all | btu/kWh | coal blend | 9943 | 9943 | 9943 | 9943 | 9943 | 9943 | 9943 | 9943 | 9943
|  |  |  | diesel blend | 158 | 158 | 158 | 158 | 158 | 158 | 158 | 158 | 158
| rocky mountains agg. | all | btu/kWh | coal blend | 10046 | 10046 | 10046 | 10046 | 10046 | 10046 | 10046 | 10046 | 10046
|  |  |  | diesel blend | 159 | 159 | 159 | 159 | 159 | 159 | 159 | 159 | 159
| southeast agg. | all | btu/kWh | coal blend | 9777 | 9777 | 9777 | 9777 | 9777 | 9777 | 9777 | 9777 | 9777
|  |  |  | diesel blend | 155 | 155 | 155 | 155 | 155 | 155 | 155 | 155 | 155
| texas agg. | all | btu/kWh | coal blend | 9895 | 9895 | 9895 | 9895 | 9895 | 9895 | 9895 | 9895 | 9895
|  |  |  | diesel blend | 157 | 157 | 157 | 157 | 157 | 157 | 157 | 157 | 157
| upper midwest agg. | all | btu/kWh | coal blend | 9840 | 9840 | 9840 | 9840 | 9840 | 9840 | 9840 | 9840 | 9840
|  |  |  | diesel blend | 156 | 156 | 156 | 156 | 156 | 156 | 156 | 156 | 156
| utah/nevada agg. | all | btu/kWh | coal blend | 10062 | 10062 | 10062 | 10062 | 10062 | 10062 | 10062 | 10062 | 10062
|  |  |  | diesel blend | 159 | 159 | 159 | 159 | 159 | 159 | 159 | 159 | 159
existing_residual oil combustion turbine ipp cogen power plant | all | all | btu/kWh | residual fossil fuel oil blend | 8552 | 8552 | 8552 | 8552 | 8552 | 8552 | 8552 | 8552 | 8552
|  |  |  | steam blend | -2545 | -2545 | -2545 | -2545 | -2545 | -2545 | -2545 | -2545 | -2545
existing_residual oil steam turbine power plant | florida agg. | all | btu/kWh | residual fossil fuel oil blend | 7897 | 7897 | 7897 | 7897 | 7897 | 7897 | 7897 | 7897 | 7897
| hawaii agg. | all | btu/kWh | residual fossil fuel oil blend | 12901 | 12901 | 12901 | 12901 | 12901 | 12901 | 12901 | 12901 | 12901
| mid-atlantic and great lakes agg. | all | btu/kWh | residual fossil fuel oil blend | 11035 | 11035 | 11035 | 11035 | 11035 | 11035 | 11035 | 11035 | 11035
| new england agg. | all | btu/kWh | residual fossil fuel oil blend | 11941 | 11941 | 11941 | 11941 | 11941 | 11941 | 11941 | 11941 | 11941
| new york agg. | all | btu/kWh | residual fossil fuel oil blend | 11394 | 11394 | 11394 | 11394 | 11394 | 11394 | 11394 | 11394 | 11394
| southeast agg. | all | btu/kWh | residual fossil fuel oil blend | 27990 | 27990 | 27990 | 27990 | 27990 | 27990 | 27990 | 27990 | 27990
gas combined cycle ccu oxyfuel | all | all | btu/kWh | pipeline gas blend | 6804 | 6804 | 6804 | 6804 | 6804 | 6804 | 6804 | 6804 | 6804
|  |  | gram/kWh | co2 utilization blend | -361 | -361 | -361 | -361 | -361 | -361 | -361 | -361 | -361
gas combined cycle power plant | all | all | btu/kWh | hydrogen blend | 6406 | 6406 | 6406 | 6406 | 6406 | 6406 | 6406 | 6406 | 6406
|  |  |  | pipeline gas blend | 6406 | 6406 | 6406 | 6406 | 6406 | 6406 | 6406 | 6406 | 6406
gas combined cycle power plant with ccu | all | all | btu/kWh | pipeline gas blend | 7517 | 7517 | 7517 | 7517 | 7517 | 7517 | 7517 | 7517 | 7517
|  |  | gram/kWh | co2 utilization blend | -359 | -359 | -359 | -359 | -359 | -359 | -359 | -359 | -359
gas combustion turbine power plant | all | all | btu/kWh | hydrogen blend | 9135 | 9135 | 9135 | 9135 | 9135 | 9135 | 9135 | 9135 | 9135
|  |  |  | pipeline gas blend | 9135 | 9135 | 9135 | 9135 | 9135 | 9135 | 9135 | 9135 | 9135

## generator_capacity_factor
tech | zone | vintage | REF | E+ | E- | E+ RE+ | E+ RE- | E+ B+ | E- B+ | E+ RE+ B+ | E+ RE- B+ | cover | Notes:
advanced nuclear plant | all | all | 0.95 | 0.95 | 0.95 | 0.95 | 0.95 | 0.95 | 0.95 | 0.95 | 0.95 |  | The capacity factor for thermal technologies represents a maximum annual capacity factor constraint
existing_coal steam turbine cogen power plant | alaska agg. | all | 0.292 | 0.292 | 0.292 | 0.292 | 0.292 | 0.292 | 0.292 | 0.292 | 0.292 |  | Cogen is often must-run, meaning annual capacity factors must equal the stated value
| california agg. | all | 0.676 | 0.676 | 0.676 | 0.676 | 0.676 | 0.676 | 0.676 | 0.676 | 0.676 |  | Capacity factors are the main distinguishing factor for the renewable bins (_1, _2, etc.) listed on other tabs
| louisiana and ozarks agg. | all | 0.318 | 0.318 | 0.318 | 0.318 | 0.318 | 0.318 | 0.318 | 0.318 | 0.318 |  | Solar bins 1-3 & 4-6 are differentiated by transmission cost
| lower midwest agg. | all | 0.596 | 0.596 | 0.596 | 0.596 | 0.596 | 0.596 | 0.596 | 0.596 | 0.596
| mid-atlantic and great lakes agg. | all | 0.477 | 0.477 | 0.477 | 0.477 | 0.477 | 0.477 | 0.477 | 0.477 | 0.477
| new york agg. | all | 0.192 | 0.192 | 0.192 | 0.192 | 0.192 | 0.192 | 0.192 | 0.192 | 0.192
| pacific northwest agg. | all | 0.523 | 0.523 | 0.523 | 0.523 | 0.523 | 0.523 | 0.523 | 0.523 | 0.523
| southeast agg. | all | 0.431 | 0.431 | 0.431 | 0.431 | 0.431 | 0.431 | 0.431 | 0.431 | 0.431
| upper midwest agg. | all | 0.463 | 0.463 | 0.463 | 0.463 | 0.463 | 0.463 | 0.463 | 0.463 | 0.463
| utah/nevada agg. | all | 0.332 | 0.332 | 0.332 | 0.332 | 0.332 | 0.332 | 0.332 | 0.332 | 0.332
existing_coal steam turbine ipp cogen power plant | alaska agg. | all | 0.815 | 0.815 | 0.815 | 0.815 | 0.815 | 0.815 | 0.815 | 0.815 | 0.815
| hawaii agg. | all | 0.9 | 0.9 | 0.9 | 0.9 | 0.9 | 0.9 | 0.9 | 0.9 | 0.9
| mid-atlantic and great lakes agg. | all | 0.702 | 0.702 | 0.702 | 0.702 | 0.702 | 0.702 | 0.702 | 0.702 | 0.702
| southeast agg. | all | 0.264 | 0.264 | 0.264 | 0.264 | 0.264 | 0.264 | 0.264 | 0.264 | 0.264
existing_distillate oil combustion turbine cogen power plant | alaska agg. | all | 0.301 | 0.301 | 0.301 | 0.301 | 0.301 | 0.301 | 0.301 | 0.301 | 0.301
| california agg. | all | 0.277 | 0.277 | 0.277 | 0.277 | 0.277 | 0.277 | 0.277 | 0.277 | 0.277
| hawaii agg. | all | 0.78 | 0.78 | 0.78 | 0.78 | 0.78 | 0.78 | 0.78 | 0.78 | 0.78
| louisiana and ozarks agg. | all | 0.11 | 0.11 | 0.11 | 0.11 | 0.11 | 0.11 | 0.11 | 0.11 | 0.11
| lower midwest agg. | all | 0.018 | 0.018 | 0.018 | 0.018 | 0.018 | 0.018 | 0.018 | 0.018 | 0.018
| mid-atlantic and great lakes agg. | all | 0.27 | 0.27 | 0.27 | 0.27 | 0.27 | 0.27 | 0.27 | 0.27 | 0.27
| new england agg. | all | 0.133 | 0.133 | 0.133 | 0.133 | 0.133 | 0.133 | 0.133 | 0.133 | 0.133
| new york agg. | all | 0.361 | 0.361 | 0.361 | 0.361 | 0.361 | 0.361 | 0.361 | 0.361 | 0.361
| pacific northwest agg. | all | 0.121 | 0.121 | 0.121 | 0.121 | 0.121 | 0.121 | 0.121 | 0.121 | 0.121
| rocky mountains agg. | all | 0.261 | 0.261 | 0.261 | 0.261 | 0.261 | 0.261 | 0.261 | 0.261 | 0.261
| southeast agg. | all | 0.195 | 0.195 | 0.195 | 0.195 | 0.195 | 0.195 | 0.195 | 0.195 | 0.195
| texas agg. | all | 0.018 | 0.018 | 0.018 | 0.018 | 0.018 | 0.018 | 0.018 | 0.018 | 0.018
| upper midwest agg. | all | 0.194 | 0.194 | 0.194 | 0.194 | 0.194 | 0.194 | 0.194 | 0.194 | 0.194
existing_fossil waste steam turbine cogen power plant | lower midwest agg. | all | 0.296 | 0.296 | 0.296 | 0.296 | 0.296 | 0.296 | 0.296 | 0.296 | 0.296
| mid-atlantic and great lakes agg. | all | 0.531 | 0.531 | 0.531 | 0.531 | 0.531 | 0.531 | 0.531 | 0.531 | 0.531
existing_gas combined cycle cogen power plant | california agg. | all | 0.747 | 0.747 | 0.747 | 0.747 | 0.747 | 0.747 | 0.747 | 0.747 | 0.747
| desert southwest agg. | all | 0.646 | 0.646 | 0.646 | 0.646 | 0.646 | 0.646 | 0.646 | 0.646 | 0.646
| louisiana and ozarks agg. | all | 0.748 | 0.748 | 0.748 | 0.748 | 0.748 | 0.748 | 0.748 | 0.748 | 0.748
| lower midwest agg. | all | 0.585 | 0.585 | 0.585 | 0.585 | 0.585 | 0.585 | 0.585 | 0.585 | 0.585
| mid-atlantic and great lakes agg. | all | 0.57 | 0.57 | 0.57 | 0.57 | 0.57 | 0.57 | 0.57 | 0.57 | 0.57
| new england agg. | all | 0.62 | 0.62 | 0.62 | 0.62 | 0.62 | 0.62 | 0.62 | 0.62 | 0.62
| new york agg. | all | 0.738 | 0.738 | 0.738 | 0.738 | 0.738 | 0.738 | 0.738 | 0.738 | 0.738
| pacific northwest agg. | all | 0.466 | 0.466 | 0.466 | 0.466 | 0.466 | 0.466 | 0.466 | 0.466 | 0.466
| rocky mountains agg. | all | 0.015 | 0.015 | 0.015 | 0.015 | 0.015 | 0.015 | 0.015 | 0.015 | 0.015
| southeast agg. | all | 0.643 | 0.643 | 0.643 | 0.643 | 0.643 | 0.643 | 0.643 | 0.643 | 0.643
| texas agg. | all | 0.512 | 0.512 | 0.512 | 0.512 | 0.512 | 0.512 | 0.512 | 0.512 | 0.512
| upper midwest agg. | all | 0.138 | 0.138 | 0.138 | 0.138 | 0.138 | 0.138 | 0.138 | 0.138 | 0.138
existing_gas combined cycle ipp cogen power plant | california agg. | all | 0.613 | 0.613 | 0.613 | 0.613 | 0.613 | 0.613 | 0.613 | 0.613 | 0.613
| desert southwest agg. | all | 0.369 | 0.369 | 0.369 | 0.369 | 0.369 | 0.369 | 0.369 | 0.369 | 0.369
| florida agg. | all | 0.377 | 0.377 | 0.377 | 0.377 | 0.377 | 0.377 | 0.377 | 0.377 | 0.377
| louisiana and ozarks agg. | all | 0.385 | 0.385 | 0.385 | 0.385 | 0.385 | 0.385 | 0.385 | 0.385 | 0.385
| lower midwest agg. | all | 0.321 | 0.321 | 0.321 | 0.321 | 0.321 | 0.321 | 0.321 | 0.321 | 0.321
| mid-atlantic and great lakes agg. | all | 0.487 | 0.487 | 0.487 | 0.487 | 0.487 | 0.487 | 0.487 | 0.487 | 0.487
| new england agg. | all | 0.31 | 0.31 | 0.31 | 0.31 | 0.31 | 0.31 | 0.31 | 0.31 | 0.31
| new york agg. | all | 0.508 | 0.508 | 0.508 | 0.508 | 0.508 | 0.508 | 0.508 | 0.508 | 0.508
| texas agg. | all | 0.585 | 0.585 | 0.585 | 0.585 | 0.585 | 0.585 | 0.585 | 0.585 | 0.585
existing_gas combustion turbine cogen power plant | alaska agg. | all | 0.816 | 0.816 | 0.816 | 0.816 | 0.816 | 0.816 | 0.816 | 0.816 | 0.816
| california agg. | all | 0.697 | 0.697 | 0.697 | 0.697 | 0.697 | 0.697 | 0.697 | 0.697 | 0.697
| desert southwest agg. | all | 0.752 | 0.752 | 0.752 | 0.752 | 0.752 | 0.752 | 0.752 | 0.752 | 0.752
| florida agg. | all | 0.691 | 0.691 | 0.691 | 0.691 | 0.691 | 0.691 | 0.691 | 0.691 | 0.691
| hawaii agg. | all | 0.822 | 0.822 | 0.822 | 0.822 | 0.822 | 0.822 | 0.822 | 0.822 | 0.822
| louisiana and ozarks agg. | all | 0.413 | 0.413 | 0.413 | 0.413 | 0.413 | 0.413 | 0.413 | 0.413 | 0.413
| lower midwest agg. | all | 0.323 | 0.323 | 0.323 | 0.323 | 0.323 | 0.323 | 0.323 | 0.323 | 0.323
| mid-atlantic and great lakes agg. | all | 0.393 | 0.393 | 0.393 | 0.393 | 0.393 | 0.393 | 0.393 | 0.393 | 0.393
| new england agg. | all | 0.384 | 0.384 | 0.384 | 0.384 | 0.384 | 0.384 | 0.384 | 0.384 | 0.384
| new york agg. | all | 0.322 | 0.322 | 0.322 | 0.322 | 0.322 | 0.322 | 0.322 | 0.322 | 0.322
| pacific northwest agg. | all | 0.221 | 0.221 | 0.221 | 0.221 | 0.221 | 0.221 | 0.221 | 0.221 | 0.221
| rocky mountains agg. | all | 0.293 | 0.293 | 0.293 | 0.293 | 0.293 | 0.293 | 0.293 | 0.293 | 0.293
| southeast agg. | all | 0.389 | 0.389 | 0.389 | 0.389 | 0.389 | 0.389 | 0.389 | 0.389 | 0.389
| texas agg. | all | 0.671 | 0.671 | 0.671 | 0.671 | 0.671 | 0.671 | 0.671 | 0.671 | 0.671
| upper midwest agg. | all | 0.324 | 0.324 | 0.324 | 0.324 | 0.324 | 0.324 | 0.324 | 0.324 | 0.324
| utah/nevada agg. | all | 0.816 | 0.816 | 0.816 | 0.816 | 0.816 | 0.816 | 0.816 | 0.816 | 0.816
existing_gas combustion turbine ipp cogen power plant | california agg. | all | 0.467 | 0.467 | 0.467 | 0.467 | 0.467 | 0.467 | 0.467 | 0.467 | 0.467
| desert southwest agg. | all | 0.361 | 0.361 | 0.361 | 0.361 | 0.361 | 0.361 | 0.361 | 0.361 | 0.361
| lower midwest agg. | all | 0.621 | 0.621 | 0.621 | 0.621 | 0.621 | 0.621 | 0.621 | 0.621 | 0.621
| mid-atlantic and great lakes agg. | all | 0.344 | 0.344 | 0.344 | 0.344 | 0.344 | 0.344 | 0.344 | 0.344 | 0.344
| new england agg. | all | 0.338 | 0.338 | 0.338 | 0.338 | 0.338 | 0.338 | 0.338 | 0.338 | 0.338
| new york agg. | all | 0.405 | 0.405 | 0.405 | 0.405 | 0.405 | 0.405 | 0.405 | 0.405 | 0.405
| pacific northwest agg. | all | 0.798 | 0.798 | 0.798 | 0.798 | 0.798 | 0.798 | 0.798 | 0.798 | 0.798
| texas agg. | all | 0.674 | 0.674 | 0.674 | 0.674 | 0.674 | 0.674 | 0.674 | 0.674 | 0.674
existing_gas steam turbine cogen power plant | california agg. | all | 0.426 | 0.426 | 0.426 | 0.426 | 0.426 | 0.426 | 0.426 | 0.426 | 0.426
| desert southwest agg. | all | 0.539 | 0.539 | 0.539 | 0.539 | 0.539 | 0.539 | 0.539 | 0.539 | 0.539
| florida agg. | all | 0.769 | 0.769 | 0.769 | 0.769 | 0.769 | 0.769 | 0.769 | 0.769 | 0.769
| louisiana and ozarks agg. | all | 0.406 | 0.406 | 0.406 | 0.406 | 0.406 | 0.406 | 0.406 | 0.406 | 0.406
| lower midwest agg. | all | 0.251 | 0.251 | 0.251 | 0.251 | 0.251 | 0.251 | 0.251 | 0.251 | 0.251
| mid-atlantic and great lakes agg. | all | 0.42 | 0.42 | 0.42 | 0.42 | 0.42 | 0.42 | 0.42 | 0.42 | 0.42
| new england agg. | all | 0.321 | 0.321 | 0.321 | 0.321 | 0.321 | 0.321 | 0.321 | 0.321 | 0.321
| new york agg. | all | 0.3 | 0.3 | 0.3 | 0.3 | 0.3 | 0.3 | 0.3 | 0.3 | 0.3
| pacific northwest agg. | all | 0.228 | 0.228 | 0.228 | 0.228 | 0.228 | 0.228 | 0.228 | 0.228 | 0.228
| rocky mountains agg. | all | 0.29 | 0.29 | 0.29 | 0.29 | 0.29 | 0.29 | 0.29 | 0.29 | 0.29
| southeast agg. | all | 0.441 | 0.441 | 0.441 | 0.441 | 0.441 | 0.441 | 0.441 | 0.441 | 0.441
| texas agg. | all | 0.639 | 0.639 | 0.639 | 0.639 | 0.639 | 0.639 | 0.639 | 0.639 | 0.639
| upper midwest agg. | all | 0.4 | 0.4 | 0.4 | 0.4 | 0.4 | 0.4 | 0.4 | 0.4 | 0.4
existing_gas steam turbine ipp cogen power plant | louisiana and ozarks agg. | all | 0.431 | 0.431 | 0.431 | 0.431 | 0.431 | 0.431 | 0.431 | 0.431 | 0.431
| mid-atlantic and great lakes agg. | all | 0.701 | 0.701 | 0.701 | 0.701 | 0.701 | 0.701 | 0.701 | 0.701 | 0.701
| new england agg. | all | 1 | 1 | 1 | 1 | 1 | 1 | 1 | 1 | 1
existing_geothermal power plant_1 | all | all | 0.7 | 0.7 | 0.7 | 0.7 | 0.7 | 0.7 | 0.7 | 0.7 | 0.7
existing_nuclear power plant | all | all | 0.93 | 0.93 | 0.93 | 0.93 | 0.93 | 0.93 | 0.93 | 0.93 | 0.93
existing_nuclear power plant* | california agg. | all | 0.93 | 0.93 | 0.93 | 0.93 | 0.93 | 0.93 | 0.93 | 0.93 | 0.93
| desert southwest agg. | all | 0.93 | 0.93 | 0.93 | 0.93 | 0.93 | 0.93 | 0.93 | 0.93 | 0.93
| louisiana and ozarks agg. | all | 0.93 | 0.93 | 0.93 | 0.93 | 0.93 | 0.93 | 0.93 | 0.93 | 0.93
| mid-atlantic and great lakes agg. | all | 0.93 | 0.93 | 0.93 | 0.93 | 0.93 | 0.93 | 0.93 | 0.93 | 0.93
| new england agg. | all | 0 | 0 | 0 | 0 | 0 | 0 | 0 | 0 | 0
| new york agg. | all | 0.93 | 0.93 | 0.93 | 0.93 | 0.93 | 0.93 | 0.93 | 0.93 | 0.93
| pacific northwest agg. | all | 0.93 | 0.93 | 0.93 | 0.93 | 0.93 | 0.93 | 0.93 | 0.93 | 0.93
| upper midwest agg. | all | 0.93 | 0.93 | 0.93 | 0.93 | 0.93 | 0.93 | 0.93 | 0.93 | 0.93
existing_offshore wind fixed power plant_1 | all | all | 0.45 | 0.45 | 0.45 | 0.45 | 0.45 | 0.45 | 0.45 | 0.45 | 0.45
existing_onshore wind power plant_1 | all | all | 0.476 | 0.476 | 0.476 | 0.476 | 0.476 | 0.476 | 0.476 | 0.476 | 0.476
existing_petroleum coke steam turbine cogen power plant | california agg. | all | 0.588 | 0.588 | 0.588 | 0.588 | 0.588 | 0.588 | 0.588 | 0.588 | 0.588
| louisiana and ozarks agg. | all | 0.633 | 0.633 | 0.633 | 0.633 | 0.633 | 0.633 | 0.633 | 0.633 | 0.633
| mid-atlantic and great lakes agg. | all | 0.391 | 0.391 | 0.391 | 0.391 | 0.391 | 0.391 | 0.391 | 0.391 | 0.391
| southeast agg. | all | 0.265 | 0.265 | 0.265 | 0.265 | 0.265 | 0.265 | 0.265 | 0.265 | 0.265
| texas agg. | all | 0.471 | 0.471 | 0.471 | 0.471 | 0.471 | 0.471 | 0.471 | 0.471 | 0.471
| upper midwest agg. | all | 0.23 | 0.23 | 0.23 | 0.23 | 0.23 | 0.23 | 0.23 | 0.23 | 0.23
existing_residual oil combustion turbine ipp cogen power plant | all | all | 0.697 | 0.697 | 0.697 | 0.697 | 0.697 | 0.697 | 0.697 | 0.697 | 0.697
existing_run of river hydro power plant | alaska agg. | all | 0.395 | 0.395 | 0.395 | 0.395 | 0.395 | 0.395 | 0.395 | 0.395 | 0.395
| california agg. | all | 0.352 | 0.352 | 0.352 | 0.352 | 0.352 | 0.352 | 0.352 | 0.352 | 0.352
| desert southwest agg. | all | 0.275 | 0.275 | 0.275 | 0.275 | 0.275 | 0.275 | 0.275 | 0.275 | 0.275
| florida agg. | all | 0.439 | 0.439 | 0.439 | 0.439 | 0.439 | 0.439 | 0.439 | 0.439 | 0.439
| hawaii agg. | all | 0.452 | 0.452 | 0.452 | 0.452 | 0.452 | 0.452 | 0.452 | 0.452 | 0.452
| louisiana and ozarks agg. | all | 0.368 | 0.368 | 0.368 | 0.368 | 0.368 | 0.368 | 0.368 | 0.368 | 0.368
| lower midwest agg. | all | 0.355 | 0.355 | 0.355 | 0.355 | 0.355 | 0.355 | 0.355 | 0.355 | 0.355
| mid-atlantic and great lakes agg. | all | 0.512 | 0.512 | 0.512 | 0.512 | 0.512 | 0.512 | 0.512 | 0.512 | 0.512
| new england agg. | all | 0.414 | 0.414 | 0.414 | 0.414 | 0.414 | 0.414 | 0.414 | 0.414 | 0.414
| new york agg. | all | 0.681 | 0.681 | 0.681 | 0.681 | 0.681 | 0.681 | 0.681 | 0.681 | 0.681
| pacific northwest agg. | all | 0.423 | 0.423 | 0.423 | 0.423 | 0.423 | 0.423 | 0.423 | 0.423 | 0.423
| rocky mountains agg. | all | 0.28 | 0.28 | 0.28 | 0.28 | 0.28 | 0.28 | 0.28 | 0.28 | 0.28
| southeast agg. | all | 0.268 | 0.268 | 0.268 | 0.268 | 0.268 | 0.268 | 0.268 | 0.268 | 0.268
| texas agg. | all | 0.163 | 0.163 | 0.163 | 0.163 | 0.163 | 0.163 | 0.163 | 0.163 | 0.163
| upper midwest agg. | all | 0.498 | 0.498 | 0.498 | 0.498 | 0.498 | 0.498 | 0.498 | 0.498 | 0.498
| utah/nevada agg. | all | 0.281 | 0.281 | 0.281 | 0.281 | 0.281 | 0.281 | 0.281 | 0.281 | 0.281
existing_solar thermal with energy storage power plant_1 | all | all | 0.35 | 0.35 | 0.35 | 0.35 | 0.35 | 0.35 | 0.35 | 0.35 | 0.35
existing_transmission-sited solar pv power plant_1 | california agg. | all | 0.311 | 0.311 | 0.311 | 0.311 | 0.311 | 0.311 | 0.311 | 0.311 | 0.311
| desert southwest agg. | all | 0.308 | 0.308 | 0.308 | 0.308 | 0.308 | 0.308 | 0.308 | 0.308 | 0.308
| florida agg. | all | 0.281 | 0.281 | 0.281 | 0.281 | 0.281 | 0.281 | 0.281 | 0.281 | 0.281
| louisiana and ozarks agg. | all | 0.309 | 0.309 | 0.309 | 0.309 | 0.309 | 0.309 | 0.309 | 0.309 | 0.309
| lower midwest agg. | all | 0.309 | 0.309 | 0.309 | 0.309 | 0.309 | 0.309 | 0.309 | 0.309 | 0.309
| pacific northwest agg. | all | 0.311 | 0.311 | 0.311 | 0.311 | 0.311 | 0.311 | 0.311 | 0.311 | 0.311
| rocky mountains agg. | all | 0.307 | 0.307 | 0.307 | 0.307 | 0.307 | 0.307 | 0.307 | 0.307 | 0.307
| southeast agg. | all | 0.281 | 0.281 | 0.281 | 0.281 | 0.281 | 0.281 | 0.281 | 0.281 | 0.281
| texas agg. | all | 0.309 | 0.309 | 0.309 | 0.309 | 0.309 | 0.309 | 0.309 | 0.309 | 0.309
| utah/nevada agg. | all | 0.306 | 0.306 | 0.306 | 0.306 | 0.306 | 0.306 | 0.306 | 0.306 | 0.306
geothermal power plant_1 | all | all | 0.7 | 0.7 | 0.7 | 0.7 | 0.7 | 0.7 | 0.7 | 0.7 | 0.7
offshore wind fixed power plant_1 | all | 2020 | 0.457 | 0.457 | 0.457 | 0.457 | 0.457 | 0.457 | 0.457 | 0.457 | 0.457
|  | 2025 | 0.457 | 0.457 | 0.457 | 0.457 | 0.457 | 0.457 | 0.457 | 0.457 | 0.457
|  | 2030 | 0.457 | 0.457 | 0.457 | 0.457 | 0.457 | 0.457 | 0.457 | 0.457 | 0.457
|  | 2035 | 0.516 | 0.516 | 0.516 | 0.516 | 0.516 | 0.516 | 0.516 | 0.516 | 0.516
|  | 2040 | 0.516 | 0.516 | 0.516 | 0.516 | 0.516 | 0.516 | 0.516 | 0.516 | 0.516
|  | 2045 | 0.516 | 0.516 | 0.516 | 0.516 | 0.516 | 0.516 | 0.516 | 0.516 | 0.516
|  | 2050 | 0.516 | 0.516 | 0.516 | 0.516 | 0.516 | 0.516 | 0.516 | 0.516 | 0.516
offshore wind fixed power plant_2 | all | 2020 | 0.446 | 0.446 | 0.446 | 0.446 | 0.446 | 0.446 | 0.446 | 0.446 | 0.446
|  | 2025 | 0.446 | 0.446 | 0.446 | 0.446 | 0.446 | 0.446 | 0.446 | 0.446 | 0.446
|  | 2030 | 0.446 | 0.446 | 0.446 | 0.446 | 0.446 | 0.446 | 0.446 | 0.446 | 0.446
|  | 2035 | 0.503 | 0.503 | 0.503 | 0.503 | 0.503 | 0.503 | 0.503 | 0.503 | 0.503
|  | 2040 | 0.503 | 0.503 | 0.503 | 0.503 | 0.503 | 0.503 | 0.503 | 0.503 | 0.503
|  | 2045 | 0.503 | 0.503 | 0.503 | 0.503 | 0.503 | 0.503 | 0.503 | 0.503 | 0.503
|  | 2050 | 0.503 | 0.503 | 0.503 | 0.503 | 0.503 | 0.503 | 0.503 | 0.503 | 0.503
offshore wind fixed power plant_3 | all | 2020 | 0.445 | 0.445 | 0.445 | 0.445 | 0.445 | 0.445 | 0.445 | 0.445 | 0.445
|  | 2025 | 0.445 | 0.445 | 0.445 | 0.445 | 0.445 | 0.445 | 0.445 | 0.445 | 0.445
|  | 2030 | 0.445 | 0.445 | 0.445 | 0.445 | 0.445 | 0.445 | 0.445 | 0.445 | 0.445
|  | 2035 | 0.501 | 0.501 | 0.501 | 0.501 | 0.501 | 0.501 | 0.501 | 0.501 | 0.501
|  | 2040 | 0.501 | 0.501 | 0.501 | 0.501 | 0.501 | 0.501 | 0.501 | 0.501 | 0.501
|  | 2045 | 0.501 | 0.501 | 0.501 | 0.501 | 0.501 | 0.501 | 0.501 | 0.501 | 0.501
|  | 2050 | 0.501 | 0.501 | 0.501 | 0.501 | 0.501 | 0.501 | 0.501 | 0.501 | 0.501
offshore wind fixed power plant_4 | all | 2020 | 0.413 | 0.413 | 0.413 | 0.413 | 0.413 | 0.413 | 0.413 | 0.413 | 0.413
|  | 2025 | 0.413 | 0.413 | 0.413 | 0.413 | 0.413 | 0.413 | 0.413 | 0.413 | 0.413
|  | 2030 | 0.413 | 0.413 | 0.413 | 0.413 | 0.413 | 0.413 | 0.413 | 0.413 | 0.413
|  | 2035 | 0.465 | 0.465 | 0.465 | 0.465 | 0.465 | 0.465 | 0.465 | 0.465 | 0.465
|  | 2040 | 0.465 | 0.465 | 0.465 | 0.465 | 0.465 | 0.465 | 0.465 | 0.465 | 0.465
|  | 2045 | 0.465 | 0.465 | 0.465 | 0.465 | 0.465 | 0.465 | 0.465 | 0.465 | 0.465
|  | 2050 | 0.465 | 0.465 | 0.465 | 0.465 | 0.465 | 0.465 | 0.465 | 0.465 | 0.465
offshore wind floating power plant_1 | all | 2020 | 0.526 | 0.526 | 0.526 | 0.526 | 0.526 | 0.526 | 0.526 | 0.526 | 0.526
|  | 2025 | 0.526 | 0.526 | 0.526 | 0.526 | 0.526 | 0.526 | 0.526 | 0.526 | 0.526
|  | 2030 | 0.526 | 0.526 | 0.526 | 0.526 | 0.526 | 0.526 | 0.526 | 0.526 | 0.526
|  | 2035 | 0.58 | 0.58 | 0.58 | 0.58 | 0.58 | 0.58 | 0.58 | 0.58 | 0.58
|  | 2040 | 0.58 | 0.58 | 0.58 | 0.58 | 0.58 | 0.58 | 0.58 | 0.58 | 0.58
|  | 2045 | 0.58 | 0.58 | 0.58 | 0.58 | 0.58 | 0.58 | 0.58 | 0.58 | 0.58
|  | 2050 | 0.58 | 0.58 | 0.58 | 0.58 | 0.58 | 0.58 | 0.58 | 0.58 | 0.58
offshore wind floating power plant_2 | all | 2020 | 0.516 | 0.516 | 0.516 | 0.516 | 0.516 | 0.516 | 0.516 | 0.516 | 0.516
|  | 2025 | 0.516 | 0.516 | 0.516 | 0.516 | 0.516 | 0.516 | 0.516 | 0.516 | 0.516
|  | 2030 | 0.516 | 0.516 | 0.516 | 0.516 | 0.516 | 0.516 | 0.516 | 0.516 | 0.516
|  | 2035 | 0.569 | 0.569 | 0.569 | 0.569 | 0.569 | 0.569 | 0.569 | 0.569 | 0.569
|  | 2040 | 0.569 | 0.569 | 0.569 | 0.569 | 0.569 | 0.569 | 0.569 | 0.569 | 0.569
|  | 2045 | 0.569 | 0.569 | 0.569 | 0.569 | 0.569 | 0.569 | 0.569 | 0.569 | 0.569
|  | 2050 | 0.569 | 0.569 | 0.569 | 0.569 | 0.569 | 0.569 | 0.569 | 0.569 | 0.569
offshore wind floating power plant_3 | all | 2020 | 0.5 | 0.5 | 0.5 | 0.5 | 0.5 | 0.5 | 0.5 | 0.5 | 0.5
|  | 2025 | 0.5 | 0.5 | 0.5 | 0.5 | 0.5 | 0.5 | 0.5 | 0.5 | 0.5
|  | 2030 | 0.5 | 0.5 | 0.5 | 0.5 | 0.5 | 0.5 | 0.5 | 0.5 | 0.5
|  | 2035 | 0.551 | 0.551 | 0.551 | 0.551 | 0.551 | 0.551 | 0.551 | 0.551 | 0.551
|  | 2040 | 0.551 | 0.551 | 0.551 | 0.551 | 0.551 | 0.551 | 0.551 | 0.551 | 0.551
|  | 2045 | 0.551 | 0.551 | 0.551 | 0.551 | 0.551 | 0.551 | 0.551 | 0.551 | 0.551
|  | 2050 | 0.551 | 0.551 | 0.551 | 0.551 | 0.551 | 0.551 | 0.551 | 0.551 | 0.551
offshore wind floating power plant_4 | all | 2020 | 0.495 | 0.495 | 0.495 | 0.495 | 0.495 | 0.495 | 0.495 | 0.495 | 0.495
|  | 2025 | 0.495 | 0.495 | 0.495 | 0.495 | 0.495 | 0.495 | 0.495 | 0.495 | 0.495
|  | 2030 | 0.495 | 0.495 | 0.495 | 0.495 | 0.495 | 0.495 | 0.495 | 0.495 | 0.495
|  | 2035 | 0.546 | 0.546 | 0.546 | 0.546 | 0.546 | 0.546 | 0.546 | 0.546 | 0.546
|  | 2040 | 0.546 | 0.546 | 0.546 | 0.546 | 0.546 | 0.546 | 0.546 | 0.546 | 0.546
|  | 2045 | 0.546 | 0.546 | 0.546 | 0.546 | 0.546 | 0.546 | 0.546 | 0.546 | 0.546
|  | 2050 | 0.546 | 0.546 | 0.546 | 0.546 | 0.546 | 0.546 | 0.546 | 0.546 | 0.546
offshore wind floating power plant_5 | all | 2020 | 0.478 | 0.478 | 0.478 | 0.478 | 0.478 | 0.478 | 0.478 | 0.478 | 0.478
|  | 2025 | 0.478 | 0.478 | 0.478 | 0.478 | 0.478 | 0.478 | 0.478 | 0.478 | 0.478
|  | 2030 | 0.478 | 0.478 | 0.478 | 0.478 | 0.478 | 0.478 | 0.478 | 0.478 | 0.478
|  | 2035 | 0.527 | 0.527 | 0.527 | 0.527 | 0.527 | 0.527 | 0.527 | 0.527 | 0.527
|  | 2040 | 0.527 | 0.527 | 0.527 | 0.527 | 0.527 | 0.527 | 0.527 | 0.527 | 0.527
|  | 2045 | 0.527 | 0.527 | 0.527 | 0.527 | 0.527 | 0.527 | 0.527 | 0.527 | 0.527
|  | 2050 | 0.527 | 0.527 | 0.527 | 0.527 | 0.527 | 0.527 | 0.527 | 0.527 | 0.527
offshore wind floating power plant_6 | all | 2020 | 0.434 | 0.434 | 0.434 | 0.434 | 0.434 | 0.434 | 0.434 | 0.434 | 0.434
|  | 2025 | 0.434 | 0.434 | 0.434 | 0.434 | 0.434 | 0.434 | 0.434 | 0.434 | 0.434
|  | 2030 | 0.434 | 0.434 | 0.434 | 0.434 | 0.434 | 0.434 | 0.434 | 0.434 | 0.434
|  | 2035 | 0.478 | 0.478 | 0.478 | 0.478 | 0.478 | 0.478 | 0.478 | 0.478 | 0.478
|  | 2040 | 0.478 | 0.478 | 0.478 | 0.478 | 0.478 | 0.478 | 0.478 | 0.478 | 0.478
|  | 2045 | 0.478 | 0.478 | 0.478 | 0.478 | 0.478 | 0.478 | 0.478 | 0.478 | 0.478
|  | 2050 | 0.478 | 0.478 | 0.478 | 0.478 | 0.478 | 0.478 | 0.478 | 0.478 | 0.478
offshore wind floating power plant_7 | all | 2020 | 0.368 | 0.368 | 0.368 | 0.368 | 0.368 | 0.368 | 0.368 | 0.368 | 0.368
|  | 2025 | 0.368 | 0.368 | 0.368 | 0.368 | 0.368 | 0.368 | 0.368 | 0.368 | 0.368
|  | 2030 | 0.368 | 0.368 | 0.368 | 0.368 | 0.368 | 0.368 | 0.368 | 0.368 | 0.368
|  | 2035 | 0.406 | 0.406 | 0.406 | 0.406 | 0.406 | 0.406 | 0.406 | 0.406 | 0.406
|  | 2040 | 0.406 | 0.406 | 0.406 | 0.406 | 0.406 | 0.406 | 0.406 | 0.406 | 0.406
|  | 2045 | 0.406 | 0.406 | 0.406 | 0.406 | 0.406 | 0.406 | 0.406 | 0.406 | 0.406
|  | 2050 | 0.406 | 0.406 | 0.406 | 0.406 | 0.406 | 0.406 | 0.406 | 0.406 | 0.406
offshore wind floating power plant_8 | all | 2020 | 0.341 | 0.341 | 0.341 | 0.341 | 0.341 | 0.341 | 0.341 | 0.341 | 0.341
|  | 2025 | 0.341 | 0.341 | 0.341 | 0.341 | 0.341 | 0.341 | 0.341 | 0.341 | 0.341
|  | 2030 | 0.341 | 0.341 | 0.341 | 0.341 | 0.341 | 0.341 | 0.341 | 0.341 | 0.341
|  | 2035 | 0.376 | 0.376 | 0.376 | 0.376 | 0.376 | 0.376 | 0.376 | 0.376 | 0.376
|  | 2040 | 0.376 | 0.376 | 0.376 | 0.376 | 0.376 | 0.376 | 0.376 | 0.376 | 0.376
|  | 2045 | 0.376 | 0.376 | 0.376 | 0.376 | 0.376 | 0.376 | 0.376 | 0.376 | 0.376
|  | 2050 | 0.376 | 0.376 | 0.376 | 0.376 | 0.376 | 0.376 | 0.376 | 0.376 | 0.376
onshore wind power plant_1 | all | 2020 | 0.491 | 0.491 | 0.491 | 0.491 | 0.491 | 0.491 | 0.491 | 0.491 | 0.491
|  | 2025 | 0.491 | 0.491 | 0.491 | 0.491 | 0.491 | 0.491 | 0.491 | 0.491 | 0.491
|  | 2030 | 0.544 | 0.544 | 0.544 | 0.544 | 0.544 | 0.544 | 0.544 | 0.544 | 0.544
|  | 2035 | 0.544 | 0.544 | 0.544 | 0.544 | 0.544 | 0.544 | 0.544 | 0.544 | 0.544
|  | 2040 | 0.544 | 0.544 | 0.544 | 0.544 | 0.544 | 0.544 | 0.544 | 0.544 | 0.544
|  | 2045 | 0.544 | 0.544 | 0.544 | 0.544 | 0.544 | 0.544 | 0.544 | 0.544 | 0.544
|  | 2050 | 0.544 | 0.544 | 0.544 | 0.544 | 0.544 | 0.544 | 0.544 | 0.544 | 0.544
onshore wind power plant_2 | all | 2020 | 0.468 | 0.468 | 0.468 | 0.468 | 0.468 | 0.468 | 0.468 | 0.468 | 0.468
|  | 2025 | 0.468 | 0.468 | 0.468 | 0.468 | 0.468 | 0.468 | 0.468 | 0.468 | 0.468
|  | 2030 | 0.523 | 0.523 | 0.523 | 0.523 | 0.523 | 0.523 | 0.523 | 0.523 | 0.523
|  | 2035 | 0.523 | 0.523 | 0.523 | 0.523 | 0.523 | 0.523 | 0.523 | 0.523 | 0.523
|  | 2040 | 0.523 | 0.523 | 0.523 | 0.523 | 0.523 | 0.523 | 0.523 | 0.523 | 0.523
|  | 2045 | 0.523 | 0.523 | 0.523 | 0.523 | 0.523 | 0.523 | 0.523 | 0.523 | 0.523
|  | 2050 | 0.523 | 0.523 | 0.523 | 0.523 | 0.523 | 0.523 | 0.523 | 0.523 | 0.523
onshore wind power plant_3 | all | 2020 | 0.456 | 0.456 | 0.456 | 0.456 | 0.456 | 0.456 | 0.456 | 0.456 | 0.456
|  | 2025 | 0.456 | 0.456 | 0.456 | 0.456 | 0.456 | 0.456 | 0.456 | 0.456 | 0.456
|  | 2030 | 0.512 | 0.512 | 0.512 | 0.512 | 0.512 | 0.512 | 0.512 | 0.512 | 0.512
|  | 2035 | 0.512 | 0.512 | 0.512 | 0.512 | 0.512 | 0.512 | 0.512 | 0.512 | 0.512
|  | 2040 | 0.512 | 0.512 | 0.512 | 0.512 | 0.512 | 0.512 | 0.512 | 0.512 | 0.512
|  | 2045 | 0.512 | 0.512 | 0.512 | 0.512 | 0.512 | 0.512 | 0.512 | 0.512 | 0.512
|  | 2050 | 0.512 | 0.512 | 0.512 | 0.512 | 0.512 | 0.512 | 0.512 | 0.512 | 0.512
onshore wind power plant_4 | all | 2020 | 0.442 | 0.442 | 0.442 | 0.442 | 0.442 | 0.442 | 0.442 | 0.442 | 0.442
|  | 2025 | 0.442 | 0.442 | 0.442 | 0.442 | 0.442 | 0.442 | 0.442 | 0.442 | 0.442
|  | 2030 | 0.498 | 0.498 | 0.498 | 0.498 | 0.498 | 0.498 | 0.498 | 0.498 | 0.498
|  | 2035 | 0.498 | 0.498 | 0.498 | 0.498 | 0.498 | 0.498 | 0.498 | 0.498 | 0.498
|  | 2040 | 0.498 | 0.498 | 0.498 | 0.498 | 0.498 | 0.498 | 0.498 | 0.498 | 0.498
|  | 2045 | 0.498 | 0.498 | 0.498 | 0.498 | 0.498 | 0.498 | 0.498 | 0.498 | 0.498
|  | 2050 | 0.498 | 0.498 | 0.498 | 0.498 | 0.498 | 0.498 | 0.498 | 0.498 | 0.498
onshore wind power plant_5 | all | 2020 | 0.413 | 0.413 | 0.413 | 0.413 | 0.413 | 0.413 | 0.413 | 0.413 | 0.413
|  | 2025 | 0.413 | 0.413 | 0.413 | 0.413 | 0.413 | 0.413 | 0.413 | 0.413 | 0.413
|  | 2030 | 0.47 | 0.47 | 0.47 | 0.47 | 0.47 | 0.47 | 0.47 | 0.47 | 0.47
|  | 2035 | 0.47 | 0.47 | 0.47 | 0.47 | 0.47 | 0.47 | 0.47 | 0.47 | 0.47
|  | 2040 | 0.47 | 0.47 | 0.47 | 0.47 | 0.47 | 0.47 | 0.47 | 0.47 | 0.47
|  | 2045 | 0.47 | 0.47 | 0.47 | 0.47 | 0.47 | 0.47 | 0.47 | 0.47 | 0.47
|  | 2050 | 0.47 | 0.47 | 0.47 | 0.47 | 0.47 | 0.47 | 0.47 | 0.47 | 0.47
onshore wind power plant_6 | all | 2020 | 0.367 | 0.367 | 0.367 | 0.367 | 0.367 | 0.367 | 0.367 | 0.367 | 0.367
|  | 2025 | 0.367 | 0.367 | 0.367 | 0.367 | 0.367 | 0.367 | 0.367 | 0.367 | 0.367
|  | 2030 | 0.423 | 0.423 | 0.423 | 0.423 | 0.423 | 0.423 | 0.423 | 0.423 | 0.423
|  | 2035 | 0.423 | 0.423 | 0.423 | 0.423 | 0.423 | 0.423 | 0.423 | 0.423 | 0.423
|  | 2040 | 0.423 | 0.423 | 0.423 | 0.423 | 0.423 | 0.423 | 0.423 | 0.423 | 0.423
|  | 2045 | 0.423 | 0.423 | 0.423 | 0.423 | 0.423 | 0.423 | 0.423 | 0.423 | 0.423
|  | 2050 | 0.423 | 0.423 | 0.423 | 0.423 | 0.423 | 0.423 | 0.423 | 0.423 | 0.423
onshore wind power plant_7 | all | 2020 | 0.306 | 0.306 | 0.306 | 0.306 | 0.306 | 0.306 | 0.306 | 0.306 | 0.306
|  | 2025 | 0.306 | 0.306 | 0.306 | 0.306 | 0.306 | 0.306 | 0.306 | 0.306 | 0.306
|  | 2030 | 0.358 | 0.358 | 0.358 | 0.358 | 0.358 | 0.358 | 0.358 | 0.358 | 0.358
|  | 2035 | 0.358 | 0.358 | 0.358 | 0.358 | 0.358 | 0.358 | 0.358 | 0.358 | 0.358
|  | 2040 | 0.358 | 0.358 | 0.358 | 0.358 | 0.358 | 0.358 | 0.358 | 0.358 | 0.358
|  | 2045 | 0.358 | 0.358 | 0.358 | 0.358 | 0.358 | 0.358 | 0.358 | 0.358 | 0.358
|  | 2050 | 0.358 | 0.358 | 0.358 | 0.358 | 0.358 | 0.358 | 0.358 | 0.358 | 0.358
rooftop solar pv power plant | california agg. | all | 0.183 | 0.183 | 0.183 | 0.183 | 0.183 | 0.183 | 0.183 | 0.183 | 0.183
| desert southwest agg. | all | 0.187 | 0.187 | 0.187 | 0.187 | 0.187 | 0.187 | 0.187 | 0.187 | 0.187
| florida agg. | all | 0.165 | 0.165 | 0.165 | 0.165 | 0.165 | 0.165 | 0.165 | 0.165 | 0.165
| louisiana and ozarks agg. | all | 0.161 | 0.161 | 0.161 | 0.161 | 0.161 | 0.161 | 0.161 | 0.161 | 0.161
| lower midwest agg. | all | 0.169 | 0.169 | 0.169 | 0.169 | 0.169 | 0.169 | 0.169 | 0.169 | 0.169
| mid-atlantic and great lakes agg. | all | 0.143 | 0.143 | 0.143 | 0.143 | 0.143 | 0.143 | 0.143 | 0.143 | 0.143
| new england agg. | all | 0.137 | 0.137 | 0.137 | 0.137 | 0.137 | 0.137 | 0.137 | 0.137 | 0.137
| new york agg. | all | 0.137 | 0.137 | 0.137 | 0.137 | 0.137 | 0.137 | 0.137 | 0.137 | 0.137
| pacific northwest agg. | all | 0.184 | 0.184 | 0.184 | 0.184 | 0.184 | 0.184 | 0.184 | 0.184 | 0.184
| rocky mountains agg. | all | 0.186 | 0.186 | 0.186 | 0.186 | 0.186 | 0.186 | 0.186 | 0.186 | 0.186
| southeast agg. | all | 0.163 | 0.163 | 0.163 | 0.163 | 0.163 | 0.163 | 0.163 | 0.163 | 0.163
| texas agg. | all | 0.177 | 0.177 | 0.177 | 0.177 | 0.177 | 0.177 | 0.177 | 0.177 | 0.177
| upper midwest agg. | all | 0.151 | 0.151 | 0.151 | 0.151 | 0.151 | 0.151 | 0.151 | 0.151 | 0.151
| utah/nevada agg. | all | 0.187 | 0.187 | 0.187 | 0.187 | 0.187 | 0.187 | 0.187 | 0.187 | 0.187
transmission-sited solar pv power plant_1 | california agg. | all | 0.31 | 0.31 | 0.31 | 0.31 | 0.31 | 0.31 | 0.31 | 0.31 | 0.31
| desert southwest agg. | all | 0.308 | 0.308 | 0.308 | 0.308 | 0.308 | 0.308 | 0.308 | 0.308 | 0.308
| florida agg. | all | 0.281 | 0.281 | 0.281 | 0.281 | 0.281 | 0.281 | 0.281 | 0.281 | 0.281
| louisiana and ozarks agg. | all | 0.309 | 0.309 | 0.309 | 0.309 | 0.309 | 0.309 | 0.309 | 0.309 | 0.309
| lower midwest agg. | all | 0.31 | 0.31 | 0.31 | 0.31 | 0.31 | 0.31 | 0.31 | 0.31 | 0.31
| pacific northwest agg. | all | 0.31 | 0.31 | 0.31 | 0.31 | 0.31 | 0.31 | 0.31 | 0.31 | 0.31
| rocky mountains agg. | all | 0.307 | 0.307 | 0.307 | 0.307 | 0.307 | 0.307 | 0.307 | 0.307 | 0.307
| southeast agg. | all | 0.281 | 0.281 | 0.281 | 0.281 | 0.281 | 0.281 | 0.281 | 0.281 | 0.281
| texas agg. | all | 0.309 | 0.309 | 0.309 | 0.309 | 0.309 | 0.309 | 0.309 | 0.309 | 0.309
| utah/nevada agg. | all | 0.305 | 0.305 | 0.305 | 0.305 | 0.305 | 0.305 | 0.305 | 0.305 | 0.305
transmission-sited solar pv power plant_2 | california agg. | all | 0.275 | 0.275 | 0.275 | 0.275 | 0.275 | 0.275 | 0.275 | 0.275 | 0.275
| desert southwest agg. | all | 0.296 | 0.296 | 0.296 | 0.296 | 0.296 | 0.296 | 0.296 | 0.296 | 0.296
| florida agg. | all | 0.252 | 0.252 | 0.252 | 0.252 | 0.252 | 0.252 | 0.252 | 0.252 | 0.252
| louisiana and ozarks agg. | all | 0.252 | 0.252 | 0.252 | 0.252 | 0.252 | 0.252 | 0.252 | 0.252 | 0.252
| lower midwest agg. | all | 0.267 | 0.267 | 0.267 | 0.267 | 0.267 | 0.267 | 0.267 | 0.267 | 0.267
| mid-atlantic and great lakes agg. | all | 0.241 | 0.241 | 0.241 | 0.241 | 0.241 | 0.241 | 0.241 | 0.241 | 0.241
| pacific northwest agg. | all | 0.256 | 0.256 | 0.256 | 0.256 | 0.256 | 0.256 | 0.256 | 0.256 | 0.256
| rocky mountains agg. | all | 0.287 | 0.287 | 0.287 | 0.287 | 0.287 | 0.287 | 0.287 | 0.287 | 0.287
| southeast agg. | all | 0.241 | 0.241 | 0.241 | 0.241 | 0.241 | 0.241 | 0.241 | 0.241 | 0.241
| texas agg. | all | 0.274 | 0.274 | 0.274 | 0.274 | 0.274 | 0.274 | 0.274 | 0.274 | 0.274
| upper midwest agg. | all | 0.266 | 0.266 | 0.266 | 0.266 | 0.266 | 0.266 | 0.266 | 0.266 | 0.266
| utah/nevada agg. | all | 0.279 | 0.279 | 0.279 | 0.279 | 0.279 | 0.279 | 0.279 | 0.279 | 0.279
transmission-sited solar pv power plant_3 | alaska agg. | all | 0.105 | 0.105 | 0.105 | 0.105 | 0.105 | 0.105 | 0.105 | 0.105 | 0.105
| california agg. | all | 0.202 | 0.202 | 0.202 | 0.202 | 0.202 | 0.202 | 0.202 | 0.202 | 0.202
| desert southwest agg. | all | 0.238 | 0.238 | 0.238 | 0.238 | 0.238 | 0.238 | 0.238 | 0.238 | 0.238
| hawaii agg. | all | 0.21 | 0.21 | 0.21 | 0.21 | 0.21 | 0.21 | 0.21 | 0.21 | 0.21
| louisiana and ozarks agg. | all | 0.247 | 0.247 | 0.247 | 0.247 | 0.247 | 0.247 | 0.247 | 0.247 | 0.247
| lower midwest agg. | all | 0.253 | 0.253 | 0.253 | 0.253 | 0.253 | 0.253 | 0.253 | 0.253 | 0.253
| mid-atlantic and great lakes agg. | all | 0.228 | 0.228 | 0.228 | 0.228 | 0.228 | 0.228 | 0.228 | 0.228 | 0.228
| new england agg. | all | 0.214 | 0.214 | 0.214 | 0.214 | 0.214 | 0.214 | 0.214 | 0.214 | 0.214
| new york agg. | all | 0.206 | 0.206 | 0.206 | 0.206 | 0.206 | 0.206 | 0.206 | 0.206 | 0.206
| pacific northwest agg. | all | 0.214 | 0.214 | 0.214 | 0.214 | 0.214 | 0.214 | 0.214 | 0.214 | 0.214
| rocky mountains agg. | all | 0.239 | 0.239 | 0.239 | 0.239 | 0.239 | 0.239 | 0.239 | 0.239 | 0.239
| southeast agg. | all | 0.236 | 0.236 | 0.236 | 0.236 | 0.236 | 0.236 | 0.236 | 0.236 | 0.236
| upper midwest agg. | all | 0.233 | 0.233 | 0.233 | 0.233 | 0.233 | 0.233 | 0.233 | 0.233 | 0.233
| utah/nevada agg. | all | 0.238 | 0.238 | 0.238 | 0.238 | 0.238 | 0.238 | 0.238 | 0.238 | 0.238
transmission-sited solar pv power plant_4 | california agg. | all | 0.312 | 0.312 | 0.312 | 0.312 | 0.312 | 0.312 | 0.312 | 0.312 | 0.312
| desert southwest agg. | all | 0.309 | 0.309 | 0.309 | 0.309 | 0.309 | 0.309 | 0.309 | 0.309 | 0.309
| florida agg. | all | 0.281 | 0.281 | 0.281 | 0.281 | 0.281 | 0.281 | 0.281 | 0.281 | 0.281
| louisiana and ozarks agg. | all | 0.309 | 0.309 | 0.309 | 0.309 | 0.309 | 0.309 | 0.309 | 0.309 | 0.309
| lower midwest agg. | all | 0.309 | 0.309 | 0.309 | 0.309 | 0.309 | 0.309 | 0.309 | 0.309 | 0.309
| pacific northwest agg. | all | 0.312 | 0.312 | 0.312 | 0.312 | 0.312 | 0.312 | 0.312 | 0.312 | 0.312
| rocky mountains agg. | all | 0.307 | 0.307 | 0.307 | 0.307 | 0.307 | 0.307 | 0.307 | 0.307 | 0.307
| southeast agg. | all | 0.281 | 0.281 | 0.281 | 0.281 | 0.281 | 0.281 | 0.281 | 0.281 | 0.281
| texas agg. | all | 0.309 | 0.309 | 0.309 | 0.309 | 0.309 | 0.309 | 0.309 | 0.309 | 0.309
| utah/nevada agg. | all | 0.306 | 0.306 | 0.306 | 0.306 | 0.306 | 0.306 | 0.306 | 0.306 | 0.306
transmission-sited solar pv power plant_5 | california agg. | all | 0.277 | 0.277 | 0.277 | 0.277 | 0.277 | 0.277 | 0.277 | 0.277 | 0.277
| desert southwest agg. | all | 0.295 | 0.295 | 0.295 | 0.295 | 0.295 | 0.295 | 0.295 | 0.295 | 0.295
| florida agg. | all | 0.251 | 0.251 | 0.251 | 0.251 | 0.251 | 0.251 | 0.251 | 0.251 | 0.251
| louisiana and ozarks agg. | all | 0.251 | 0.251 | 0.251 | 0.251 | 0.251 | 0.251 | 0.251 | 0.251 | 0.251
| lower midwest agg. | all | 0.267 | 0.267 | 0.267 | 0.267 | 0.267 | 0.267 | 0.267 | 0.267 | 0.267
| mid-atlantic and great lakes agg. | all | 0.237 | 0.237 | 0.237 | 0.237 | 0.237 | 0.237 | 0.237 | 0.237 | 0.237
| pacific northwest agg. | all | 0.256 | 0.256 | 0.256 | 0.256 | 0.256 | 0.256 | 0.256 | 0.256 | 0.256
| rocky mountains agg. | all | 0.286 | 0.286 | 0.286 | 0.286 | 0.286 | 0.286 | 0.286 | 0.286 | 0.286
| southeast agg. | all | 0.24 | 0.24 | 0.24 | 0.24 | 0.24 | 0.24 | 0.24 | 0.24 | 0.24
| texas agg. | all | 0.272 | 0.272 | 0.272 | 0.272 | 0.272 | 0.272 | 0.272 | 0.272 | 0.272
| upper midwest agg. | all | 0.266 | 0.266 | 0.266 | 0.266 | 0.266 | 0.266 | 0.266 | 0.266 | 0.266
| utah/nevada agg. | all | 0.281 | 0.281 | 0.281 | 0.281 | 0.281 | 0.281 | 0.281 | 0.281 | 0.281
transmission-sited solar pv power plant_6 | california agg. | all | 0.2 | 0.2 | 0.2 | 0.2 | 0.2 | 0.2 | 0.2 | 0.2 | 0.2
| desert southwest agg. | all | 0.237 | 0.237 | 0.237 | 0.237 | 0.237 | 0.237 | 0.237 | 0.237 | 0.237
| louisiana and ozarks agg. | all | 0.247 | 0.247 | 0.247 | 0.247 | 0.247 | 0.247 | 0.247 | 0.247 | 0.247
| lower midwest agg. | all | 0.254 | 0.254 | 0.254 | 0.254 | 0.254 | 0.254 | 0.254 | 0.254 | 0.254
| mid-atlantic and great lakes agg. | all | 0.228 | 0.228 | 0.228 | 0.228 | 0.228 | 0.228 | 0.228 | 0.228 | 0.228
| new england agg. | all | 0.214 | 0.214 | 0.214 | 0.214 | 0.214 | 0.214 | 0.214 | 0.214 | 0.214
| new york agg. | all | 0.205 | 0.205 | 0.205 | 0.205 | 0.205 | 0.205 | 0.205 | 0.205 | 0.205
| pacific northwest agg. | all | 0.218 | 0.218 | 0.218 | 0.218 | 0.218 | 0.218 | 0.218 | 0.218 | 0.218
| rocky mountains agg. | all | 0.239 | 0.239 | 0.239 | 0.239 | 0.239 | 0.239 | 0.239 | 0.239 | 0.239
| southeast agg. | all | 0.236 | 0.236 | 0.236 | 0.236 | 0.236 | 0.236 | 0.236 | 0.236 | 0.236
| upper midwest agg. | all | 0.233 | 0.233 | 0.233 | 0.233 | 0.233 | 0.233 | 0.233 | 0.233 | 0.233
| utah/nevada agg. | all | 0.236 | 0.236 | 0.236 | 0.236 | 0.236 | 0.236 | 0.236 | 0.236 | 0.236

## generator_zonal_potential
potential_group | zone | year | unit | REF | E+ | E- | E+ RE+ | E+ RE- | E+ B+ | E- B+ | E+ RE+ B+ | E+ RE- B+ | cover | Notes:
geothermal power plant_1 | alaska agg. | all | gigawatt | 2.52 | 2.52 | 2.52 | 2.52 | 2.52 | 2.52 | 2.52 | 2.52 | 2.52 |  | Unless otherwise noted, generator potential is assumed to be uncapped
| california agg. | all | gigawatt | 21 | 21 | 21 | 21 | 21 | 21 | 21 | 21 | 21 |  | Annual potential constraints not shown
| desert southwest agg. | all | gigawatt | 8.62 | 8.62 | 8.62 | 8.62 | 8.62 | 8.62 | 8.62 | 8.62 | 8.62
| florida agg. | all | gigawatt | 0 | 0 | 0 | 0 | 0 | 0 | 0 | 0 | 0
| hawaii agg. | all | gigawatt | 3.36 | 3.36 | 3.36 | 3.36 | 3.36 | 3.36 | 3.36 | 3.36 | 3.36
| louisiana and ozarks agg. | all | gigawatt | 0 | 0 | 0 | 0 | 0 | 0 | 0 | 0 | 0
| lower midwest agg. | all | gigawatt | 0.18 | 0.18 | 0.18 | 0.18 | 0.18 | 0.18 | 0.18 | 0.18 | 0.18
| mid-atlantic and great lakes agg. | all | gigawatt | 0 | 0 | 0 | 0 | 0 | 0 | 0 | 0 | 0
| new england agg. | all | gigawatt | 0 | 0 | 0 | 0 | 0 | 0 | 0 | 0 | 0
| new york agg. | all | gigawatt | 0 | 0 | 0 | 0 | 0 | 0 | 0 | 0 | 0
| pacific northwest agg. | all | gigawatt | 7.38 | 7.38 | 7.38 | 7.38 | 7.38 | 7.38 | 7.38 | 7.38 | 7.38
| rocky mountains agg. | all | gigawatt | 1.59 | 1.59 | 1.59 | 1.59 | 1.59 | 1.59 | 1.59 | 1.59 | 1.59
| southeast agg. | all | gigawatt | 0 | 0 | 0 | 0 | 0 | 0 | 0 | 0 | 0
| texas agg. | all | gigawatt | 0.02 | 0.02 | 0.02 | 0.02 | 0.02 | 0.02 | 0.02 | 0.02 | 0.02
| upper midwest agg. | all | gigawatt | 0.05 | 0.05 | 0.05 | 0.05 | 0.05 | 0.05 | 0.05 | 0.05 | 0.05
| utah/nevada agg. | all | gigawatt | 4.41 | 4.41 | 4.41 | 4.41 | 4.41 | 4.41 | 4.41 | 4.41 | 4.41
offshore wind fixed power plant_1 | alaska agg. | all | gigawatt | 0 | 0 | 0 | 0 | 0 | 0 | 0 | 0 | 0
| california agg. | all | gigawatt | 0 | 0 | 0 | 0 | 0 | 0 | 0 | 0 | 0
| desert southwest agg. | all | gigawatt | 0.01 | 0.01 | 0.01 | 0.01 | 0.01 | 0.01 | 0.01 | 0.01 | 0.01
| florida agg. | all | gigawatt | 0 | 0 | 0 | 0 | 0 | 0 | 0 | 0 | 0
| hawaii agg. | all | gigawatt | 0 | 0 | 0 | 0 | 0 | 0 | 0 | 0 | 0
| louisiana and ozarks agg. | all | gigawatt | 0.3 | 0.3 | 0.3 | 0.3 | 0.3 | 0.3 | 0.3 | 0.3 | 0.3
| lower midwest agg. | all | gigawatt | 0.01 | 0.01 | 0.01 | 0.01 | 0.01 | 0.01 | 0.01 | 0.01 | 0.01
| mid-atlantic and great lakes agg. | all | gigawatt | 3.5 | 3.5 | 3.5 | 3.5 | 3.5 | 3.5 | 3.5 | 3.5 | 3.5
| new england agg. | all | gigawatt | 7.44 | 7.44 | 7.44 | 7.44 | 7.44 | 7.44 | 7.44 | 7.44 | 7.44
| new york agg. | all | gigawatt | 0.45 | 0.45 | 0.45 | 0.45 | 0.45 | 0.45 | 0.45 | 0.45 | 0.45
| pacific northwest agg. | all | gigawatt | 0 | 0 | 0 | 0 | 0 | 0 | 0 | 0 | 0
| rocky mountains agg. | all | gigawatt | 0 | 0 | 0 | 0 | 0 | 0 | 0 | 0 | 0
| southeast agg. | all | gigawatt | 0 | 0 | 0 | 0 | 0 | 0 | 0 | 0 | 0
| texas agg. | all | gigawatt | 0.16 | 0.16 | 0.16 | 0.16 | 0.16 | 0.16 | 0.16 | 0.16 | 0.16
| upper midwest agg. | all | gigawatt | 0.41 | 0.41 | 0.41 | 0.41 | 0.41 | 0.41 | 0.41 | 0.41 | 0.41
| utah/nevada agg. | all | gigawatt | 0 | 0 | 0 | 0 | 0 | 0 | 0 | 0 | 0
offshore wind fixed power plant_2 | alaska agg. | all | gigawatt | 0 | 0 | 0 | 0 | 0 | 0 | 0 | 0 | 0
| california agg. | all | gigawatt | 0 | 0 | 0 | 0 | 0 | 0 | 0 | 0 | 0
| desert southwest agg. | all | gigawatt | 0.05 | 0.05 | 0.05 | 0.05 | 0.05 | 0.05 | 0.05 | 0.05 | 0.05
| florida agg. | all | gigawatt | 0 | 0 | 0 | 0 | 0 | 0 | 0 | 0 | 0
| hawaii agg. | all | gigawatt | 0 | 0 | 0 | 0 | 0 | 0 | 0 | 0 | 0
| louisiana and ozarks agg. | all | gigawatt | 0.45 | 0.45 | 0.45 | 0.45 | 0.45 | 0.45 | 0.45 | 0.45 | 0.45
| lower midwest agg. | all | gigawatt | 0.15 | 0.15 | 0.15 | 0.15 | 0.15 | 0.15 | 0.15 | 0.15 | 0.15
| mid-atlantic and great lakes agg. | all | gigawatt | 13.54 | 13.54 | 13.54 | 13.54 | 13.54 | 13.54 | 13.54 | 13.54 | 13.54
| new england agg. | all | gigawatt | 6.06 | 6.06 | 6.06 | 6.06 | 6.06 | 6.06 | 6.06 | 6.06 | 6.06
| new york agg. | all | gigawatt | 1.56 | 1.56 | 1.56 | 1.56 | 1.56 | 1.56 | 1.56 | 1.56 | 1.56
| pacific northwest agg. | all | gigawatt | 0 | 0 | 0 | 0 | 0 | 0 | 0 | 0 | 0
| rocky mountains agg. | all | gigawatt | 0 | 0 | 0 | 0 | 0 | 0 | 0 | 0 | 0
| southeast agg. | all | gigawatt | 1.02 | 1.02 | 1.02 | 1.02 | 1.02 | 1.02 | 1.02 | 1.02 | 1.02
| texas agg. | all | gigawatt | 1.65 | 1.65 | 1.65 | 1.65 | 1.65 | 1.65 | 1.65 | 1.65 | 1.65
| upper midwest agg. | all | gigawatt | 0.66 | 0.66 | 0.66 | 0.66 | 0.66 | 0.66 | 0.66 | 0.66 | 0.66
| utah/nevada agg. | all | gigawatt | 0 | 0 | 0 | 0 | 0 | 0 | 0 | 0 | 0
offshore wind fixed power plant_3 | alaska agg. | all | gigawatt | 0 | 0 | 0 | 0 | 0 | 0 | 0 | 0 | 0
| california agg. | all | gigawatt | 0 | 0 | 0 | 0 | 0 | 0 | 0 | 0 | 0
| desert southwest agg. | all | gigawatt | 0.22 | 0.22 | 0.22 | 0.22 | 0.22 | 0.22 | 0.22 | 0.22 | 0.22
| florida agg. | all | gigawatt | 0 | 0 | 0 | 0 | 0 | 0 | 0 | 0 | 0
| hawaii agg. | all | gigawatt | 736.95 | 736.95 | 736.95 | 736.95 | 736.95 | 736.95 | 736.95 | 736.95 | 736.95
| louisiana and ozarks agg. | all | gigawatt | 1.44 | 1.44 | 1.44 | 1.44 | 1.44 | 1.44 | 1.44 | 1.44 | 1.44
| lower midwest agg. | all | gigawatt | 0.66 | 0.66 | 0.66 | 0.66 | 0.66 | 0.66 | 0.66 | 0.66 | 0.66
| mid-atlantic and great lakes agg. | all | gigawatt | 19.66 | 19.66 | 19.66 | 19.66 | 19.66 | 19.66 | 19.66 | 19.66 | 19.66
| new england agg. | all | gigawatt | 7.56 | 7.56 | 7.56 | 7.56 | 7.56 | 7.56 | 7.56 | 7.56 | 7.56
| new york agg. | all | gigawatt | 3.4 | 3.4 | 3.4 | 3.4 | 3.4 | 3.4 | 3.4 | 3.4 | 3.4
| pacific northwest agg. | all | gigawatt | 0 | 0 | 0 | 0 | 0 | 0 | 0 | 0 | 0
| rocky mountains agg. | all | gigawatt | 0 | 0 | 0 | 0 | 0 | 0 | 0 | 0 | 0
| southeast agg. | all | gigawatt | 9.51 | 9.51 | 9.51 | 9.51 | 9.51 | 9.51 | 9.51 | 9.51 | 9.51
| texas agg. | all | gigawatt | 6.66 | 6.66 | 6.66 | 6.66 | 6.66 | 6.66 | 6.66 | 6.66 | 6.66
| upper midwest agg. | all | gigawatt | 0.82 | 0.82 | 0.82 | 0.82 | 0.82 | 0.82 | 0.82 | 0.82 | 0.82
| utah/nevada agg. | all | gigawatt | 0 | 0 | 0 | 0 | 0 | 0 | 0 | 0 | 0
offshore wind fixed power plant_4 | alaska agg. | all | gigawatt | 0 | 0 | 0 | 0 | 0 | 0 | 0 | 0 | 0
| california agg. | all | gigawatt | 0 | 0 | 0 | 0 | 0 | 0 | 0 | 0 | 0
| desert southwest agg. | all | gigawatt | 1.45 | 1.45 | 1.45 | 1.45 | 1.45 | 1.45 | 1.45 | 1.45 | 1.45
| florida agg. | all | gigawatt | 0.54 | 0.54 | 0.54 | 0.54 | 0.54 | 0.54 | 0.54 | 0.54 | 0.54
| hawaii agg. | all | gigawatt | 0 | 0 | 0 | 0 | 0 | 0 | 0 | 0 | 0
| louisiana and ozarks agg. | all | gigawatt | 24.47 | 24.47 | 24.47 | 24.47 | 24.47 | 24.47 | 24.47 | 24.47 | 24.47
| lower midwest agg. | all | gigawatt | 7.93 | 7.93 | 7.93 | 7.93 | 7.93 | 7.93 | 7.93 | 7.93 | 7.93
| mid-atlantic and great lakes agg. | all | gigawatt | 69.12 | 69.12 | 69.12 | 69.12 | 69.12 | 69.12 | 69.12 | 69.12 | 69.12
| new england agg. | all | gigawatt | 27.4 | 27.4 | 27.4 | 27.4 | 27.4 | 27.4 | 27.4 | 27.4 | 27.4
| new york agg. | all | gigawatt | 18.27 | 18.27 | 18.27 | 18.27 | 18.27 | 18.27 | 18.27 | 18.27 | 18.27
| pacific northwest agg. | all | gigawatt | 0.22 | 0.22 | 0.22 | 0.22 | 0.22 | 0.22 | 0.22 | 0.22 | 0.22
| rocky mountains agg. | all | gigawatt | 0 | 0 | 0 | 0 | 0 | 0 | 0 | 0 | 0
| southeast agg. | all | gigawatt | 122.67 | 122.67 | 122.67 | 122.67 | 122.67 | 122.67 | 122.67 | 122.67 | 122.67
| texas agg. | all | gigawatt | 43.66 | 43.66 | 43.66 | 43.66 | 43.66 | 43.66 | 43.66 | 43.66 | 43.66
| upper midwest agg. | all | gigawatt | 4.35 | 4.35 | 4.35 | 4.35 | 4.35 | 4.35 | 4.35 | 4.35 | 4.35
| utah/nevada agg. | all | gigawatt | 0 | 0 | 0 | 0 | 0 | 0 | 0 | 0 | 0
offshore wind floating power plant_1 | alaska agg. | all | gigawatt | 0 | 0 | 0 | 0 | 0 | 0 | 0 | 0 | 0
| california agg. | all | gigawatt | 0 | 0 | 0 | 0 | 0 | 0 | 0 | 0 | 0
| desert southwest agg. | all | gigawatt | 0 | 0 | 0 | 0 | 0 | 0 | 0 | 0 | 0
| florida agg. | all | gigawatt | 0 | 0 | 0 | 0 | 0 | 0 | 0 | 0 | 0
| hawaii agg. | all | gigawatt | 0 | 0 | 0 | 0 | 0 | 0 | 0 | 0 | 0
| louisiana and ozarks agg. | all | gigawatt | 0 | 0 | 0 | 0 | 0 | 0 | 0 | 0 | 0
| lower midwest agg. | all | gigawatt | 0 | 0 | 0 | 0 | 0 | 0 | 0 | 0 | 0
| mid-atlantic and great lakes agg. | all | gigawatt | 0 | 0 | 0 | 0 | 0 | 0 | 0 | 0 | 0
| new england agg. | all | gigawatt | 12.49 | 12.49 | 12.49 | 12.49 | 12.49 | 12.49 | 12.49 | 12.49 | 12.49
| new york agg. | all | gigawatt | 0 | 0 | 0 | 0 | 0 | 0 | 0 | 0 | 0
| pacific northwest agg. | all | gigawatt | 0 | 0 | 0 | 0 | 0 | 0 | 0 | 0 | 0
| rocky mountains agg. | all | gigawatt | 0 | 0 | 0 | 0 | 0 | 0 | 0 | 0 | 0
| southeast agg. | all | gigawatt | 0 | 0 | 0 | 0 | 0 | 0 | 0 | 0 | 0
| texas agg. | all | gigawatt | 0 | 0 | 0 | 0 | 0 | 0 | 0 | 0 | 0
| upper midwest agg. | all | gigawatt | 0 | 0 | 0 | 0 | 0 | 0 | 0 | 0 | 0
| utah/nevada agg. | all | gigawatt | 0 | 0 | 0 | 0 | 0 | 0 | 0 | 0 | 0
offshore wind floating power plant_2 | alaska agg. | all | gigawatt | 0 | 0 | 0 | 0 | 0 | 0 | 0 | 0 | 0
| california agg. | all | gigawatt | 0 | 0 | 0 | 0 | 0 | 0 | 0 | 0 | 0
| desert southwest agg. | all | gigawatt | 0 | 0 | 0 | 0 | 0 | 0 | 0 | 0 | 0
| florida agg. | all | gigawatt | 0 | 0 | 0 | 0 | 0 | 0 | 0 | 0 | 0
| hawaii agg. | all | gigawatt | 0 | 0 | 0 | 0 | 0 | 0 | 0 | 0 | 0
| louisiana and ozarks agg. | all | gigawatt | 0 | 0 | 0 | 0 | 0 | 0 | 0 | 0 | 0
| lower midwest agg. | all | gigawatt | 0 | 0 | 0 | 0 | 0 | 0 | 0 | 0 | 0
| mid-atlantic and great lakes agg. | all | gigawatt | 0 | 0 | 0 | 0 | 0 | 0 | 0 | 0 | 0
| new england agg. | all | gigawatt | 24.78 | 24.78 | 24.78 | 24.78 | 24.78 | 24.78 | 24.78 | 24.78 | 24.78
| new york agg. | all | gigawatt | 0 | 0 | 0 | 0 | 0 | 0 | 0 | 0 | 0
| pacific northwest agg. | all | gigawatt | 0 | 0 | 0 | 0 | 0 | 0 | 0 | 0 | 0
| rocky mountains agg. | all | gigawatt | 0 | 0 | 0 | 0 | 0 | 0 | 0 | 0 | 0
| southeast agg. | all | gigawatt | 0 | 0 | 0 | 0 | 0 | 0 | 0 | 0 | 0
| texas agg. | all | gigawatt | 0 | 0 | 0 | 0 | 0 | 0 | 0 | 0 | 0
| upper midwest agg. | all | gigawatt | 0 | 0 | 0 | 0 | 0 | 0 | 0 | 0 | 0
| utah/nevada agg. | all | gigawatt | 0 | 0 | 0 | 0 | 0 | 0 | 0 | 0 | 0
offshore wind floating power plant_3 | alaska agg. | all | gigawatt | 0 | 0 | 0 | 0 | 0 | 0 | 0 | 0 | 0
| california agg. | all | gigawatt | 0 | 0 | 0 | 0 | 0 | 0 | 0 | 0 | 0
| desert southwest agg. | all | gigawatt | 0 | 0 | 0 | 0 | 0 | 0 | 0 | 0 | 0
| florida agg. | all | gigawatt | 0 | 0 | 0 | 0 | 0 | 0 | 0 | 0 | 0
| hawaii agg. | all | gigawatt | 0 | 0 | 0 | 0 | 0 | 0 | 0 | 0 | 0
| louisiana and ozarks agg. | all | gigawatt | 0 | 0 | 0 | 0 | 0 | 0 | 0 | 0 | 0
| lower midwest agg. | all | gigawatt | 0 | 0 | 0 | 0 | 0 | 0 | 0 | 0 | 0
| mid-atlantic and great lakes agg. | all | gigawatt | 0 | 0 | 0 | 0 | 0 | 0 | 0 | 0 | 0
| new england agg. | all | gigawatt | 48.89 | 48.89 | 48.89 | 48.89 | 48.89 | 48.89 | 48.89 | 48.89 | 48.89
| new york agg. | all | gigawatt | 1.14 | 1.14 | 1.14 | 1.14 | 1.14 | 1.14 | 1.14 | 1.14 | 1.14
| pacific northwest agg. | all | gigawatt | 0 | 0 | 0 | 0 | 0 | 0 | 0 | 0 | 0
| rocky mountains agg. | all | gigawatt | 0 | 0 | 0 | 0 | 0 | 0 | 0 | 0 | 0
| southeast agg. | all | gigawatt | 0 | 0 | 0 | 0 | 0 | 0 | 0 | 0 | 0
| texas agg. | all | gigawatt | 0 | 0 | 0 | 0 | 0 | 0 | 0 | 0 | 0
| upper midwest agg. | all | gigawatt | 0 | 0 | 0 | 0 | 0 | 0 | 0 | 0 | 0
| utah/nevada agg. | all | gigawatt | 0 | 0 | 0 | 0 | 0 | 0 | 0 | 0 | 0
offshore wind floating power plant_4 | alaska agg. | all | gigawatt | 0 | 0 | 0 | 0 | 0 | 0 | 0 | 0 | 0
| california agg. | all | gigawatt | 0 | 0 | 0 | 0 | 0 | 0 | 0 | 0 | 0
| desert southwest agg. | all | gigawatt | 0.25 | 0.25 | 0.25 | 0.25 | 0.25 | 0.25 | 0.25 | 0.25 | 0.25
| florida agg. | all | gigawatt | 0 | 0 | 0 | 0 | 0 | 0 | 0 | 0 | 0
| hawaii agg. | all | gigawatt | 0 | 0 | 0 | 0 | 0 | 0 | 0 | 0 | 0
| louisiana and ozarks agg. | all | gigawatt | 0.39 | 0.39 | 0.39 | 0.39 | 0.39 | 0.39 | 0.39 | 0.39 | 0.39
| lower midwest agg. | all | gigawatt | 0.5 | 0.5 | 0.5 | 0.5 | 0.5 | 0.5 | 0.5 | 0.5 | 0.5
| mid-atlantic and great lakes agg. | all | gigawatt | 0.57 | 0.57 | 0.57 | 0.57 | 0.57 | 0.57 | 0.57 | 0.57 | 0.57
| new england agg. | all | gigawatt | 72.04 | 72.04 | 72.04 | 72.04 | 72.04 | 72.04 | 72.04 | 72.04 | 72.04
| new york agg. | all | gigawatt | 11.14 | 11.14 | 11.14 | 11.14 | 11.14 | 11.14 | 11.14 | 11.14 | 11.14
| pacific northwest agg. | all | gigawatt | 0.73 | 0.73 | 0.73 | 0.73 | 0.73 | 0.73 | 0.73 | 0.73 | 0.73
| rocky mountains agg. | all | gigawatt | 0 | 0 | 0 | 0 | 0 | 0 | 0 | 0 | 0
| southeast agg. | all | gigawatt | 6.26 | 6.26 | 6.26 | 6.26 | 6.26 | 6.26 | 6.26 | 6.26 | 6.26
| texas agg. | all | gigawatt | 7.39 | 7.39 | 7.39 | 7.39 | 7.39 | 7.39 | 7.39 | 7.39 | 7.39
| upper midwest agg. | all | gigawatt | 0 | 0 | 0 | 0 | 0 | 0 | 0 | 0 | 0
| utah/nevada agg. | all | gigawatt | 0 | 0 | 0 | 0 | 0 | 0 | 0 | 0 | 0
offshore wind floating power plant_5 | alaska agg. | all | gigawatt | 0 | 0 | 0 | 0 | 0 | 0 | 0 | 0 | 0
| california agg. | all | gigawatt | 0.88 | 0.88 | 0.88 | 0.88 | 0.88 | 0.88 | 0.88 | 0.88 | 0.88
| desert southwest agg. | all | gigawatt | 0.65 | 0.65 | 0.65 | 0.65 | 0.65 | 0.65 | 0.65 | 0.65 | 0.65
| florida agg. | all | gigawatt | 0 | 0 | 0 | 0 | 0 | 0 | 0 | 0 | 0
| hawaii agg. | all | gigawatt | 0 | 0 | 0 | 0 | 0 | 0 | 0 | 0 | 0
| louisiana and ozarks agg. | all | gigawatt | 1 | 1 | 1 | 1 | 1 | 1 | 1 | 1 | 1
| lower midwest agg. | all | gigawatt | 1.31 | 1.31 | 1.31 | 1.31 | 1.31 | 1.31 | 1.31 | 1.31 | 1.31
| mid-atlantic and great lakes agg. | all | gigawatt | 19.97 | 19.97 | 19.97 | 19.97 | 19.97 | 19.97 | 19.97 | 19.97 | 19.97
| new england agg. | all | gigawatt | 82 | 82 | 82 | 82 | 82 | 82 | 82 | 82 | 82
| new york agg. | all | gigawatt | 22.72 | 22.72 | 22.72 | 22.72 | 22.72 | 22.72 | 22.72 | 22.72 | 22.72
| pacific northwest agg. | all | gigawatt | 4.73 | 4.73 | 4.73 | 4.73 | 4.73 | 4.73 | 4.73 | 4.73 | 4.73
| rocky mountains agg. | all | gigawatt | 0 | 0 | 0 | 0 | 0 | 0 | 0 | 0 | 0
| southeast agg. | all | gigawatt | 35.81 | 35.81 | 35.81 | 35.81 | 35.81 | 35.81 | 35.81 | 35.81 | 35.81
| texas agg. | all | gigawatt | 19.18 | 19.18 | 19.18 | 19.18 | 19.18 | 19.18 | 19.18 | 19.18 | 19.18
| upper midwest agg. | all | gigawatt | 0 | 0 | 0 | 0 | 0 | 0 | 0 | 0 | 0
| utah/nevada agg. | all | gigawatt | 0 | 0 | 0 | 0 | 0 | 0 | 0 | 0 | 0
offshore wind floating power plant_6 | alaska agg. | all | gigawatt | 0 | 0 | 0 | 0 | 0 | 0 | 0 | 0 | 0
| california agg. | all | gigawatt | 7.83 | 7.83 | 7.83 | 7.83 | 7.83 | 7.83 | 7.83 | 7.83 | 7.83
| desert southwest agg. | all | gigawatt | 1.09 | 1.09 | 1.09 | 1.09 | 1.09 | 1.09 | 1.09 | 1.09 | 1.09
| florida agg. | all | gigawatt | 0 | 0 | 0 | 0 | 0 | 0 | 0 | 0 | 0
| hawaii agg. | all | gigawatt | 0 | 0 | 0 | 0 | 0 | 0 | 0 | 0 | 0
| louisiana and ozarks agg. | all | gigawatt | 2.44 | 2.44 | 2.44 | 2.44 | 2.44 | 2.44 | 2.44 | 2.44 | 2.44
| lower midwest agg. | all | gigawatt | 2.23 | 2.23 | 2.23 | 2.23 | 2.23 | 2.23 | 2.23 | 2.23 | 2.23
| mid-atlantic and great lakes agg. | all | gigawatt | 21.72 | 21.72 | 21.72 | 21.72 | 21.72 | 21.72 | 21.72 | 21.72 | 21.72
| new england agg. | all | gigawatt | 35.44 | 35.44 | 35.44 | 35.44 | 35.44 | 35.44 | 35.44 | 35.44 | 35.44
| new york agg. | all | gigawatt | 9.27 | 9.27 | 9.27 | 9.27 | 9.27 | 9.27 | 9.27 | 9.27 | 9.27
| pacific northwest agg. | all | gigawatt | 14.53 | 14.53 | 14.53 | 14.53 | 14.53 | 14.53 | 14.53 | 14.53 | 14.53
| rocky mountains agg. | all | gigawatt | 0 | 0 | 0 | 0 | 0 | 0 | 0 | 0 | 0
| southeast agg. | all | gigawatt | 64.68 | 64.68 | 64.68 | 64.68 | 64.68 | 64.68 | 64.68 | 64.68 | 64.68
| texas agg. | all | gigawatt | 29.78 | 29.78 | 29.78 | 29.78 | 29.78 | 29.78 | 29.78 | 29.78 | 29.78
| upper midwest agg. | all | gigawatt | 0 | 0 | 0 | 0 | 0 | 0 | 0 | 0 | 0
| utah/nevada agg. | all | gigawatt | 0 | 0 | 0 | 0 | 0 | 0 | 0 | 0 | 0
offshore wind floating power plant_7 | alaska agg. | all | gigawatt | 0 | 0 | 0 | 0 | 0 | 0 | 0 | 0 | 0
| california agg. | all | gigawatt | 19.38 | 19.38 | 19.38 | 19.38 | 19.38 | 19.38 | 19.38 | 19.38 | 19.38
| desert southwest agg. | all | gigawatt | 1.12 | 1.12 | 1.12 | 1.12 | 1.12 | 1.12 | 1.12 | 1.12 | 1.12
| florida agg. | all | gigawatt | 7.14 | 7.14 | 7.14 | 7.14 | 7.14 | 7.14 | 7.14 | 7.14 | 7.14
| hawaii agg. | all | gigawatt | 0 | 0 | 0 | 0 | 0 | 0 | 0 | 0 | 0
| louisiana and ozarks agg. | all | gigawatt | 33.01 | 33.01 | 33.01 | 33.01 | 33.01 | 33.01 | 33.01 | 33.01 | 33.01
| lower midwest agg. | all | gigawatt | 9.01 | 9.01 | 9.01 | 9.01 | 9.01 | 9.01 | 9.01 | 9.01 | 9.01
| mid-atlantic and great lakes agg. | all | gigawatt | 4.31 | 4.31 | 4.31 | 4.31 | 4.31 | 4.31 | 4.31 | 4.31 | 4.31
| new england agg. | all | gigawatt | 1.66 | 1.66 | 1.66 | 1.66 | 1.66 | 1.66 | 1.66 | 1.66 | 1.66
| new york agg. | all | gigawatt | 1.33 | 1.33 | 1.33 | 1.33 | 1.33 | 1.33 | 1.33 | 1.33 | 1.33
| pacific northwest agg. | all | gigawatt | 31.09 | 31.09 | 31.09 | 31.09 | 31.09 | 31.09 | 31.09 | 31.09 | 31.09
| rocky mountains agg. | all | gigawatt | 0 | 0 | 0 | 0 | 0 | 0 | 0 | 0 | 0
| southeast agg. | all | gigawatt | 62.19 | 62.19 | 62.19 | 62.19 | 62.19 | 62.19 | 62.19 | 62.19 | 62.19
| texas agg. | all | gigawatt | 26.41 | 26.41 | 26.41 | 26.41 | 26.41 | 26.41 | 26.41 | 26.41 | 26.41
| upper midwest agg. | all | gigawatt | 0 | 0 | 0 | 0 | 0 | 0 | 0 | 0 | 0
| utah/nevada agg. | all | gigawatt | 0 | 0 | 0 | 0 | 0 | 0 | 0 | 0 | 0
offshore wind floating power plant_8 | alaska agg. | all | gigawatt | 0 | 0 | 0 | 0 | 0 | 0 | 0 | 0 | 0
| california agg. | all | gigawatt | 17 | 17 | 17 | 17 | 17 | 17 | 17 | 17 | 17
| desert southwest agg. | all | gigawatt | 0.56 | 0.56 | 0.56 | 0.56 | 0.56 | 0.56 | 0.56 | 0.56 | 0.56
| florida agg. | all | gigawatt | 33.83 | 33.83 | 33.83 | 33.83 | 33.83 | 33.83 | 33.83 | 33.83 | 33.83
| hawaii agg. | all | gigawatt | 0 | 0 | 0 | 0 | 0 | 0 | 0 | 0 | 0
| louisiana and ozarks agg. | all | gigawatt | 39.05 | 39.05 | 39.05 | 39.05 | 39.05 | 39.05 | 39.05 | 39.05 | 39.05
| lower midwest agg. | all | gigawatt | 9.48 | 9.48 | 9.48 | 9.48 | 9.48 | 9.48 | 9.48 | 9.48 | 9.48
| mid-atlantic and great lakes agg. | all | gigawatt | 0 | 0 | 0 | 0 | 0 | 0 | 0 | 0 | 0
| new england agg. | all | gigawatt | 0 | 0 | 0 | 0 | 0 | 0 | 0 | 0 | 0
| new york agg. | all | gigawatt | 0 | 0 | 0 | 0 | 0 | 0 | 0 | 0 | 0
| pacific northwest agg. | all | gigawatt | 32.34 | 32.34 | 32.34 | 32.34 | 32.34 | 32.34 | 32.34 | 32.34 | 32.34
| rocky mountains agg. | all | gigawatt | 0 | 0 | 0 | 0 | 0 | 0 | 0 | 0 | 0
| southeast agg. | all | gigawatt | 57.31 | 57.31 | 57.31 | 57.31 | 57.31 | 57.31 | 57.31 | 57.31 | 57.31
| texas agg. | all | gigawatt | 10.33 | 10.33 | 10.33 | 10.33 | 10.33 | 10.33 | 10.33 | 10.33 | 10.33
| upper midwest agg. | all | gigawatt | 0 | 0 | 0 | 0 | 0 | 0 | 0 | 0 | 0
| utah/nevada agg. | all | gigawatt | 0 | 0 | 0 | 0 | 0 | 0 | 0 | 0 | 0
onshore wind power plant_1 | alaska agg. | all | gigawatt | 0 | 0 | 0 | 0 | 0 | 0 | 0 | 0 | 0
| california agg. | all | gigawatt | 0.02 | 0.02 | 0.02 | 0.02 | 0.02 | 0.02 | 0.02 | 0.02 | 0.02
| desert southwest agg. | all | gigawatt | 2.02 | 2.02 | 2.02 | 2.02 | 2.02 | 2.02 | 2.02 | 2.02 | 2.02
| florida agg. | all | gigawatt | 0 | 0 | 0 | 0 | 0 | 0 | 0 | 0 | 0
| hawaii agg. | all | gigawatt | 0 | 0 | 0 | 0 | 0 | 0 | 0 | 0 | 0
| louisiana and ozarks agg. | all | gigawatt | 1.29 | 1.29 | 1.29 | 1.29 | 1.29 | 1.29 | 1.29 | 1.29 | 1.29
| lower midwest agg. | all | gigawatt | 30.7 | 30.7 | 30.7 | 30.7 | 30.7 | 30.7 | 30.7 | 30.7 | 30.7
| mid-atlantic and great lakes agg. | all | gigawatt | 0.05 | 0.05 | 0.05 | 0.05 | 0.05 | 0.05 | 0.05 | 0.05 | 0.05
| new england agg. | all | gigawatt | 0.29 | 0.29 | 0.29 | 0.29 | 0.29 | 0.29 | 0.29 | 0.29 | 0.29
| new york agg. | all | gigawatt | 0.1 | 0.1 | 0.1 | 0.1 | 0.1 | 0.1 | 0.1 | 0.1 | 0.1
| pacific northwest agg. | all | gigawatt | 17.55 | 17.55 | 17.55 | 17.55 | 17.55 | 17.55 | 17.55 | 17.55 | 17.55
| rocky mountains agg. | all | gigawatt | 14.91 | 14.91 | 14.91 | 14.91 | 14.91 | 14.91 | 14.91 | 14.91 | 14.91
| southeast agg. | all | gigawatt | 0 | 0 | 0 | 0 | 0 | 0 | 0 | 0 | 0
| texas agg. | all | gigawatt | 19.24 | 19.24 | 19.24 | 19.24 | 19.24 | 19.24 | 19.24 | 19.24 | 19.24
| upper midwest agg. | all | gigawatt | 10.01 | 10.01 | 10.01 | 10.01 | 10.01 | 10.01 | 10.01 | 10.01 | 10.01
| utah/nevada agg. | all | gigawatt | 0.18 | 0.18 | 0.18 | 0.18 | 0.18 | 0.18 | 0.18 | 0.18 | 0.18
onshore wind power plant_2 | alaska agg. | all | gigawatt | 0 | 0 | 0 | 0 | 0 | 0 | 0 | 0 | 0
| california agg. | all | gigawatt | 0 | 0 | 0 | 0 | 0 | 0 | 0 | 0 | 0
| desert southwest agg. | all | gigawatt | 2.09 | 2.09 | 2.09 | 2.09 | 2.09 | 2.09 | 2.09 | 2.09 | 2.09
| florida agg. | all | gigawatt | 0 | 0 | 0 | 0 | 0 | 0 | 0 | 0 | 0
| hawaii agg. | all | gigawatt | 0 | 0 | 0 | 0 | 0 | 0 | 0 | 0 | 0
| louisiana and ozarks agg. | all | gigawatt | 3.51 | 3.51 | 3.51 | 3.51 | 3.51 | 3.51 | 3.51 | 3.51 | 3.51
| lower midwest agg. | all | gigawatt | 78.7 | 78.7 | 78.7 | 78.7 | 78.7 | 78.7 | 78.7 | 78.7 | 78.7
| mid-atlantic and great lakes agg. | all | gigawatt | 0.1 | 0.1 | 0.1 | 0.1 | 0.1 | 0.1 | 0.1 | 0.1 | 0.1
| new england agg. | all | gigawatt | 0.17 | 0.17 | 0.17 | 0.17 | 0.17 | 0.17 | 0.17 | 0.17 | 0.17
| new york agg. | all | gigawatt | 0.07 | 0.07 | 0.07 | 0.07 | 0.07 | 0.07 | 0.07 | 0.07 | 0.07
| pacific northwest agg. | all | gigawatt | 6.48 | 6.48 | 6.48 | 6.48 | 6.48 | 6.48 | 6.48 | 6.48 | 6.48
| rocky mountains agg. | all | gigawatt | 9.77 | 9.77 | 9.77 | 9.77 | 9.77 | 9.77 | 9.77 | 9.77 | 9.77
| southeast agg. | all | gigawatt | 0 | 0 | 0 | 0 | 0 | 0 | 0 | 0 | 0
| texas agg. | all | gigawatt | 46.32 | 46.32 | 46.32 | 46.32 | 46.32 | 46.32 | 46.32 | 46.32 | 46.32
| upper midwest agg. | all | gigawatt | 49.81 | 49.81 | 49.81 | 49.81 | 49.81 | 49.81 | 49.81 | 49.81 | 49.81
| utah/nevada agg. | all | gigawatt | 0.16 | 0.16 | 0.16 | 0.16 | 0.16 | 0.16 | 0.16 | 0.16 | 0.16
onshore wind power plant_3 | alaska agg. | all | gigawatt | 0 | 0 | 0 | 0 | 0 | 0 | 0 | 0 | 0
| california agg. | all | gigawatt | 0 | 0 | 0 | 0 | 0 | 0 | 0 | 0 | 0
| desert southwest agg. | all | gigawatt | 5.28 | 5.28 | 5.28 | 5.28 | 5.28 | 5.28 | 5.28 | 5.28 | 5.28
| florida agg. | all | gigawatt | 0 | 0 | 0 | 0 | 0 | 0 | 0 | 0 | 0
| hawaii agg. | all | gigawatt | 0 | 0 | 0 | 0 | 0 | 0 | 0 | 0 | 0
| louisiana and ozarks agg. | all | gigawatt | 6.99 | 6.99 | 6.99 | 6.99 | 6.99 | 6.99 | 6.99 | 6.99 | 6.99
| lower midwest agg. | all | gigawatt | 112.32 | 112.32 | 112.32 | 112.32 | 112.32 | 112.32 | 112.32 | 112.32 | 112.32
| mid-atlantic and great lakes agg. | all | gigawatt | 0.3 | 0.3 | 0.3 | 0.3 | 0.3 | 0.3 | 0.3 | 0.3 | 0.3
| new england agg. | all | gigawatt | 0.41 | 0.41 | 0.41 | 0.41 | 0.41 | 0.41 | 0.41 | 0.41 | 0.41
| new york agg. | all | gigawatt | 0.27 | 0.27 | 0.27 | 0.27 | 0.27 | 0.27 | 0.27 | 0.27 | 0.27
| pacific northwest agg. | all | gigawatt | 20.83 | 20.83 | 20.83 | 20.83 | 20.83 | 20.83 | 20.83 | 20.83 | 20.83
| rocky mountains agg. | all | gigawatt | 30.25 | 30.25 | 30.25 | 30.25 | 30.25 | 30.25 | 30.25 | 30.25 | 30.25
| southeast agg. | all | gigawatt | 0 | 0 | 0 | 0 | 0 | 0 | 0 | 0 | 0
| texas agg. | all | gigawatt | 75.97 | 75.97 | 75.97 | 75.97 | 75.97 | 75.97 | 75.97 | 75.97 | 75.97
| upper midwest agg. | all | gigawatt | 140.06 | 140.06 | 140.06 | 140.06 | 140.06 | 140.06 | 140.06 | 140.06 | 140.06
| utah/nevada agg. | all | gigawatt | 0.44 | 0.44 | 0.44 | 0.44 | 0.44 | 0.44 | 0.44 | 0.44 | 0.44
onshore wind power plant_4 | alaska agg. | all | gigawatt | 0 | 0 | 0 | 0 | 0 | 0 | 0 | 0 | 0
| california agg. | all | gigawatt | 0.03 | 0.03 | 0.03 | 0.03 | 0.03 | 0.03 | 0.03 | 0.03 | 0.03
| desert southwest agg. | all | gigawatt | 14.38 | 14.38 | 14.38 | 14.38 | 14.38 | 14.38 | 14.38 | 14.38 | 14.38
| florida agg. | all | gigawatt | 0 | 0 | 0 | 0 | 0 | 0 | 0 | 0 | 0
| hawaii agg. | all | gigawatt | 0 | 0 | 0 | 0 | 0 | 0 | 0 | 0 | 0
| louisiana and ozarks agg. | all | gigawatt | 16.74 | 16.74 | 16.74 | 16.74 | 16.74 | 16.74 | 16.74 | 16.74 | 16.74
| lower midwest agg. | all | gigawatt | 204.73 | 204.73 | 204.73 | 204.73 | 204.73 | 204.73 | 204.73 | 204.73 | 204.73
| mid-atlantic and great lakes agg. | all | gigawatt | 2.08 | 2.08 | 2.08 | 2.08 | 2.08 | 2.08 | 2.08 | 2.08 | 2.08
| new england agg. | all | gigawatt | 0.6 | 0.6 | 0.6 | 0.6 | 0.6 | 0.6 | 0.6 | 0.6 | 0.6
| new york agg. | all | gigawatt | 0.69 | 0.69 | 0.69 | 0.69 | 0.69 | 0.69 | 0.69 | 0.69 | 0.69
| pacific northwest agg. | all | gigawatt | 48.48 | 48.48 | 48.48 | 48.48 | 48.48 | 48.48 | 48.48 | 48.48 | 48.48
| rocky mountains agg. | all | gigawatt | 67.04 | 67.04 | 67.04 | 67.04 | 67.04 | 67.04 | 67.04 | 67.04 | 67.04
| southeast agg. | all | gigawatt | 0 | 0 | 0 | 0 | 0 | 0 | 0 | 0 | 0
| texas agg. | all | gigawatt | 104.08 | 104.08 | 104.08 | 104.08 | 104.08 | 104.08 | 104.08 | 104.08 | 104.08
| upper midwest agg. | all | gigawatt | 319.03 | 319.03 | 319.03 | 319.03 | 319.03 | 319.03 | 319.03 | 319.03 | 319.03
| utah/nevada agg. | all | gigawatt | 1.32 | 1.32 | 1.32 | 1.32 | 1.32 | 1.32 | 1.32 | 1.32 | 1.32
onshore wind power plant_5 | alaska agg. | all | gigawatt | 0 | 0 | 0 | 0 | 0 | 0 | 0 | 0 | 0
| california agg. | all | gigawatt | 0.12 | 0.12 | 0.12 | 0.12 | 0.12 | 0.12 | 0.12 | 0.12 | 0.12
| desert southwest agg. | all | gigawatt | 36.49 | 36.49 | 36.49 | 36.49 | 36.49 | 36.49 | 36.49 | 36.49 | 36.49
| florida agg. | all | gigawatt | 0 | 0 | 0 | 0 | 0 | 0 | 0 | 0 | 0
| hawaii agg. | all | gigawatt | 0 | 0 | 0 | 0 | 0 | 0 | 0 | 0 | 0
| louisiana and ozarks agg. | all | gigawatt | 86.07 | 86.07 | 86.07 | 86.07 | 86.07 | 86.07 | 86.07 | 86.07 | 86.07
| lower midwest agg. | all | gigawatt | 359.08 | 359.08 | 359.08 | 359.08 | 359.08 | 359.08 | 359.08 | 359.08 | 359.08
| mid-atlantic and great lakes agg. | all | gigawatt | 24.62 | 24.62 | 24.62 | 24.62 | 24.62 | 24.62 | 24.62 | 24.62 | 24.62
| new england agg. | all | gigawatt | 1.42 | 1.42 | 1.42 | 1.42 | 1.42 | 1.42 | 1.42 | 1.42 | 1.42
| new york agg. | all | gigawatt | 2.42 | 2.42 | 2.42 | 2.42 | 2.42 | 2.42 | 2.42 | 2.42 | 2.42
| pacific northwest agg. | all | gigawatt | 123.26 | 123.26 | 123.26 | 123.26 | 123.26 | 123.26 | 123.26 | 123.26 | 123.26
| rocky mountains agg. | all | gigawatt | 113.42 | 113.42 | 113.42 | 113.42 | 113.42 | 113.42 | 113.42 | 113.42 | 113.42
| southeast agg. | all | gigawatt | 0.02 | 0.02 | 0.02 | 0.02 | 0.02 | 0.02 | 0.02 | 0.02 | 0.02
| texas agg. | all | gigawatt | 186.23 | 186.23 | 186.23 | 186.23 | 186.23 | 186.23 | 186.23 | 186.23 | 186.23
| upper midwest agg. | all | gigawatt | 585.9 | 585.9 | 585.9 | 585.9 | 585.9 | 585.9 | 585.9 | 585.9 | 585.9
| utah/nevada agg. | all | gigawatt | 3.46 | 3.46 | 3.46 | 3.46 | 3.46 | 3.46 | 3.46 | 3.46 | 3.46
onshore wind power plant_6 | alaska agg. | all | gigawatt | 0 | 0 | 0 | 0 | 0 | 0 | 0 | 0 | 0
| california agg. | all | gigawatt | 0.23 | 0.23 | 0.23 | 0.23 | 0.23 | 0.23 | 0.23 | 0.23 | 0.23
| desert southwest agg. | all | gigawatt | 29.76 | 29.76 | 29.76 | 29.76 | 29.76 | 29.76 | 29.76 | 29.76 | 29.76
| florida agg. | all | gigawatt | 0 | 0 | 0 | 0 | 0 | 0 | 0 | 0 | 0
| hawaii agg. | all | gigawatt | 2.47 | 2.47 | 2.47 | 2.47 | 2.47 | 2.47 | 2.47 | 2.47 | 2.47
| louisiana and ozarks agg. | all | gigawatt | 180.7 | 180.7 | 180.7 | 180.7 | 180.7 | 180.7 | 180.7 | 180.7 | 180.7
| lower midwest agg. | all | gigawatt | 224.06 | 224.06 | 224.06 | 224.06 | 224.06 | 224.06 | 224.06 | 224.06 | 224.06
| mid-atlantic and great lakes agg. | all | gigawatt | 116.31 | 116.31 | 116.31 | 116.31 | 116.31 | 116.31 | 116.31 | 116.31 | 116.31
| new england agg. | all | gigawatt | 2.5 | 2.5 | 2.5 | 2.5 | 2.5 | 2.5 | 2.5 | 2.5 | 2.5
| new york agg. | all | gigawatt | 4.32 | 4.32 | 4.32 | 4.32 | 4.32 | 4.32 | 4.32 | 4.32 | 4.32
| pacific northwest agg. | all | gigawatt | 132.66 | 132.66 | 132.66 | 132.66 | 132.66 | 132.66 | 132.66 | 132.66 | 132.66
| rocky mountains agg. | all | gigawatt | 110.71 | 110.71 | 110.71 | 110.71 | 110.71 | 110.71 | 110.71 | 110.71 | 110.71
| southeast agg. | all | gigawatt | 0.03 | 0.03 | 0.03 | 0.03 | 0.03 | 0.03 | 0.03 | 0.03 | 0.03
| texas agg. | all | gigawatt | 185.21 | 185.21 | 185.21 | 185.21 | 185.21 | 185.21 | 185.21 | 185.21 | 185.21
| upper midwest agg. | all | gigawatt | 422.44 | 422.44 | 422.44 | 422.44 | 422.44 | 422.44 | 422.44 | 422.44 | 422.44
| utah/nevada agg. | all | gigawatt | 2.9 | 2.9 | 2.9 | 2.9 | 2.9 | 2.9 | 2.9 | 2.9 | 2.9
onshore wind power plant_7 | alaska agg. | all | gigawatt | 493.35 | 493.35 | 493.35 | 493.35 | 493.35 | 493.35 | 493.35 | 493.35 | 493.35
| california agg. | all | gigawatt | 0.62 | 0.62 | 0.62 | 0.62 | 0.62 | 0.62 | 0.62 | 0.62 | 0.62
| desert southwest agg. | all | gigawatt | 46.97 | 46.97 | 46.97 | 46.97 | 46.97 | 46.97 | 46.97 | 46.97 | 46.97
| florida agg. | all | gigawatt | 0 | 0 | 0 | 0 | 0 | 0 | 0 | 0 | 0
| hawaii agg. | all | gigawatt | 0 | 0 | 0 | 0 | 0 | 0 | 0 | 0 | 0
| louisiana and ozarks agg. | all | gigawatt | 169.49 | 169.49 | 169.49 | 169.49 | 169.49 | 169.49 | 169.49 | 169.49 | 169.49
| lower midwest agg. | all | gigawatt | 130.98 | 130.98 | 130.98 | 130.98 | 130.98 | 130.98 | 130.98 | 130.98 | 130.98
| mid-atlantic and great lakes agg. | all | gigawatt | 122 | 122 | 122 | 122 | 122 | 122 | 122 | 122 | 122
| new england agg. | all | gigawatt | 4.29 | 4.29 | 4.29 | 4.29 | 4.29 | 4.29 | 4.29 | 4.29 | 4.29
| new york agg. | all | gigawatt | 6.85 | 6.85 | 6.85 | 6.85 | 6.85 | 6.85 | 6.85 | 6.85 | 6.85
| pacific northwest agg. | all | gigawatt | 179.29 | 179.29 | 179.29 | 179.29 | 179.29 | 179.29 | 179.29 | 179.29 | 179.29
| rocky mountains agg. | all | gigawatt | 104.66 | 104.66 | 104.66 | 104.66 | 104.66 | 104.66 | 104.66 | 104.66 | 104.66
| southeast agg. | all | gigawatt | 0.17 | 0.17 | 0.17 | 0.17 | 0.17 | 0.17 | 0.17 | 0.17 | 0.17
| texas agg. | all | gigawatt | 210.83 | 210.83 | 210.83 | 210.83 | 210.83 | 210.83 | 210.83 | 210.83 | 210.83
| upper midwest agg. | all | gigawatt | 225.52 | 225.52 | 225.52 | 225.52 | 225.52 | 225.52 | 225.52 | 225.52 | 225.52
| utah/nevada agg. | all | gigawatt | 5.01 | 5.01 | 5.01 | 5.01 | 5.01 | 5.01 | 5.01 | 5.01 | 5.01
transmission-sited solar pv power plant_1 | alaska agg. | all | gigawatt | 0 | 0 | 0 | 0 | 0 | 0 | 0 | 0 | 0
| california agg. | all | gigawatt | 31.94 | 31.94 | 31.94 | 31.94 | 31.94 | 31.94 | 31.94 | 31.94 | 31.94
| desert southwest agg. | all | gigawatt | 1218.21 | 1218.21 | 1218.21 | 1218.21 | 1218.21 | 1218.21 | 1218.21 | 1218.21 | 1218.21
| florida agg. | all | gigawatt | 0 | 0 | 0 | 0 | 0 | 0 | 0 | 0 | 0
| hawaii agg. | all | gigawatt | 0 | 0 | 0 | 0 | 0 | 0 | 0 | 0 | 0
| louisiana and ozarks agg. | all | gigawatt | 26.12 | 26.12 | 26.12 | 26.12 | 26.12 | 26.12 | 26.12 | 26.12 | 26.12
| lower midwest agg. | all | gigawatt | 106.49 | 106.49 | 106.49 | 106.49 | 106.49 | 106.49 | 106.49 | 106.49 | 106.49
| mid-atlantic and great lakes agg. | all | gigawatt | 0 | 0 | 0 | 0 | 0 | 0 | 0 | 0 | 0
| new england agg. | all | gigawatt | 0 | 0 | 0 | 0 | 0 | 0 | 0 | 0 | 0
| new york agg. | all | gigawatt | 0 | 0 | 0 | 0 | 0 | 0 | 0 | 0 | 0
| pacific northwest agg. | all | gigawatt | 0.12 | 0.12 | 0.12 | 0.12 | 0.12 | 0.12 | 0.12 | 0.12 | 0.12
| rocky mountains agg. | all | gigawatt | 0.34 | 0.34 | 0.34 | 0.34 | 0.34 | 0.34 | 0.34 | 0.34 | 0.34
| southeast agg. | all | gigawatt | 0 | 0 | 0 | 0 | 0 | 0 | 0 | 0 | 0
| texas agg. | all | gigawatt | 507.92 | 507.92 | 507.92 | 507.92 | 507.92 | 507.92 | 507.92 | 507.92 | 507.92
| upper midwest agg. | all | gigawatt | 0 | 0 | 0 | 0 | 0 | 0 | 0 | 0 | 0
| utah/nevada agg. | all | gigawatt | 91.09 | 91.09 | 91.09 | 91.09 | 91.09 | 91.09 | 91.09 | 91.09 | 91.09
transmission-sited solar pv power plant_2 | alaska agg. | all | gigawatt | 0 | 0 | 0 | 0 | 0 | 0 | 0 | 0 | 0
| california agg. | all | gigawatt | 153.47 | 153.47 | 153.47 | 153.47 | 153.47 | 153.47 | 153.47 | 153.47 | 153.47
| desert southwest agg. | all | gigawatt | 414.54 | 414.54 | 414.54 | 414.54 | 414.54 | 414.54 | 414.54 | 414.54 | 414.54
| florida agg. | all | gigawatt | 160.89 | 160.89 | 160.89 | 160.89 | 160.89 | 160.89 | 160.89 | 160.89 | 160.89
| hawaii agg. | all | gigawatt | 0 | 0 | 0 | 0 | 0 | 0 | 0 | 0 | 0
| louisiana and ozarks agg. | all | gigawatt | 712.92 | 712.92 | 712.92 | 712.92 | 712.92 | 712.92 | 712.92 | 712.92 | 712.92
| lower midwest agg. | all | gigawatt | 1959.5 | 1959.5 | 1959.5 | 1959.5 | 1959.5 | 1959.5 | 1959.5 | 1959.5 | 1959.5
| mid-atlantic and great lakes agg. | all | gigawatt | 1.25 | 1.25 | 1.25 | 1.25 | 1.25 | 1.25 | 1.25 | 1.25 | 1.25
| new england agg. | all | gigawatt | 0 | 0 | 0 | 0 | 0 | 0 | 0 | 0 | 0
| new york agg. | all | gigawatt | 0 | 0 | 0 | 0 | 0 | 0 | 0 | 0 | 0
| pacific northwest agg. | all | gigawatt | 391.09 | 391.09 | 391.09 | 391.09 | 391.09 | 391.09 | 391.09 | 391.09 | 391.09
| rocky mountains agg. | all | gigawatt | 726.55 | 726.55 | 726.55 | 726.55 | 726.55 | 726.55 | 726.55 | 726.55 | 726.55
| southeast agg. | all | gigawatt | 1443.61 | 1443.61 | 1443.61 | 1443.61 | 1443.61 | 1443.61 | 1443.61 | 1443.61 | 1443.61
| texas agg. | all | gigawatt | 1863.08 | 1863.08 | 1863.08 | 1863.08 | 1863.08 | 1863.08 | 1863.08 | 1863.08 | 1863.08
| upper midwest agg. | all | gigawatt | 435.81 | 435.81 | 435.81 | 435.81 | 435.81 | 435.81 | 435.81 | 435.81 | 435.81
| utah/nevada agg. | all | gigawatt | 250.12 | 250.12 | 250.12 | 250.12 | 250.12 | 250.12 | 250.12 | 250.12 | 250.12
transmission-sited solar pv power plant_3 | alaska agg. | all | gigawatt | 9005.19 | 9005.19 | 9005.19 | 9005.19 | 9005.19 | 9005.19 | 9005.19 | 9005.19 | 9005.19
| california agg. | all | gigawatt | 0.26 | 0.26 | 0.26 | 0.26 | 0.26 | 0.26 | 0.26 | 0.26 | 0.26
| desert southwest agg. | all | gigawatt | 0.01 | 0.01 | 0.01 | 0.01 | 0.01 | 0.01 | 0.01 | 0.01 | 0.01
| florida agg. | all | gigawatt | 0 | 0 | 0 | 0 | 0 | 0 | 0 | 0 | 0
| hawaii agg. | all | gigawatt | 20.67 | 20.67 | 20.67 | 20.67 | 20.67 | 20.67 | 20.67 | 20.67 | 20.67
| louisiana and ozarks agg. | all | gigawatt | 487.54 | 487.54 | 487.54 | 487.54 | 487.54 | 487.54 | 487.54 | 487.54 | 487.54
| lower midwest agg. | all | gigawatt | 120.39 | 120.39 | 120.39 | 120.39 | 120.39 | 120.39 | 120.39 | 120.39 | 120.39
| mid-atlantic and great lakes agg. | all | gigawatt | 1625.91 | 1625.91 | 1625.91 | 1625.91 | 1625.91 | 1625.91 | 1625.91 | 1625.91 | 1625.91
| new england agg. | all | gigawatt | 148.64 | 148.64 | 148.64 | 148.64 | 148.64 | 148.64 | 148.64 | 148.64 | 148.64
| new york agg. | all | gigawatt | 39.16 | 39.16 | 39.16 | 39.16 | 39.16 | 39.16 | 39.16 | 39.16 | 39.16
| pacific northwest agg. | all | gigawatt | 800.35 | 800.35 | 800.35 | 800.35 | 800.35 | 800.35 | 800.35 | 800.35 | 800.35
| rocky mountains agg. | all | gigawatt | 136.74 | 136.74 | 136.74 | 136.74 | 136.74 | 136.74 | 136.74 | 136.74 | 136.74
| southeast agg. | all | gigawatt | 314.71 | 314.71 | 314.71 | 314.71 | 314.71 | 314.71 | 314.71 | 314.71 | 314.71
| texas agg. | all | gigawatt | 0 | 0 | 0 | 0 | 0 | 0 | 0 | 0 | 0
| upper midwest agg. | all | gigawatt | 3466.09 | 3466.09 | 3466.09 | 3466.09 | 3466.09 | 3466.09 | 3466.09 | 3466.09 | 3466.09
| utah/nevada agg. | all | gigawatt | 0.61 | 0.61 | 0.61 | 0.61 | 0.61 | 0.61 | 0.61 | 0.61 | 0.61
transmission-sited solar pv power plant_4 | alaska agg. | all | gigawatt | 0 | 0 | 0 | 0 | 0 | 0 | 0 | 0 | 0
| california agg. | all | gigawatt | 38.84 | 38.84 | 38.84 | 38.84 | 38.84 | 38.84 | 38.84 | 38.84 | 38.84
| desert southwest agg. | all | gigawatt | 1563.59 | 1563.59 | 1563.59 | 1563.59 | 1563.59 | 1563.59 | 1563.59 | 1563.59 | 1563.59
| florida agg. | all | gigawatt | 0 | 0 | 0 | 0 | 0 | 0 | 0 | 0 | 0
| hawaii agg. | all | gigawatt | 0 | 0 | 0 | 0 | 0 | 0 | 0 | 0 | 0
| louisiana and ozarks agg. | all | gigawatt | 33.13 | 33.13 | 33.13 | 33.13 | 33.13 | 33.13 | 33.13 | 33.13 | 33.13
| lower midwest agg. | all | gigawatt | 126.54 | 126.54 | 126.54 | 126.54 | 126.54 | 126.54 | 126.54 | 126.54 | 126.54
| mid-atlantic and great lakes agg. | all | gigawatt | 0 | 0 | 0 | 0 | 0 | 0 | 0 | 0 | 0
| new england agg. | all | gigawatt | 0 | 0 | 0 | 0 | 0 | 0 | 0 | 0 | 0
| new york agg. | all | gigawatt | 0 | 0 | 0 | 0 | 0 | 0 | 0 | 0 | 0
| pacific northwest agg. | all | gigawatt | 0.15 | 0.15 | 0.15 | 0.15 | 0.15 | 0.15 | 0.15 | 0.15 | 0.15
| rocky mountains agg. | all | gigawatt | 0.46 | 0.46 | 0.46 | 0.46 | 0.46 | 0.46 | 0.46 | 0.46 | 0.46
| southeast agg. | all | gigawatt | 0 | 0 | 0 | 0 | 0 | 0 | 0 | 0 | 0
| texas agg. | all | gigawatt | 643.12 | 643.12 | 643.12 | 643.12 | 643.12 | 643.12 | 643.12 | 643.12 | 643.12
| upper midwest agg. | all | gigawatt | 0 | 0 | 0 | 0 | 0 | 0 | 0 | 0 | 0
| utah/nevada agg. | all | gigawatt | 134.84 | 134.84 | 134.84 | 134.84 | 134.84 | 134.84 | 134.84 | 134.84 | 134.84
transmission-sited solar pv power plant_5 | alaska agg. | all | gigawatt | 0 | 0 | 0 | 0 | 0 | 0 | 0 | 0 | 0
| california agg. | all | gigawatt | 304.75 | 304.75 | 304.75 | 304.75 | 304.75 | 304.75 | 304.75 | 304.75 | 304.75
| desert southwest agg. | all | gigawatt | 694.49 | 694.49 | 694.49 | 694.49 | 694.49 | 694.49 | 694.49 | 694.49 | 694.49
| florida agg. | all | gigawatt | 372.93 | 372.93 | 372.93 | 372.93 | 372.93 | 372.93 | 372.93 | 372.93 | 372.93
| hawaii agg. | all | gigawatt | 0 | 0 | 0 | 0 | 0 | 0 | 0 | 0 | 0
| louisiana and ozarks agg. | all | gigawatt | 993.05 | 993.05 | 993.05 | 993.05 | 993.05 | 993.05 | 993.05 | 993.05 | 993.05
| lower midwest agg. | all | gigawatt | 2324.53 | 2324.53 | 2324.53 | 2324.53 | 2324.53 | 2324.53 | 2324.53 | 2324.53 | 2324.53
| mid-atlantic and great lakes agg. | all | gigawatt | 4.9 | 4.9 | 4.9 | 4.9 | 4.9 | 4.9 | 4.9 | 4.9 | 4.9
| new england agg. | all | gigawatt | 0 | 0 | 0 | 0 | 0 | 0 | 0 | 0 | 0
| new york agg. | all | gigawatt | 0 | 0 | 0 | 0 | 0 | 0 | 0 | 0 | 0
| pacific northwest agg. | all | gigawatt | 649.43 | 649.43 | 649.43 | 649.43 | 649.43 | 649.43 | 649.43 | 649.43 | 649.43
| rocky mountains agg. | all | gigawatt | 1092.69 | 1092.69 | 1092.69 | 1092.69 | 1092.69 | 1092.69 | 1092.69 | 1092.69 | 1092.69
| southeast agg. | all | gigawatt | 2076.88 | 2076.88 | 2076.88 | 2076.88 | 2076.88 | 2076.88 | 2076.88 | 2076.88 | 2076.88
| texas agg. | all | gigawatt | 2403.2 | 2403.2 | 2403.2 | 2403.2 | 2403.2 | 2403.2 | 2403.2 | 2403.2 | 2403.2
| upper midwest agg. | all | gigawatt | 500.48 | 500.48 | 500.48 | 500.48 | 500.48 | 500.48 | 500.48 | 500.48 | 500.48
| utah/nevada agg. | all | gigawatt | 610.39 | 610.39 | 610.39 | 610.39 | 610.39 | 610.39 | 610.39 | 610.39 | 610.39
transmission-sited solar pv power plant_6 | alaska agg. | all | gigawatt | 0 | 0 | 0 | 0 | 0 | 0 | 0 | 0 | 0
| california agg. | all | gigawatt | 1.64 | 1.64 | 1.64 | 1.64 | 1.64 | 1.64 | 1.64 | 1.64 | 1.64
| desert southwest agg. | all | gigawatt | 0.03 | 0.03 | 0.03 | 0.03 | 0.03 | 0.03 | 0.03 | 0.03 | 0.03
| florida agg. | all | gigawatt | 0 | 0 | 0 | 0 | 0 | 0 | 0 | 0 | 0
| hawaii agg. | all | gigawatt | 0 | 0 | 0 | 0 | 0 | 0 | 0 | 0 | 0
| louisiana and ozarks agg. | all | gigawatt | 695.12 | 695.12 | 695.12 | 695.12 | 695.12 | 695.12 | 695.12 | 695.12 | 695.12
| lower midwest agg. | all | gigawatt | 193.13 | 193.13 | 193.13 | 193.13 | 193.13 | 193.13 | 193.13 | 193.13 | 193.13
| mid-atlantic and great lakes agg. | all | gigawatt | 2430.05 | 2430.05 | 2430.05 | 2430.05 | 2430.05 | 2430.05 | 2430.05 | 2430.05 | 2430.05
| new england agg. | all | gigawatt | 253.7 | 253.7 | 253.7 | 253.7 | 253.7 | 253.7 | 253.7 | 253.7 | 253.7
| new york agg. | all | gigawatt | 136.37 | 136.37 | 136.37 | 136.37 | 136.37 | 136.37 | 136.37 | 136.37 | 136.37
| pacific northwest agg. | all | gigawatt | 1457.19 | 1457.19 | 1457.19 | 1457.19 | 1457.19 | 1457.19 | 1457.19 | 1457.19 | 1457.19
| rocky mountains agg. | all | gigawatt | 181.21 | 181.21 | 181.21 | 181.21 | 181.21 | 181.21 | 181.21 | 181.21 | 181.21
| southeast agg. | all | gigawatt | 498.42 | 498.42 | 498.42 | 498.42 | 498.42 | 498.42 | 498.42 | 498.42 | 498.42
| texas agg. | all | gigawatt | 0 | 0 | 0 | 0 | 0 | 0 | 0 | 0 | 0
| upper midwest agg. | all | gigawatt | 4032.25 | 4032.25 | 4032.25 | 4032.25 | 4032.25 | 4032.25 | 4032.25 | 4032.25 | 4032.25
| utah/nevada agg. | all | gigawatt | 2.3 | 2.3 | 2.3 | 2.3 | 2.3 | 2.3 | 2.3 | 2.3 | 2.3

## conversion_blend_outputs
blend | tech | maximum blend share | cover | Notes:
co2 utilization blend | direct air capture plant for power to fuels | 1 |  | The conversion tech in column B can produce each of the blend fuels in column A with a maximum share given in column C.
coal blend | biomass pyrolysis | 1
| biomass pyrolysis w/ccu | 1
coke blend | biomass pyrolysis | 1
| biomass pyrolysis w/ccu | 1
diesel blend | biomass ft -> diesel | 1
| biomass ft -> diesel w/ccu | 1
| power - to - liquids | 1
gasoline blend | cellulosic ethanol plant | 1
| corn ethanol plant | 1
| power - to - liquids | 1
hydrogen blend | autothermal reforming hydrogen production w/ccu -> hydrogen blend | 1
| BECCS hydrogen production -> hydrogen blend | 1
| central-station hydrogen electrolysis | 1
| h2 natural gas reformation | 1
jet fuel blend | biomass ft -> diesel | 1
| biomass ft -> diesel w/ccu | 1
| power - to - liquids | 1
lpg blend | biomass ft -> diesel | 1
| biomass ft -> diesel w/ccu | 1
| power - to - liquids | 1
oil blend | biomass pyrolysis | 1
| biomass pyrolysis w/ccu | 1
petroleum coke blend | biomass pyrolysis | 1
| biomass pyrolysis w/ccu | 1
pipeline gas blend | biomass - > sng | 1
| biomass -> sng w/ccu | 1
| central-station hydrogen electrolysis | 0.07
| power-to-gas methanation | 1
residual fossil fuel oil blend | biomass ft -> diesel | 1
| biomass ft -> diesel w/ccu | 1
| power - to - liquids | 1
steam blend | electric boiler | 1
| industrial coal boiler | 1
| industrial distillate fuel oil boiler | 1
| industrial hydrogen boiler | 1
| industrial lpg boiler | 1
| industrial other petroleum boiler | 1
| industrial petroleum coke boiler | 1
| industrial pipeline gas boiler | 1
| industrial residual fuel oil oil boiler | 1
still gas blend | biomass pyrolysis | 1
| biomass pyrolysis w/ccu | 1

## conversion_capital_cost
tech | zone | vintage | unit | REF | E+ | E- | E+ RE+ | E+ RE- | E+ B+ | E- B+ | E+ RE+ B+ | E+ RE- B+ | cover | Notes
BECCS hydrogen production -> hydrogen blend | all | all | 2016 usd/kilowatt | 2599 | 2599 | 2599 | 2599 | 2599 | 2599 | 2599 | 2599 | 2599 |  | Costs are in dollars per unit of produced energy or carbon
autothermal reforming hydrogen production w/ccu -> hydrogen blend | all | all | 2016 usd/kilowatt | 782 | 782 | 782 | 782 | 782 | 782 | 782 | 782 | 782 |  | techs can produce blend fuels as outlined on the conversion_blend_outputs tab
biomass - > sng | all | all | 2016 usd/kilowatt | 2280 | 2280 | 2280 | 2280 | 2280 | 2280 | 2280 | 2280 | 2280 |  | An inflation factor of 4% was used to convert 2016 dollars (seen here) to 2018 dollars (shown elsewhere in the outputs)
biomass -> sng w/ccu | all | all | 2016 usd/kilowatt | 2376 | 2376 | 2376 | 2376 | 2376 | 2376 | 2376 | 2376 | 2376
biomass ft -> diesel | all | all | 2016 usd/kilowatt | 4215 | 4215 | 4215 | 4215 | 4215 | 4215 | 4215 | 4215 | 4215
biomass ft -> diesel w/ccu | all | all | 2016 usd/kilowatt | 4387 | 4387 | 4387 | 4387 | 4387 | 4387 | 4387 | 4387 | 4387
biomass pyrolysis | all | all | 2016 usd/kilowatt | 2491 | 2491 | 2491 | 2491 | 2491 | 2491 | 2491 | 2491 | 2491
biomass pyrolysis w/ccu | all | all | 2016 usd/kilowatt | 3992 | 3992 | 3992 | 3992 | 3992 | 3992 | 3992 | 3992 | 3992
cellulosic ethanol plant | all | all | 2016 usd/kilowatt | 29288 | 29288 | 29288 | 29288 | 29288 | 29288 | 29288 | 29288 | 29288
central-station hydrogen electrolysis | all | 2020 | 2016 usd/kilowatt | 1790 | 1790 | 1790 | 1790 | 1790 | 1790 | 1790 | 1790 | 1790
|  | 2025 | 2016 usd/kilowatt | 1658 | 1658 | 1658 | 1658 | 1658 | 1658 | 1658 | 1658 | 1658
|  | 2030 | 2016 usd/kilowatt | 1436 | 1436 | 1436 | 1436 | 1436 | 1436 | 1436 | 1436 | 1436
|  | 2035 | 2016 usd/kilowatt | 1214 | 1214 | 1214 | 1214 | 1214 | 1214 | 1214 | 1214 | 1214
|  | 2040 | 2016 usd/kilowatt | 993 | 993 | 993 | 993 | 993 | 993 | 993 | 993 | 993
|  | 2045 | 2016 usd/kilowatt | 771 | 771 | 771 | 771 | 771 | 771 | 771 | 771 | 771
|  | 2050 | 2016 usd/kilowatt | 550 | 550 | 550 | 550 | 550 | 550 | 550 | 550 | 550
corn ethanol plant | all | all | 2016 usd/kilowatt | 843 | 843 | 843 | 843 | 843 | 843 | 843 | 843 | 843
direct air capture plant for power to fuels | all | all | 2016 usd/tonne per hour | 18953599 | 18953599 | 18953599 | 18953599 | 18953599 | 18953599 | 18953599 | 18953599 | 18953599
electric boiler | all | all | 2016 usd/kilowatt | 368 | 368 | 368 | 368 | 368 | 368 | 368 | 368 | 368
h2 natural gas reformation | all | all | 2016 usd/kilowatt | 511 | 511 | 511 | 511 | 511 | 511 | 511 | 511 | 511
industrial coal boiler | all | all | 2016 usd/kilowatt | 448 | 448 | 448 | 448 | 448 | 448 | 448 | 448 | 448
industrial distillate fuel oil boiler | all | all | 2016 usd/kilowatt | 292 | 292 | 292 | 292 | 292 | 292 | 292 | 292 | 292
industrial hydrogen boiler | all | all | 2016 usd/kilowatt | 227 | 227 | 227 | 227 | 227 | 227 | 227 | 227 | 227
industrial lpg boiler | all | all | 2016 usd/kilowatt | 292 | 292 | 292 | 292 | 292 | 292 | 292 | 292 | 292
industrial other petroleum boiler | all | all | 2016 usd/kilowatt | 292 | 292 | 292 | 292 | 292 | 292 | 292 | 292 | 292
industrial petroleum coke boiler | all | all | 2016 usd/kilowatt | 448 | 448 | 448 | 448 | 448 | 448 | 448 | 448 | 448
industrial pipeline gas boiler | all | all | 2016 usd/kilowatt | 175 | 175 | 175 | 175 | 175 | 175 | 175 | 175 | 175
industrial residual fuel oil oil boiler | all | all | 2016 usd/kilowatt | 292 | 292 | 292 | 292 | 292 | 292 | 292 | 292 | 292
power - to - liquids | all | all | 2016 usd/kilowatt | 952 | 952 | 952 | 952 | 952 | 952 | 952 | 952 | 952
power-to-gas methanation | all | 2020 | 2016 usd/kilowatt | 2200 | 2200 | 2200 | 2200 | 2200 | 2200 | 2200 | 2200 | 2200
|  | 2025 | 2016 usd/kilowatt | 2035 | 2035 | 2035 | 2035 | 2035 | 2035 | 2035 | 2035 | 2035
|  | 2030 | 2016 usd/kilowatt | 1760 | 1760 | 1760 | 1760 | 1760 | 1760 | 1760 | 1760 | 1760
|  | 2035 | 2016 usd/kilowatt | 1576 | 1576 | 1576 | 1576 | 1576 | 1576 | 1576 | 1576 | 1576
|  | 2040 | 2016 usd/kilowatt | 1452 | 1452 | 1452 | 1452 | 1452 | 1452 | 1452 | 1452 | 1452
|  | 2045 | 2016 usd/kilowatt | 1328 | 1328 | 1328 | 1328 | 1328 | 1328 | 1328 | 1328 | 1328
|  | 2050 | 2016 usd/kilowatt | 1205 | 1205 | 1205 | 1205 | 1205 | 1205 | 1205 | 1205 | 1205

## conversion_fixed_om
tech | zone | vintage | unit | REF | E+ | E- | E+ RE+ | E+ RE- | E+ B+ | E- B+ | E+ RE+ B+ | E+ RE- B+ | cover | Notes:
BECCS hydrogen production -> hydrogen blend | all | all | 2016 usd/kilowatt | 18 | 18 | 18 | 18 | 18 | 18 | 18 | 18 | 18 |  | Costs are in dollars per unit capacity of produced energy or carbon
autothermal reforming hydrogen production w/ccu -> hydrogen blend | all | all | 2016 usd/kilowatt | 20 | 20 | 20 | 20 | 20 | 20 | 20 | 20 | 20 |  | techs can produce blend fuels as outlined on the conversion_blend_outputs tab
biomass - > sng | all | all | 2016 usd/kilowatt | 114 | 114 | 114 | 114 | 114 | 114 | 114 | 114 | 114 |  | An inflation factor of 4% was used to convert 2016 dollars (seen here) to 2018 dollars (shown elsewhere in the outputs)
biomass -> sng w/ccu | all | all | 2016 usd/kilowatt | 141 | 141 | 141 | 141 | 141 | 141 | 141 | 141 | 141
biomass ft -> diesel | all | all | 2016 usd/kilowatt | 204 | 204 | 204 | 204 | 204 | 204 | 204 | 204 | 204
biomass ft -> diesel w/ccu | all | all | 2016 usd/kilowatt | 207 | 207 | 207 | 207 | 207 | 207 | 207 | 207 | 207
biomass pyrolysis | all | all | 2016 usd/kilowatt | 98 | 98 | 98 | 98 | 98 | 98 | 98 | 98 | 98
biomass pyrolysis w/ccu | all | all | 2016 usd/kilowatt | 156 | 156 | 156 | 156 | 156 | 156 | 156 | 156 | 156
central-station hydrogen electrolysis | all | 2020.0 | 2016 usd/kilowatt | 63 | 63 | 63 | 63 | 63 | 63 | 63 | 63 | 63
|  | 2025.0 | 2016 usd/kilowatt | 60 | 60 | 60 | 60 | 60 | 60 | 60 | 60 | 60
|  | 2030.0 | 2016 usd/kilowatt | 55 | 55 | 55 | 55 | 55 | 55 | 55 | 55 | 55
|  | 2035.0 | 2016 usd/kilowatt | 50 | 50 | 50 | 50 | 50 | 50 | 50 | 50 | 50
|  | 2040.0 | 2016 usd/kilowatt | 44 | 44 | 44 | 44 | 44 | 44 | 44 | 44 | 44
|  | 2045.0 | 2016 usd/kilowatt | 39 | 39 | 39 | 39 | 39 | 39 | 39 | 39 | 39
|  | 2050.0 | 2016 usd/kilowatt | 34 | 34 | 34 | 34 | 34 | 34 | 34 | 34 | 34
corn ethanol plant | all | all | 2016 usd/kilowatt | 31 | 31 | 31 | 31 | 31 | 31 | 31 | 31 | 31
direct air capture plant for power to fuels | all | all | 2016 usd/tonne per hour | 697837 | 697837 | 697837 | 697837 | 697837 | 697837 | 697837 | 697837 | 697837
h2 natural gas reformation | all | all | 2016 usd/kilowatt | 18 | 18 | 18 | 18 | 18 | 18 | 18 | 18 | 18
power - to - liquids | all | 2020.0 | 2016 usd/kilowatt | 55 | 55 | 55 | 55 | 55 | 55 | 55 | 55 | 55
|  | 2025.0 | 2016 usd/kilowatt | 51 | 51 | 51 | 51 | 51 | 51 | 51 | 51 | 51
|  | 2030.0 | 2016 usd/kilowatt | 46 | 46 | 46 | 46 | 46 | 46 | 46 | 46 | 46
|  | 2035.0 | 2016 usd/kilowatt | 42 | 42 | 42 | 42 | 42 | 42 | 42 | 42 | 42
|  | 2040.0 | 2016 usd/kilowatt | 37 | 37 | 37 | 37 | 37 | 37 | 37 | 37 | 37
|  | 2045.0 | 2016 usd/kilowatt | 33 | 33 | 33 | 33 | 33 | 33 | 33 | 33 | 33
|  | 2050.0 | 2016 usd/kilowatt | 28 | 28 | 28 | 28 | 28 | 28 | 28 | 28 | 28
power-to-gas methanation | all | 2020.0 | 2016 usd/kilowatt | 186 | 186 | 186 | 186 | 186 | 186 | 186 | 186 | 186
|  | 2025.0 | 2016 usd/kilowatt | 167 | 167 | 167 | 167 | 167 | 167 | 167 | 167 | 167
|  | 2030.0 | 2016 usd/kilowatt | 136 | 136 | 136 | 136 | 136 | 136 | 136 | 136 | 136
|  | 2035.0 | 2016 usd/kilowatt | 118 | 118 | 118 | 118 | 118 | 118 | 118 | 118 | 118
|  | 2040.0 | 2016 usd/kilowatt | 109 | 109 | 109 | 109 | 109 | 109 | 109 | 109 | 109
|  | 2045.0 | 2016 usd/kilowatt | 100 | 100 | 100 | 100 | 100 | 100 | 100 | 100 | 100
|  | 2050.0 | 2016 usd/kilowatt | 91 | 91 | 91 | 91 | 91 | 91 | 91 | 91 | 91

## conversion_variable_om
tech | zone | vintage | unit | REF | E+ | E- | E+ RE+ | E+ RE- | E+ B+ | E- B+ | E+ RE+ B+ | E+ RE- B+ | cover | Notes:
BECCS hydrogen production -> hydrogen blend | all | all | 2016 usd/mmbtu | 3.3 | 3.3 | 3.3 | 3.3 | 3.3 | 3.3 | 3.3 | 3.3 | 3.3 |  | Costs are in dollars per unit of energy or carbon output
autothermal reforming hydrogen production w/ccu -> hydrogen blend | all | all | 2016 usd/mmbtu | 0 | 0 | 0 | 0 | 0 | 0 | 0 | 0 | 0 |  | Some sources embed variable O&M with fixed O&M assuming a certain annual utilization
biomass - > sng | all | all | 2016 usd/mmbtu | 0 | 0 | 0 | 0 | 0 | 0 | 0 | 0 | 0 |  | An inflation factor of 4% was used to convert 2016 dollars (seen here) to 2018 dollars (shown elsewhere in the outputs)
biomass -> sng w/ccu | all | all | 2016 usd/mmbtu | 0 | 0 | 0 | 0 | 0 | 0 | 0 | 0 | 0
biomass ft -> diesel | all | all | 2016 usd/mmbtu | 5.4 | 5.4 | 5.4 | 5.4 | 5.4 | 5.4 | 5.4 | 5.4 | 5.4
biomass ft -> diesel w/ccu | all | all | 2016 usd/mmbtu | 6.7 | 6.7 | 6.7 | 6.7 | 6.7 | 6.7 | 6.7 | 6.7 | 6.7
biomass pyrolysis | all | all | 2016 usd/mmbtu | 5.2 | 5.2 | 5.2 | 5.2 | 5.2 | 5.2 | 5.2 | 5.2 | 5.2
biomass pyrolysis w/ccu | all | all | 2016 usd/mmbtu | 5.2 | 5.2 | 5.2 | 5.2 | 5.2 | 5.2 | 5.2 | 5.2 | 5.2
cellulosic ethanol plant | all | all | 2016 usd/mmbtu | 0 | 0 | 0 | 0 | 0 | 0 | 0 | 0 | 0
central-station hydrogen electrolysis | all | all | 2016 usd/mmbtu | 0.1 | 0.1 | 0.1 | 0.1 | 0.1 | 0.1 | 0.1 | 0.1 | 0.1
corn ethanol plant | all | all | 2016 usd/mmbtu | 1.9 | 1.9 | 1.9 | 1.9 | 1.9 | 1.9 | 1.9 | 1.9 | 1.9
direct air capture plant for power to fuels | all | all | 2016 usd/tonne | 4.3 | 4.3 | 4.3 | 4.3 | 4.3 | 4.3 | 4.3 | 4.3 | 4.3
electric boiler | all | all | 2016 usd/mmbtu | 0 | 0 | 0 | 0 | 0 | 0 | 0 | 0 | 0
h2 natural gas reformation | all | all | 2016 usd/mmbtu | 0.3 | 0.3 | 0.3 | 0.3 | 0.3 | 0.3 | 0.3 | 0.3 | 0.3
industrial coal boiler | all | all | 2016 usd/mmbtu | 0 | 0 | 0 | 0 | 0 | 0 | 0 | 0 | 0
industrial distillate fuel oil boiler | all | all | 2016 usd/mmbtu | 0 | 0 | 0 | 0 | 0 | 0 | 0 | 0 | 0
industrial hydrogen boiler | all | all | 2016 usd/mmbtu | 0 | 0 | 0 | 0 | 0 | 0 | 0 | 0 | 0
industrial lpg boiler | all | all | 2016 usd/mmbtu | 0 | 0 | 0 | 0 | 0 | 0 | 0 | 0 | 0
industrial other petroleum boiler | all | all | 2016 usd/mmbtu | 0 | 0 | 0 | 0 | 0 | 0 | 0 | 0 | 0
industrial petroleum coke boiler | all | all | 2016 usd/mmbtu | 0 | 0 | 0 | 0 | 0 | 0 | 0 | 0 | 0
industrial pipeline gas boiler | all | all | 2016 usd/mmbtu | 0 | 0 | 0 | 0 | 0 | 0 | 0 | 0 | 0
industrial residual fuel oil oil boiler | all | all | 2016 usd/mmbtu | 0 | 0 | 0 | 0 | 0 | 0 | 0 | 0 | 0
power - to - liquids | all | all | 2016 usd/mmbtu | 0.6 | 0.6 | 0.6 | 0.6 | 0.6 | 0.6 | 0.6 | 0.6 | 0.6
power-to-gas methanation | all | all | 2016 usd/mmbtu | 0 | 0 | 0 | 0 | 0 | 0 | 0 | 0 | 0

## conversion_efficiency
tech | zone | vintage | unit | blend_in | REF | E+ | E- | E+ RE+ | E+ RE- | E+ B+ | E- B+ | E+ RE+ B+ | E+ RE- B+ | cover | Notes:
BECCS hydrogen production -> hydrogen blend | all | all | energy in/energy out | biomass blend - solids | 1.775 | 1.775 | 1.775 | 1.775 | 1.775 | 1.775 | 1.775 | 1.775 | 1.775 |  | blend_out is mapped on the sheet conversion_blend_outputs with the ratio between output blends solved for by the model
|  |  |  | electricity | -0.027 | -0.027 | -0.027 | -0.027 | -0.027 | -0.027 | -0.027 | -0.027 | -0.027 |  | all units are per unit of blend_out
|  |  | kilogram/mmbtu | co2 utilization blend | -142.211 | -142.211 | -142.211 | -142.211 | -142.211 | -142.211 | -142.211 | -142.211 | -142.211 |  | conversion efficiencies are given based on HHV
autothermal reforming hydrogen production w/ccu -> hydrogen blend | all | all | energy in/energy out | electricity | 0.048 | 0.048 | 0.048 | 0.048 | 0.048 | 0.048 | 0.048 | 0.048 | 0.048 |  | negative numbers represent co-products that are produced alongside the output blend
|  |  |  | pipeline gas blend | 1.203 | 1.203 | 1.203 | 1.203 | 1.203 | 1.203 | 1.203 | 1.203 | 1.203 |  | postive numbers represent inputs that are required to produce the output blend
|  |  | kilogram/mmbtu | co2 utilization blend | -55.3 | -55.3 | -55.3 | -55.3 | -55.3 | -55.3 | -55.3 | -55.3 | -55.3
biomass - > sng | all | all | energy in/energy out | biomass blend - solids | 1.515 | 1.515 | 1.515 | 1.515 | 1.515 | 1.515 | 1.515 | 1.515 | 1.515
|  |  |  | electricity | 0.021 | 0.021 | 0.021 | 0.021 | 0.021 | 0.021 | 0.021 | 0.021 | 0.021
biomass -> sng w/ccu | all | all | energy in/energy out | biomass blend - solids | 1.55 | 1.55 | 1.55 | 1.55 | 1.55 | 1.55 | 1.55 | 1.55 | 1.55
|  |  |  | electricity | 0.021 | 0.021 | 0.021 | 0.021 | 0.021 | 0.021 | 0.021 | 0.021 | 0.021
|  |  | kilogram/mmbtu | co2 utilization blend | -48.6 | -48.6 | -48.6 | -48.6 | -48.6 | -48.6 | -48.6 | -48.6 | -48.6
biomass ft -> diesel | all | all | energy in/energy out | biomass blend - solids | 1.961 | 1.961 | 1.961 | 1.961 | 1.961 | 1.961 | 1.961 | 1.961 | 1.961
|  |  |  | electricity | 0 | 0 | 0 | 0 | 0 | 0 | 0 | 0 | 0
biomass ft -> diesel w/ccu | all | all | energy in/energy out | biomass blend - solids | 1.961 | 1.961 | 1.961 | 1.961 | 1.961 | 1.961 | 1.961 | 1.961 | 1.961
|  |  |  | electricity | 0 | 0 | 0 | 0 | 0 | 0 | 0 | 0 | 0
|  |  | kilogram/mmbtu | co2 utilization blend | -89.619 | -89.619 | -89.619 | -89.619 | -89.619 | -89.619 | -89.619 | -89.619 | -89.619
biomass pyrolysis | all | all | energy in/energy out | biomass blend - solids | 1.541 | 1.541 | 1.541 | 1.541 | 1.541 | 1.541 | 1.541 | 1.541 | 1.541
|  |  |  | electricity | -0.117 | -0.117 | -0.117 | -0.117 | -0.117 | -0.117 | -0.117 | -0.117 | -0.117
biomass pyrolysis w/ccu | all | all | energy in/energy out | biomass blend - solids | 1.541 | 1.541 | 1.541 | 1.541 | 1.541 | 1.541 | 1.541 | 1.541 | 1.541
|  |  |  | electricity | -0.028 | -0.028 | -0.028 | -0.028 | -0.028 | -0.028 | -0.028 | -0.028 | -0.028
|  |  | kilogram/mmbtu | co2 utilization blend | -77.969 | -77.969 | -77.969 | -77.969 | -77.969 | -77.969 | -77.969 | -77.969 | -77.969
cellulosic ethanol plant | all | all | energy in/energy out | biomass blend - solids | 2.27 | 2.27 | 2.27 | 2.27 | 2.27 | 2.27 | 2.27 | 2.27 | 2.27
|  |  |  | pipeline gas blend | -0.035 | -0.035 | -0.035 | -0.035 | -0.035 | -0.035 | -0.035 | -0.035 | -0.035
central-station hydrogen electrolysis | all | all | energy in/energy out | electricity | 1.282 | 1.282 | 1.282 | 1.282 | 1.282 | 1.282 | 1.282 | 1.282 | 1.282
corn ethanol plant | all | all | energy in/energy out | biomass blend - corn | 2 | 2 | 2 | 2 | 2 | 2 | 2 | 2 | 2
|  |  |  | coal blend | 0.025 | 0.025 | 0.025 | 0.025 | 0.025 | 0.025 | 0.025 | 0.025 | 0.025
|  |  |  | diesel blend | 0 | 0 | 0 | 0 | 0 | 0 | 0 | 0 | 0
|  |  |  | electricity | 0.034 | 0.034 | 0.034 | 0.034 | 0.034 | 0.034 | 0.034 | 0.034 | 0.034
|  |  |  | pipeline gas blend | 0.298 | 0.298 | 0.298 | 0.298 | 0.298 | 0.298 | 0.298 | 0.298 | 0.298
direct air capture plant for power to fuels | all | all | mmbtu/tonne | electricity | 6.8 | 6.8 | 6.8 | 6.8 | 6.8 | 6.8 | 6.8 | 6.8 | 6.8
electric boiler | all | all | energy in/energy out | electricity | 1.035 | 1.035 | 1.035 | 1.035 | 1.035 | 1.035 | 1.035 | 1.035 | 1.035
h2 natural gas reformation | all | all | energy in/energy out | electricity | 0 | 0 | 0 | 0 | 0 | 0 | 0 | 0 | 0
|  |  |  | pipeline gas blend | 1.233 | 1.233 | 1.233 | 1.233 | 1.233 | 1.233 | 1.233 | 1.233 | 1.233
industrial coal boiler | all | all | energy in/energy out | coal blend | 1.4 | 1.4 | 1.4 | 1.4 | 1.4 | 1.4 | 1.4 | 1.4 | 1.4
industrial distillate fuel oil boiler | all | all | energy in/energy out | diesel blend | 1.053 | 1.053 | 1.053 | 1.053 | 1.053 | 1.053 | 1.053 | 1.053 | 1.053
industrial hydrogen boiler | all | all | energy in/energy out | electricity | 0.001 | 0.001 | 0.001 | 0.001 | 0.001 | 0.001 | 0.001 | 0.001 | 0.001
|  |  |  | hydrogen blend | 1.077 | 1.077 | 1.077 | 1.077 | 1.077 | 1.077 | 1.077 | 1.077 | 1.077
industrial lpg boiler | all | all | energy in/energy out | lpg blend | 1.052 | 1.052 | 1.052 | 1.052 | 1.052 | 1.052 | 1.052 | 1.052 | 1.052
industrial other petroleum boiler | all | all | energy in/energy out | oil blend | 1.053 | 1.053 | 1.053 | 1.053 | 1.053 | 1.053 | 1.053 | 1.053 | 1.053
industrial petroleum coke boiler | all | all | energy in/energy out | petroleum coke blend | 1.111 | 1.111 | 1.111 | 1.111 | 1.111 | 1.111 | 1.111 | 1.111 | 1.111
industrial pipeline gas boiler | all | all | energy in/energy out | electricity | 0.001 | 0.001 | 0.001 | 0.001 | 0.001 | 0.001 | 0.001 | 0.001 | 0.001
|  |  |  | pipeline gas blend | 1.077 | 1.077 | 1.077 | 1.077 | 1.077 | 1.077 | 1.077 | 1.077 | 1.077
industrial residual fuel oil oil boiler | all | all | energy in/energy out | residual fossil fuel oil blend | 1.053 | 1.053 | 1.053 | 1.053 | 1.053 | 1.053 | 1.053 | 1.053 | 1.053
power - to - liquids | all | all | energy in/energy out | hydrogen blend | 1.47 | 1.47 | 1.47 | 1.47 | 1.47 | 1.47 | 1.47 | 1.47 | 1.47
|  |  | kilogram/mmbtu | co2 utilization blend | 70.9 | 70.9 | 70.9 | 70.9 | 70.9 | 70.9 | 70.9 | 70.9 | 70.9
power-to-gas methanation | all | all | energy in/energy out | hydrogen blend | 1.25 | 1.25 | 1.25 | 1.25 | 1.25 | 1.25 | 1.25 | 1.25 | 1.25
|  |  | kilogram/mmbtu | co2 utilization blend | 53.06 | 53.06 | 53.06 | 53.06 | 53.06 | 53.06 | 53.06 | 53.06 | 53.06

## fuel_cost
product | zone | year | unit | REF | E+ | E- | E+ RE+ | E+ RE- | E+ B+ | E- B+ | E+ RE+ B+ | E+ RE- B+ | cover | Notes:
biomass primary - corn_4 | all | all | 2016 usd/mmbtu | 2.6 | 2.6 | 2.6 | 2.6 | 2.6 | 2.6 | 2.6 | 2.6 | 2.6 |  | RE+ scenarios are implemented with a high penalty on fossil use in 2050 (shown) rather than a hard constraint
biomass primary - herbaceous_100 | all | all | 2016 usd/mmbtu | 5.9 | 5.9 | 5.9 | 5.9 | 5.9 | 5.9 | 5.9 | 5.9 | 5.9 |  | RE+ scenarios have a very high cost for geologic sequestration by scenario design
biomass primary - herbaceous_105 | all | all | 2016 usd/mmbtu | 6.2 | 6.2 | 6.2 | 6.2 | 6.2 | 6.2 | 6.2 | 6.2 | 6.2 |  | An inflation factor of 4% was used to convert 2016 dollars (seen here) to 2018 dollars (shown elsewhere in the outputs)
biomass primary - herbaceous_110 | all | all | 2016 usd/mmbtu | 6.4 | 6.4 | 6.4 | 6.4 | 6.4 | 6.4 | 6.4 | 6.4 | 6.4
biomass primary - herbaceous_115 | all | all | 2016 usd/mmbtu | 6.7 | 6.7 | 6.7 | 6.7 | 6.7 | 6.7 | 6.7 | 6.7 | 6.7
biomass primary - herbaceous_120 | all | all | 2016 usd/mmbtu | 7 | 7 | 7 | 7 | 7 | 7 | 7 | 7 | 7
biomass primary - herbaceous_125 | all | all | 2016 usd/mmbtu | 7.3 | 7.3 | 7.3 | 7.3 | 7.3 | 7.3 | 7.3 | 7.3 | 7.3
biomass primary - herbaceous_130 | all | all | 2016 usd/mmbtu | 7.6 | 7.6 | 7.6 | 7.6 | 7.6 | 7.6 | 7.6 | 7.6 | 7.6
biomass primary - herbaceous_135 | all | all | 2016 usd/mmbtu | 7.9 | 7.9 | 7.9 | 7.9 | 7.9 | 7.9 | 7.9 | 7.9 | 7.9
biomass primary - herbaceous_140 | all | all | 2016 usd/mmbtu | 8.2 | 8.2 | 8.2 | 8.2 | 8.2 | 8.2 | 8.2 | 8.2 | 8.2
biomass primary - herbaceous_145 | all | all | 2016 usd/mmbtu | 8.5 | 8.5 | 8.5 | 8.5 | 8.5 | 8.5 | 8.5 | 8.5 | 8.5
biomass primary - herbaceous_150 | all | all | 2016 usd/mmbtu | 8.8 | 8.8 | 8.8 | 8.8 | 8.8 | 8.8 | 8.8 | 8.8 | 8.8
biomass primary - herbaceous_50 | all | all | 2016 usd/mmbtu | 2.9 | 2.9 | 2.9 | 2.9 | 2.9 | 2.9 | 2.9 | 2.9 | 2.9
biomass primary - herbaceous_75 | all | all | 2016 usd/mmbtu | 4.2 | 4.2 | 4.2 | 4.2 | 4.2 | 4.2 | 4.2 | 4.2 | 4.2
biomass primary - herbaceous_80 | all | all | 2016 usd/mmbtu | 4.7 | 4.7 | 4.7 | 4.7 | 4.7 | 4.7 | 4.7 | 4.7 | 4.7
biomass primary - herbaceous_85 | all | all | 2016 usd/mmbtu | 5 | 5 | 5 | 5 | 5 | 5 | 5 | 5 | 5
biomass primary - herbaceous_90 | all | all | 2016 usd/mmbtu | 5.3 | 5.3 | 5.3 | 5.3 | 5.3 | 5.3 | 5.3 | 5.3 | 5.3
biomass primary - herbaceous_95 | all | all | 2016 usd/mmbtu | 5.6 | 5.6 | 5.6 | 5.6 | 5.6 | 5.6 | 5.6 | 5.6 | 5.6
biomass primary - herbaceous_99 | all | all | 2016 usd/mmbtu | 5.8 | 5.8 | 5.8 | 5.8 | 5.8 | 5.8 | 5.8 | 5.8 | 5.8
biomass primary - waste_100 | all | all | 2016 usd/mmbtu | 5.9 | 5.9 | 5.9 | 5.9 | 5.9 | 5.9 | 5.9 | 5.9 | 5.9
biomass primary - waste_25 | all | all | 2016 usd/mmbtu | 1.5 | 1.5 | 1.5 | 1.5 | 1.5 | 1.5 | 1.5 | 1.5 | 1.5
biomass primary - waste_30 | all | all | 2016 usd/mmbtu | 1.8 | 1.8 | 1.8 | 1.8 | 1.8 | 1.8 | 1.8 | 1.8 | 1.8
biomass primary - waste_40 | all | all | 2016 usd/mmbtu | 2.3 | 2.3 | 2.3 | 2.3 | 2.3 | 2.3 | 2.3 | 2.3 | 2.3
biomass primary - waste_50 | all | all | 2016 usd/mmbtu | 2.9 | 2.9 | 2.9 | 2.9 | 2.9 | 2.9 | 2.9 | 2.9 | 2.9
biomass primary - waste_60 | all | all | 2016 usd/mmbtu | 3.5 | 3.5 | 3.5 | 3.5 | 3.5 | 3.5 | 3.5 | 3.5 | 3.5
biomass primary - waste_70 | all | all | 2016 usd/mmbtu | 4.1 | 4.1 | 4.1 | 4.1 | 4.1 | 4.1 | 4.1 | 4.1 | 4.1
biomass primary - waste_80 | all | all | 2016 usd/mmbtu | 4.7 | 4.7 | 4.7 | 4.7 | 4.7 | 4.7 | 4.7 | 4.7 | 4.7
biomass primary - waste_90 | all | all | 2016 usd/mmbtu | 5.3 | 5.3 | 5.3 | 5.3 | 5.3 | 5.3 | 5.3 | 5.3 | 5.3
biomass primary - wood_100 | all | all | 2016 usd/mmbtu | 5.9 | 5.9 | 5.9 | 5.9 | 5.9 | 5.9 | 5.9 | 5.9 | 5.9
biomass primary - wood_105 | all | all | 2016 usd/mmbtu | 6.2 | 6.2 | 6.2 | 6.2 | 6.2 | 6.2 | 6.2 | 6.2 | 6.2
biomass primary - wood_110 | all | all | 2016 usd/mmbtu | 6.4 | 6.4 | 6.4 | 6.4 | 6.4 | 6.4 | 6.4 | 6.4 | 6.4
biomass primary - wood_115 | all | all | 2016 usd/mmbtu | 6.7 | 6.7 | 6.7 | 6.7 | 6.7 | 6.7 | 6.7 | 6.7 | 6.7
biomass primary - wood_120 | all | all | 2016 usd/mmbtu | 7 | 7 | 7 | 7 | 7 | 7 | 7 | 7 | 7
biomass primary - wood_125 | all | all | 2016 usd/mmbtu | 7.3 | 7.3 | 7.3 | 7.3 | 7.3 | 7.3 | 7.3 | 7.3 | 7.3
biomass primary - wood_130 | all | all | 2016 usd/mmbtu | 7.6 | 7.6 | 7.6 | 7.6 | 7.6 | 7.6 | 7.6 | 7.6 | 7.6
biomass primary - wood_135 | all | all | 2016 usd/mmbtu | 7.9 | 7.9 | 7.9 | 7.9 | 7.9 | 7.9 | 7.9 | 7.9 | 7.9
biomass primary - wood_140 | all | all | 2016 usd/mmbtu | 8.2 | 8.2 | 8.2 | 8.2 | 8.2 | 8.2 | 8.2 | 8.2 | 8.2
biomass primary - wood_50 | all | all | 2016 usd/mmbtu | 2.9 | 2.9 | 2.9 | 2.9 | 2.9 | 2.9 | 2.9 | 2.9 | 2.9
biomass primary - wood_70 | all | all | 2016 usd/mmbtu | 4.1 | 4.1 | 4.1 | 4.1 | 4.1 | 4.1 | 4.1 | 4.1 | 4.1
biomass primary - wood_75 | all | all | 2016 usd/mmbtu | 4.4 | 4.4 | 4.4 | 4.4 | 4.4 | 4.4 | 4.4 | 4.4 | 4.4
biomass primary - wood_80 | all | all | 2016 usd/mmbtu | 4.7 | 4.7 | 4.7 | 4.7 | 4.7 | 4.7 | 4.7 | 4.7 | 4.7
biomass primary - wood_85 | all | all | 2016 usd/mmbtu | 5 | 5 | 5 | 5 | 5 | 5 | 5 | 5 | 5
biomass primary - wood_90 | all | all | 2016 usd/mmbtu | 5.3 | 5.3 | 5.3 | 5.3 | 5.3 | 5.3 | 5.3 | 5.3 | 5.3
biomass primary - wood_95 | all | all | 2016 usd/mmbtu | 5.6 | 5.6 | 5.6 | 5.6 | 5.6 | 5.6 | 5.6 | 5.6 | 5.6
biomass sequestration | all | all | 2016 usd/mmbtu | 0 | 0 | 0 | 0 | 0 | 0 | 0 | 0 | 0
carbon sequestration_1 | all | 2020 | 2016 usd/tonne | -10 | -10 | -10 |  | -10 | -10 | -10 |  | -10
|  | 2025 | 2016 usd/tonne | -7.5 | -7.5 | -7.5 |  | -7.5 | -7.5 | -7.5 |  | -7.5
|  | 2030 | 2016 usd/tonne | -5 | -5 | -5 |  | -5 | -5 | -5 |  | -5
|  | 2035 | 2016 usd/tonne | 2.5 | 2.5 | 2.5 |  | 2.5 | 2.5 | 2.5 |  | 2.5
|  | 2040 | 2016 usd/tonne | 10 | 10 | 10 |  | 10 | 10 | 10 |  | 10
|  | 2045 | 2016 usd/tonne | 12.5 | 12.5 | 12.5 |  | 12.5 | 12.5 | 12.5 |  | 12.5
|  | 2050 | 2016 usd/tonne | 15 | 15 | 15 |  | 15 | 15 | 15 |  | 15
|  | all | 2016 usd/tonne |  |  |  | 2000 |  |  |  | 2000
carbon sequestration_2 | all | 2020 | 2016 usd/tonne | 0 | 0 | 0 |  | 0 | 0 | 0 |  | 0
|  | 2025 | 2016 usd/tonne | 2.5 | 2.5 | 2.5 |  | 2.5 | 2.5 | 2.5 |  | 2.5
|  | 2030 | 2016 usd/tonne | 5 | 5 | 5 |  | 5 | 5 | 5 |  | 5
|  | 2035 | 2016 usd/tonne | 10 | 10 | 10 |  | 10 | 10 | 10 |  | 10
|  | 2040 | 2016 usd/tonne | 15 | 15 | 15 |  | 15 | 15 | 15 |  | 15
|  | 2045 | 2016 usd/tonne | 16 | 16 | 16 |  | 16 | 16 | 16 |  | 16
|  | 2050 | 2016 usd/tonne | 17 | 17 | 17 |  | 17 | 17 | 17 |  | 17
|  | all | 2016 usd/tonne |  |  |  | 2000 |  |  |  | 2000
carbon sequestration_3 | all | 2020 | 2016 usd/tonne | 10 | 10 | 10 |  | 10 | 10 | 10 |  | 10
|  | 2025 | 2016 usd/tonne | 12.5 | 12.5 | 12.5 |  | 12.5 | 12.5 | 12.5 |  | 12.5
|  | 2030 | 2016 usd/tonne | 15 | 15 | 15 |  | 15 | 15 | 15 |  | 15
|  | 2035 | 2016 usd/tonne | 17 | 17 | 17 |  | 17 | 17 | 17 |  | 17
|  | 2040 | 2016 usd/tonne | 19 | 19 | 19 |  | 19 | 19 | 19 |  | 19
|  | 2045 | 2016 usd/tonne | 19 | 19 | 19 |  | 19 | 19 | 19 |  | 19
|  | 2050 | 2016 usd/tonne | 19 | 19 | 19 |  | 19 | 19 | 19 |  | 19
|  | all | 2016 usd/tonne |  |  |  | 2000 |  |  |  | 2000
carbon sequestration_4 | all | all | 2016 usd/tonne | 20 | 20 | 20 | 2000 | 20 | 20 | 20 | 2000 | 20
carbon sequestration_5 | all | all | 2016 usd/tonne | 25 | 25 | 25 | 2000 | 25 | 25 | 25 | 2000 | 25
carbon sequestration_6 | all | all | 2016 usd/tonne | 30 | 30 | 30 | 2000 | 30 | 30 | 30 | 2000 | 30
carbon sequestration_7 | all | all | 2016 usd/tonne | 35 | 35 | 35 | 2000 | 35 | 35 | 35 | 2000 | 35
carbon sequestration_8 | all | all | 2016 usd/tonne | 40 | 40 | 40 | 2000 | 40 | 40 | 40 | 2000 | 40
carbon sequestration_9 | all | all | 2016 usd/tonne | 50 | 50 | 50 | 2000 | 50 | 50 | 50 | 2000 | 50
carbon sequestration_10 | all | all | 2016 usd/tonne | 60 | 60 | 60 | 2000 | 60 | 60 | 60 | 2000 | 60
carbon sequestration_11 | all | all | 2016 usd/tonne | 71 | 71 | 71 | 2000 | 71 | 71 | 71 | 2000 | 71
coal primary - domestic_1 | alaska agg. | 2020 | 2016 usd/mmbtu | 2 | 2 | 2 | 2 | 2 | 2 | 2 | 2 | 2
|  | 2025 | 2016 usd/mmbtu | 2.1 | 2.1 | 2.1 | 2.1 | 2.1 | 2.1 | 2.1 | 2.1 | 2.1
|  | 2030 | 2016 usd/mmbtu | 2.1 | 2.1 | 2.1 | 2.1 | 2.1 | 2.1 | 2.1 | 2.1 | 2.1
|  | 2035 | 2016 usd/mmbtu | 2.1 | 2.1 | 2.1 | 2.1 | 2.1 | 2.1 | 2.1 | 2.1 | 2.1
|  | 2040 | 2016 usd/mmbtu | 2.2 | 2.2 | 2.2 | 2.2 | 2.2 | 2.2 | 2.2 | 2.2 | 2.2
|  | 2045 | 2016 usd/mmbtu | 2.2 | 2.2 | 2.2 | 2.2 | 2.2 | 2.2 | 2.2 | 2.2 | 2.2
|  | 2050 | 2016 usd/mmbtu | 2.3 | 2.3 | 2.3 | 337.5 | 337.5 | 2.3 | 2.3 | 337.5 | 337.5
| california agg. | 2020 | 2016 usd/mmbtu | 2 | 2 | 2 | 2 | 2 | 2 | 2 | 2 | 2
|  | 2025 | 2016 usd/mmbtu | 2.1 | 2.1 | 2.1 | 2.1 | 2.1 | 2.1 | 2.1 | 2.1 | 2.1
|  | 2030 | 2016 usd/mmbtu | 2.1 | 2.1 | 2.1 | 2.1 | 2.1 | 2.1 | 2.1 | 2.1 | 2.1
|  | 2035 | 2016 usd/mmbtu | 2.1 | 2.1 | 2.1 | 2.1 | 2.1 | 2.1 | 2.1 | 2.1 | 2.1
|  | 2040 | 2016 usd/mmbtu | 2.2 | 2.2 | 2.2 | 2.2 | 2.2 | 2.2 | 2.2 | 2.2 | 2.2
|  | 2045 | 2016 usd/mmbtu | 2.2 | 2.2 | 2.2 | 2.2 | 2.2 | 2.2 | 2.2 | 2.2 | 2.2
|  | 2050 | 2016 usd/mmbtu | 2.3 | 2.3 | 2.3 | 337.5 | 337.5 | 2.3 | 2.3 | 337.5 | 337.5
| desert southwest agg. | 2020 | 2016 usd/mmbtu | 1.7 | 1.7 | 1.7 | 1.7 | 1.7 | 1.7 | 1.7 | 1.7 | 1.7
|  | 2025 | 2016 usd/mmbtu | 1.7 | 1.7 | 1.7 | 1.7 | 1.7 | 1.7 | 1.7 | 1.7 | 1.7
|  | 2030 | 2016 usd/mmbtu | 1.7 | 1.7 | 1.7 | 1.7 | 1.7 | 1.7 | 1.7 | 1.7 | 1.7
|  | 2035 | 2016 usd/mmbtu | 1.7 | 1.7 | 1.7 | 1.7 | 1.7 | 1.7 | 1.7 | 1.7 | 1.7
|  | 2040 | 2016 usd/mmbtu | 1.8 | 1.8 | 1.8 | 1.8 | 1.8 | 1.8 | 1.8 | 1.8 | 1.8
|  | 2045 | 2016 usd/mmbtu | 1.8 | 1.8 | 1.8 | 1.8 | 1.8 | 1.8 | 1.8 | 1.8 | 1.8
|  | 2050 | 2016 usd/mmbtu | 1.8 | 1.8 | 1.8 | 270.3 | 270.3 | 1.8 | 1.8 | 270.3 | 270.3
| florida agg. | 2020 | 2016 usd/mmbtu | 2.5 | 2.5 | 2.5 | 2.5 | 2.5 | 2.5 | 2.5 | 2.5 | 2.5
|  | 2025 | 2016 usd/mmbtu | 2.7 | 2.7 | 2.7 | 2.7 | 2.7 | 2.7 | 2.7 | 2.7 | 2.7
|  | 2030 | 2016 usd/mmbtu | 2.7 | 2.7 | 2.7 | 2.7 | 2.7 | 2.7 | 2.7 | 2.7 | 2.7
|  | 2035 | 2016 usd/mmbtu | 2.7 | 2.7 | 2.7 | 2.7 | 2.7 | 2.7 | 2.7 | 2.7 | 2.7
|  | 2040 | 2016 usd/mmbtu | 2.7 | 2.7 | 2.7 | 2.7 | 2.7 | 2.7 | 2.7 | 2.7 | 2.7
|  | 2045 | 2016 usd/mmbtu | 2.7 | 2.7 | 2.7 | 2.7 | 2.7 | 2.7 | 2.7 | 2.7 | 2.7
|  | 2050 | 2016 usd/mmbtu | 2.7 | 2.7 | 2.7 | 406.5 | 406.5 | 2.7 | 2.7 | 406.5 | 406.5
| hawaii agg. | 2020 | 2016 usd/mmbtu | 2 | 2 | 2 | 2 | 2 | 2 | 2 | 2 | 2
|  | 2025 | 2016 usd/mmbtu | 2.1 | 2.1 | 2.1 | 2.1 | 2.1 | 2.1 | 2.1 | 2.1 | 2.1
|  | 2030 | 2016 usd/mmbtu | 2.1 | 2.1 | 2.1 | 2.1 | 2.1 | 2.1 | 2.1 | 2.1 | 2.1
|  | 2035 | 2016 usd/mmbtu | 2.1 | 2.1 | 2.1 | 2.1 | 2.1 | 2.1 | 2.1 | 2.1 | 2.1
|  | 2040 | 2016 usd/mmbtu | 2.2 | 2.2 | 2.2 | 2.2 | 2.2 | 2.2 | 2.2 | 2.2 | 2.2
|  | 2045 | 2016 usd/mmbtu | 2.2 | 2.2 | 2.2 | 2.2 | 2.2 | 2.2 | 2.2 | 2.2 | 2.2
|  | 2050 | 2016 usd/mmbtu | 2.3 | 2.3 | 2.3 | 337.5 | 337.5 | 2.3 | 2.3 | 337.5 | 337.5
| louisiana and ozarks agg. | 2020 | 2016 usd/mmbtu | 1.9 | 1.9 | 1.9 | 1.9 | 1.9 | 1.9 | 1.9 | 1.9 | 1.9
|  | 2025 | 2016 usd/mmbtu | 2 | 2 | 2 | 2 | 2 | 2 | 2 | 2 | 2
|  | 2030 | 2016 usd/mmbtu | 2 | 2 | 2 | 2 | 2 | 2 | 2 | 2 | 2
|  | 2035 | 2016 usd/mmbtu | 2 | 2 | 2 | 2 | 2 | 2 | 2 | 2 | 2
|  | 2040 | 2016 usd/mmbtu | 2.1 | 2.1 | 2.1 | 2.1 | 2.1 | 2.1 | 2.1 | 2.1 | 2.1
|  | 2045 | 2016 usd/mmbtu | 2.1 | 2.1 | 2.1 | 2.1 | 2.1 | 2.1 | 2.1 | 2.1 | 2.1
|  | 2050 | 2016 usd/mmbtu | 2.1 | 2.1 | 2.1 | 310.8 | 310.8 | 2.1 | 2.1 | 310.8 | 310.8
| lower midwest agg. | 2020 | 2016 usd/mmbtu | 1.8 | 1.8 | 1.8 | 1.8 | 1.8 | 1.8 | 1.8 | 1.8 | 1.8
|  | 2025 | 2016 usd/mmbtu | 2 | 2 | 2 | 2 | 2 | 2 | 2 | 2 | 2
|  | 2030 | 2016 usd/mmbtu | 2.1 | 2.1 | 2.1 | 2.1 | 2.1 | 2.1 | 2.1 | 2.1 | 2.1
|  | 2035 | 2016 usd/mmbtu | 2.1 | 2.1 | 2.1 | 2.1 | 2.1 | 2.1 | 2.1 | 2.1 | 2.1
|  | 2040 | 2016 usd/mmbtu | 2.1 | 2.1 | 2.1 | 2.1 | 2.1 | 2.1 | 2.1 | 2.1 | 2.1
|  | 2045 | 2016 usd/mmbtu | 2.1 | 2.1 | 2.1 | 2.1 | 2.1 | 2.1 | 2.1 | 2.1 | 2.1
|  | 2050 | 2016 usd/mmbtu | 2.1 | 2.1 | 2.1 | 319.1 | 319.1 | 2.1 | 2.1 | 319.1 | 319.1
| mid-atlantic and great lakes agg. | 2020 | 2016 usd/mmbtu | 2.1 | 2.1 | 2.1 | 2.1 | 2.1 | 2.1 | 2.1 | 2.1 | 2.1
|  | 2025 | 2016 usd/mmbtu | 2.2 | 2.2 | 2.2 | 2.2 | 2.2 | 2.2 | 2.2 | 2.2 | 2.2
|  | 2030 | 2016 usd/mmbtu | 2.2 | 2.2 | 2.2 | 2.2 | 2.2 | 2.2 | 2.2 | 2.2 | 2.2
|  | 2035 | 2016 usd/mmbtu | 2.2 | 2.2 | 2.2 | 2.2 | 2.2 | 2.2 | 2.2 | 2.2 | 2.2
|  | 2040 | 2016 usd/mmbtu | 2.2 | 2.2 | 2.2 | 2.2 | 2.2 | 2.2 | 2.2 | 2.2 | 2.2
|  | 2045 | 2016 usd/mmbtu | 2.2 | 2.2 | 2.2 | 2.2 | 2.2 | 2.2 | 2.2 | 2.2 | 2.2
|  | 2050 | 2016 usd/mmbtu | 2.2 | 2.2 | 2.2 | 324.3 | 324.3 | 2.2 | 2.2 | 324.3 | 324.3
| new england agg. | 2020 | 2016 usd/mmbtu | 2.8 | 2.8 | 2.8 | 2.8 | 2.8 | 2.8 | 2.8 | 2.8 | 2.8
|  | 2025 | 2016 usd/mmbtu | 2.6 | 2.6 | 2.6 | 2.6 | 2.6 | 2.6 | 2.6 | 2.6 | 2.6
|  | 2030 | 2016 usd/mmbtu | 2.6 | 2.6 | 2.6 | 2.6 | 2.6 | 2.6 | 2.6 | 2.6 | 2.6
|  | 2035 | 2016 usd/mmbtu | 2.6 | 2.6 | 2.6 | 2.6 | 2.6 | 2.6 | 2.6 | 2.6 | 2.6
|  | 2040 | 2016 usd/mmbtu | 2.7 | 2.7 | 2.7 | 2.7 | 2.7 | 2.7 | 2.7 | 2.7 | 2.7
|  | 2045 | 2016 usd/mmbtu | 2.7 | 2.7 | 2.7 | 2.7 | 2.7 | 2.7 | 2.7 | 2.7 | 2.7
|  | 2050 | 2016 usd/mmbtu | 2.7 | 2.7 | 2.7 | 400.5 | 400.5 | 2.7 | 2.7 | 400.5 | 400.5
| new york agg. | 2020 | 2016 usd/mmbtu | 2.2 | 2.2 | 2.2 | 2.2 | 2.2 | 2.2 | 2.2 | 2.2 | 2.2
|  | 2025 | 2016 usd/mmbtu | 2.3 | 2.3 | 2.3 | 2.3 | 2.3 | 2.3 | 2.3 | 2.3 | 2.3
|  | 2030 | 2016 usd/mmbtu | 2.3 | 2.3 | 2.3 | 2.3 | 2.3 | 2.3 | 2.3 | 2.3 | 2.3
|  | 2035 | 2016 usd/mmbtu | 2.4 | 2.4 | 2.4 | 2.4 | 2.4 | 2.4 | 2.4 | 2.4 | 2.4
|  | 2040 | 2016 usd/mmbtu | 2.3 | 2.3 | 2.3 | 2.3 | 2.3 | 2.3 | 2.3 | 2.3 | 2.3
|  | 2045 | 2016 usd/mmbtu | 2.3 | 2.3 | 2.3 | 2.3 | 2.3 | 2.3 | 2.3 | 2.3 | 2.3
|  | 2050 | 2016 usd/mmbtu | 2.3 | 2.3 | 2.3 | 345 | 345 | 2.3 | 2.3 | 345 | 345
| pacific northwest agg. | 2020 | 2016 usd/mmbtu | 2 | 2 | 2 | 2 | 2 | 2 | 2 | 2 | 2
|  | 2025 | 2016 usd/mmbtu | 2 | 2 | 2 | 2 | 2 | 2 | 2 | 2 | 2
|  | 2030 | 2016 usd/mmbtu | 2 | 2 | 2 | 2 | 2 | 2 | 2 | 2 | 2
|  | 2035 | 2016 usd/mmbtu | 2 | 2 | 2 | 2 | 2 | 2 | 2 | 2 | 2
|  | 2040 | 2016 usd/mmbtu | 2.1 | 2.1 | 2.1 | 2.1 | 2.1 | 2.1 | 2.1 | 2.1 | 2.1
|  | 2045 | 2016 usd/mmbtu | 2.1 | 2.1 | 2.1 | 2.1 | 2.1 | 2.1 | 2.1 | 2.1 | 2.1
|  | 2050 | 2016 usd/mmbtu | 2.1 | 2.1 | 2.1 | 322.3 | 322.3 | 2.1 | 2.1 | 322.3 | 322.3
| rocky mountains agg. | 2020 | 2016 usd/mmbtu | 1.7 | 1.7 | 1.7 | 1.7 | 1.7 | 1.7 | 1.7 | 1.7 | 1.7
|  | 2025 | 2016 usd/mmbtu | 1.7 | 1.7 | 1.7 | 1.7 | 1.7 | 1.7 | 1.7 | 1.7 | 1.7
|  | 2030 | 2016 usd/mmbtu | 1.7 | 1.7 | 1.7 | 1.7 | 1.7 | 1.7 | 1.7 | 1.7 | 1.7
|  | 2035 | 2016 usd/mmbtu | 1.7 | 1.7 | 1.7 | 1.7 | 1.7 | 1.7 | 1.7 | 1.7 | 1.7
|  | 2040 | 2016 usd/mmbtu | 1.7 | 1.7 | 1.7 | 1.7 | 1.7 | 1.7 | 1.7 | 1.7 | 1.7
|  | 2045 | 2016 usd/mmbtu | 1.7 | 1.7 | 1.7 | 1.7 | 1.7 | 1.7 | 1.7 | 1.7 | 1.7
|  | 2050 | 2016 usd/mmbtu | 1.8 | 1.8 | 1.8 | 263.1 | 263.1 | 1.8 | 1.8 | 263.1 | 263.1
| southeast agg. | 2020 | 2016 usd/mmbtu | 2.4 | 2.4 | 2.4 | 2.4 | 2.4 | 2.4 | 2.4 | 2.4 | 2.4
|  | 2025 | 2016 usd/mmbtu | 2.5 | 2.5 | 2.5 | 2.5 | 2.5 | 2.5 | 2.5 | 2.5 | 2.5
|  | 2030 | 2016 usd/mmbtu | 2.5 | 2.5 | 2.5 | 2.5 | 2.5 | 2.5 | 2.5 | 2.5 | 2.5
|  | 2035 | 2016 usd/mmbtu | 2.5 | 2.5 | 2.5 | 2.5 | 2.5 | 2.5 | 2.5 | 2.5 | 2.5
|  | 2040 | 2016 usd/mmbtu | 2.5 | 2.5 | 2.5 | 2.5 | 2.5 | 2.5 | 2.5 | 2.5 | 2.5
|  | 2045 | 2016 usd/mmbtu | 2.5 | 2.5 | 2.5 | 2.5 | 2.5 | 2.5 | 2.5 | 2.5 | 2.5
|  | 2050 | 2016 usd/mmbtu | 2.5 | 2.5 | 2.5 | 380.2 | 380.2 | 2.5 | 2.5 | 380.2 | 380.2
| texas agg. | 2020 | 2016 usd/mmbtu | 2 | 2 | 2 | 2 | 2 | 2 | 2 | 2 | 2
|  | 2025 | 2016 usd/mmbtu | 2.2 | 2.2 | 2.2 | 2.2 | 2.2 | 2.2 | 2.2 | 2.2 | 2.2
|  | 2030 | 2016 usd/mmbtu | 2.2 | 2.2 | 2.2 | 2.2 | 2.2 | 2.2 | 2.2 | 2.2 | 2.2
|  | 2035 | 2016 usd/mmbtu | 2.3 | 2.3 | 2.3 | 2.3 | 2.3 | 2.3 | 2.3 | 2.3 | 2.3
|  | 2040 | 2016 usd/mmbtu | 2.3 | 2.3 | 2.3 | 2.3 | 2.3 | 2.3 | 2.3 | 2.3 | 2.3
|  | 2045 | 2016 usd/mmbtu | 2.3 | 2.3 | 2.3 | 2.3 | 2.3 | 2.3 | 2.3 | 2.3 | 2.3
|  | 2050 | 2016 usd/mmbtu | 2.3 | 2.3 | 2.3 | 340.4 | 340.4 | 2.3 | 2.3 | 340.4 | 340.4
| upper midwest agg. | 2020 | 2016 usd/mmbtu | 1.7 | 1.7 | 1.7 | 1.7 | 1.7 | 1.7 | 1.7 | 1.7 | 1.7
|  | 2025 | 2016 usd/mmbtu | 1.8 | 1.8 | 1.8 | 1.8 | 1.8 | 1.8 | 1.8 | 1.8 | 1.8
|  | 2030 | 2016 usd/mmbtu | 1.8 | 1.8 | 1.8 | 1.8 | 1.8 | 1.8 | 1.8 | 1.8 | 1.8
|  | 2035 | 2016 usd/mmbtu | 1.9 | 1.9 | 1.9 | 1.9 | 1.9 | 1.9 | 1.9 | 1.9 | 1.9
|  | 2040 | 2016 usd/mmbtu | 1.9 | 1.9 | 1.9 | 1.9 | 1.9 | 1.9 | 1.9 | 1.9 | 1.9
|  | 2045 | 2016 usd/mmbtu | 1.9 | 1.9 | 1.9 | 1.9 | 1.9 | 1.9 | 1.9 | 1.9 | 1.9
|  | 2050 | 2016 usd/mmbtu | 1.9 | 1.9 | 1.9 | 285.2 | 285.2 | 1.9 | 1.9 | 285.2 | 285.2
| utah/nevada agg. | 2020 | 2016 usd/mmbtu | 1.7 | 1.7 | 1.7 | 1.7 | 1.7 | 1.7 | 1.7 | 1.7 | 1.7
|  | 2025 | 2016 usd/mmbtu | 1.7 | 1.7 | 1.7 | 1.7 | 1.7 | 1.7 | 1.7 | 1.7 | 1.7
|  | 2030 | 2016 usd/mmbtu | 1.7 | 1.7 | 1.7 | 1.7 | 1.7 | 1.7 | 1.7 | 1.7 | 1.7
|  | 2035 | 2016 usd/mmbtu | 1.7 | 1.7 | 1.7 | 1.7 | 1.7 | 1.7 | 1.7 | 1.7 | 1.7
|  | 2040 | 2016 usd/mmbtu | 1.7 | 1.7 | 1.7 | 1.7 | 1.7 | 1.7 | 1.7 | 1.7 | 1.7
|  | 2045 | 2016 usd/mmbtu | 1.7 | 1.7 | 1.7 | 1.7 | 1.7 | 1.7 | 1.7 | 1.7 | 1.7
|  | 2050 | 2016 usd/mmbtu | 1.8 | 1.8 | 1.8 | 262.5 | 262.5 | 1.8 | 1.8 | 262.5 | 262.5
coke product | alaska agg. | 2020 | 2016 usd/mmbtu | 4.5 | 4.5 | 4.5 | 4.5 | 4.5 | 4.5 | 4.5 | 4.5 | 4.5
|  | 2025 | 2016 usd/mmbtu | 4.3 | 4.3 | 4.3 | 4.3 | 4.3 | 4.3 | 4.3 | 4.3 | 4.3
|  | 2030 | 2016 usd/mmbtu | 4.5 | 4.5 | 4.5 | 4.5 | 4.5 | 4.5 | 4.5 | 4.5 | 4.5
|  | 2035 | 2016 usd/mmbtu | 4.6 | 4.6 | 4.6 | 4.6 | 4.6 | 4.6 | 4.6 | 4.6 | 4.6
|  | 2040 | 2016 usd/mmbtu | 4.6 | 4.6 | 4.6 | 4.6 | 4.6 | 4.6 | 4.6 | 4.6 | 4.6
|  | 2045 | 2016 usd/mmbtu | 4.7 | 4.7 | 4.7 | 4.7 | 4.7 | 4.7 | 4.7 | 4.7 | 4.7
|  | 2050 | 2016 usd/mmbtu | 4.8 | 4.8 | 4.8 | 716.6 | 4.8 | 4.8 | 4.8 | 716.6 | 4.8
| california agg. | 2020 | 2016 usd/mmbtu | 4.5 | 4.5 | 4.5 | 4.5 | 4.5 | 4.5 | 4.5 | 4.5 | 4.5
|  | 2025 | 2016 usd/mmbtu | 4.3 | 4.3 | 4.3 | 4.3 | 4.3 | 4.3 | 4.3 | 4.3 | 4.3
|  | 2030 | 2016 usd/mmbtu | 4.5 | 4.5 | 4.5 | 4.5 | 4.5 | 4.5 | 4.5 | 4.5 | 4.5
|  | 2035 | 2016 usd/mmbtu | 4.6 | 4.6 | 4.6 | 4.6 | 4.6 | 4.6 | 4.6 | 4.6 | 4.6
|  | 2040 | 2016 usd/mmbtu | 4.6 | 4.6 | 4.6 | 4.6 | 4.6 | 4.6 | 4.6 | 4.6 | 4.6
|  | 2045 | 2016 usd/mmbtu | 4.7 | 4.7 | 4.7 | 4.7 | 4.7 | 4.7 | 4.7 | 4.7 | 4.7
|  | 2050 | 2016 usd/mmbtu | 4.8 | 4.8 | 4.8 | 716.6 | 4.8 | 4.8 | 4.8 | 716.6 | 4.8
| desert southwest agg. | 2020 | 2016 usd/mmbtu | 4.5 | 4.5 | 4.5 | 4.5 | 4.5 | 4.5 | 4.5 | 4.5 | 4.5
|  | 2025 | 2016 usd/mmbtu | 4.3 | 4.3 | 4.3 | 4.3 | 4.3 | 4.3 | 4.3 | 4.3 | 4.3
|  | 2030 | 2016 usd/mmbtu | 4.5 | 4.5 | 4.5 | 4.5 | 4.5 | 4.5 | 4.5 | 4.5 | 4.5
|  | 2035 | 2016 usd/mmbtu | 4.6 | 4.6 | 4.6 | 4.6 | 4.6 | 4.6 | 4.6 | 4.6 | 4.6
|  | 2040 | 2016 usd/mmbtu | 4.6 | 4.6 | 4.6 | 4.6 | 4.6 | 4.6 | 4.6 | 4.6 | 4.6
|  | 2045 | 2016 usd/mmbtu | 4.7 | 4.7 | 4.7 | 4.7 | 4.7 | 4.7 | 4.7 | 4.7 | 4.7
|  | 2050 | 2016 usd/mmbtu | 4.8 | 4.8 | 4.8 | 716.6 | 4.8 | 4.8 | 4.8 | 716.6 | 4.8
| florida agg. | 2020 | 2016 usd/mmbtu | 3.7 | 3.7 | 3.7 | 3.7 | 3.7 | 3.7 | 3.7 | 3.7 | 3.7
|  | 2025 | 2016 usd/mmbtu | 3.5 | 3.5 | 3.5 | 3.5 | 3.5 | 3.5 | 3.5 | 3.5 | 3.5
|  | 2030 | 2016 usd/mmbtu | 3.7 | 3.7 | 3.7 | 3.7 | 3.7 | 3.7 | 3.7 | 3.7 | 3.7
|  | 2035 | 2016 usd/mmbtu | 3.8 | 3.8 | 3.8 | 3.8 | 3.8 | 3.8 | 3.8 | 3.8 | 3.8
|  | 2040 | 2016 usd/mmbtu | 3.9 | 3.9 | 3.9 | 3.9 | 3.9 | 3.9 | 3.9 | 3.9 | 3.9
|  | 2045 | 2016 usd/mmbtu | 4 | 4 | 4 | 4 | 4 | 4 | 4 | 4 | 4
|  | 2050 | 2016 usd/mmbtu | 4 | 4 | 4 | 607.4 | 4 | 4 | 4 | 607.4 | 4
| hawaii agg. | 2020 | 2016 usd/mmbtu | 4.5 | 4.5 | 4.5 | 4.5 | 4.5 | 4.5 | 4.5 | 4.5 | 4.5
|  | 2025 | 2016 usd/mmbtu | 4.3 | 4.3 | 4.3 | 4.3 | 4.3 | 4.3 | 4.3 | 4.3 | 4.3
|  | 2030 | 2016 usd/mmbtu | 4.5 | 4.5 | 4.5 | 4.5 | 4.5 | 4.5 | 4.5 | 4.5 | 4.5
|  | 2035 | 2016 usd/mmbtu | 4.6 | 4.6 | 4.6 | 4.6 | 4.6 | 4.6 | 4.6 | 4.6 | 4.6
|  | 2040 | 2016 usd/mmbtu | 4.6 | 4.6 | 4.6 | 4.6 | 4.6 | 4.6 | 4.6 | 4.6 | 4.6
|  | 2045 | 2016 usd/mmbtu | 4.7 | 4.7 | 4.7 | 4.7 | 4.7 | 4.7 | 4.7 | 4.7 | 4.7
|  | 2050 | 2016 usd/mmbtu | 4.8 | 4.8 | 4.8 | 716.6 | 4.8 | 4.8 | 4.8 | 716.6 | 4.8
| louisiana and ozarks agg. | 2020 | 2016 usd/mmbtu | 4.6 | 4.6 | 4.6 | 4.6 | 4.6 | 4.6 | 4.6 | 4.6 | 4.6
|  | 2025 | 2016 usd/mmbtu | 4.3 | 4.3 | 4.3 | 4.3 | 4.3 | 4.3 | 4.3 | 4.3 | 4.3
|  | 2030 | 2016 usd/mmbtu | 4.5 | 4.5 | 4.5 | 4.5 | 4.5 | 4.5 | 4.5 | 4.5 | 4.5
|  | 2035 | 2016 usd/mmbtu | 4.6 | 4.6 | 4.6 | 4.6 | 4.6 | 4.6 | 4.6 | 4.6 | 4.6
|  | 2040 | 2016 usd/mmbtu | 4.6 | 4.6 | 4.6 | 4.6 | 4.6 | 4.6 | 4.6 | 4.6 | 4.6
|  | 2045 | 2016 usd/mmbtu | 4.7 | 4.7 | 4.7 | 4.7 | 4.7 | 4.7 | 4.7 | 4.7 | 4.7
|  | 2050 | 2016 usd/mmbtu | 4.8 | 4.8 | 4.8 | 717.8 | 4.8 | 4.8 | 4.8 | 717.8 | 4.8
| lower midwest agg. | 2020 | 2016 usd/mmbtu | 4.5 | 4.5 | 4.5 | 4.5 | 4.5 | 4.5 | 4.5 | 4.5 | 4.5
|  | 2025 | 2016 usd/mmbtu | 4.3 | 4.3 | 4.3 | 4.3 | 4.3 | 4.3 | 4.3 | 4.3 | 4.3
|  | 2030 | 2016 usd/mmbtu | 4.5 | 4.5 | 4.5 | 4.5 | 4.5 | 4.5 | 4.5 | 4.5 | 4.5
|  | 2035 | 2016 usd/mmbtu | 4.6 | 4.6 | 4.6 | 4.6 | 4.6 | 4.6 | 4.6 | 4.6 | 4.6
|  | 2040 | 2016 usd/mmbtu | 4.6 | 4.6 | 4.6 | 4.6 | 4.6 | 4.6 | 4.6 | 4.6 | 4.6
|  | 2045 | 2016 usd/mmbtu | 4.7 | 4.7 | 4.7 | 4.7 | 4.7 | 4.7 | 4.7 | 4.7 | 4.7
|  | 2050 | 2016 usd/mmbtu | 4.8 | 4.8 | 4.8 | 716.6 | 4.8 | 4.8 | 4.8 | 716.6 | 4.8
| mid-atlantic and great lakes agg. | 2020 | 2016 usd/mmbtu | 4.5 | 4.5 | 4.5 | 4.5 | 4.5 | 4.5 | 4.5 | 4.5 | 4.5
|  | 2025 | 2016 usd/mmbtu | 4.3 | 4.3 | 4.3 | 4.3 | 4.3 | 4.3 | 4.3 | 4.3 | 4.3
|  | 2030 | 2016 usd/mmbtu | 4.4 | 4.4 | 4.4 | 4.4 | 4.4 | 4.4 | 4.4 | 4.4 | 4.4
|  | 2035 | 2016 usd/mmbtu | 4.6 | 4.6 | 4.6 | 4.6 | 4.6 | 4.6 | 4.6 | 4.6 | 4.6
|  | 2040 | 2016 usd/mmbtu | 4.6 | 4.6 | 4.6 | 4.6 | 4.6 | 4.6 | 4.6 | 4.6 | 4.6
|  | 2045 | 2016 usd/mmbtu | 4.7 | 4.7 | 4.7 | 4.7 | 4.7 | 4.7 | 4.7 | 4.7 | 4.7
|  | 2050 | 2016 usd/mmbtu | 4.8 | 4.8 | 4.8 | 715.7 | 4.8 | 4.8 | 4.8 | 715.7 | 4.8
| new england agg. | 2020 | 2016 usd/mmbtu | 4.5 | 4.5 | 4.5 | 4.5 | 4.5 | 4.5 | 4.5 | 4.5 | 4.5
|  | 2025 | 2016 usd/mmbtu | 4.3 | 4.3 | 4.3 | 4.3 | 4.3 | 4.3 | 4.3 | 4.3 | 4.3
|  | 2030 | 2016 usd/mmbtu | 4.5 | 4.5 | 4.5 | 4.5 | 4.5 | 4.5 | 4.5 | 4.5 | 4.5
|  | 2035 | 2016 usd/mmbtu | 4.6 | 4.6 | 4.6 | 4.6 | 4.6 | 4.6 | 4.6 | 4.6 | 4.6
|  | 2040 | 2016 usd/mmbtu | 4.6 | 4.6 | 4.6 | 4.6 | 4.6 | 4.6 | 4.6 | 4.6 | 4.6
|  | 2045 | 2016 usd/mmbtu | 4.7 | 4.7 | 4.7 | 4.7 | 4.7 | 4.7 | 4.7 | 4.7 | 4.7
|  | 2050 | 2016 usd/mmbtu | 4.8 | 4.8 | 4.8 | 716.6 | 4.8 | 4.8 | 4.8 | 716.6 | 4.8
| new york agg. | 2020 | 2016 usd/mmbtu | 4.7 | 4.7 | 4.7 | 4.7 | 4.7 | 4.7 | 4.7 | 4.7 | 4.7
|  | 2025 | 2016 usd/mmbtu | 4.5 | 4.5 | 4.5 | 4.5 | 4.5 | 4.5 | 4.5 | 4.5 | 4.5
|  | 2030 | 2016 usd/mmbtu | 4.7 | 4.7 | 4.7 | 4.7 | 4.7 | 4.7 | 4.7 | 4.7 | 4.7
|  | 2035 | 2016 usd/mmbtu | 4.8 | 4.8 | 4.8 | 4.8 | 4.8 | 4.8 | 4.8 | 4.8 | 4.8
|  | 2040 | 2016 usd/mmbtu | 4.9 | 4.9 | 4.9 | 4.9 | 4.9 | 4.9 | 4.9 | 4.9 | 4.9
|  | 2045 | 2016 usd/mmbtu | 4.9 | 4.9 | 4.9 | 4.9 | 4.9 | 4.9 | 4.9 | 4.9 | 4.9
|  | 2050 | 2016 usd/mmbtu | 5 | 5 | 5 | 748.7 | 5 | 5 | 5 | 748.7 | 5
| pacific northwest agg. | 2020 | 2016 usd/mmbtu | 4.5 | 4.5 | 4.5 | 4.5 | 4.5 | 4.5 | 4.5 | 4.5 | 4.5
|  | 2025 | 2016 usd/mmbtu | 4.3 | 4.3 | 4.3 | 4.3 | 4.3 | 4.3 | 4.3 | 4.3 | 4.3
|  | 2030 | 2016 usd/mmbtu | 4.5 | 4.5 | 4.5 | 4.5 | 4.5 | 4.5 | 4.5 | 4.5 | 4.5
|  | 2035 | 2016 usd/mmbtu | 4.6 | 4.6 | 4.6 | 4.6 | 4.6 | 4.6 | 4.6 | 4.6 | 4.6
|  | 2040 | 2016 usd/mmbtu | 4.6 | 4.6 | 4.6 | 4.6 | 4.6 | 4.6 | 4.6 | 4.6 | 4.6
|  | 2045 | 2016 usd/mmbtu | 4.7 | 4.7 | 4.7 | 4.7 | 4.7 | 4.7 | 4.7 | 4.7 | 4.7
|  | 2050 | 2016 usd/mmbtu | 4.8 | 4.8 | 4.8 | 716.6 | 4.8 | 4.8 | 4.8 | 716.6 | 4.8
| rocky mountains agg. | 2020 | 2016 usd/mmbtu | 4.5 | 4.5 | 4.5 | 4.5 | 4.5 | 4.5 | 4.5 | 4.5 | 4.5
|  | 2025 | 2016 usd/mmbtu | 4.3 | 4.3 | 4.3 | 4.3 | 4.3 | 4.3 | 4.3 | 4.3 | 4.3
|  | 2030 | 2016 usd/mmbtu | 4.5 | 4.5 | 4.5 | 4.5 | 4.5 | 4.5 | 4.5 | 4.5 | 4.5
|  | 2035 | 2016 usd/mmbtu | 4.6 | 4.6 | 4.6 | 4.6 | 4.6 | 4.6 | 4.6 | 4.6 | 4.6
|  | 2040 | 2016 usd/mmbtu | 4.6 | 4.6 | 4.6 | 4.6 | 4.6 | 4.6 | 4.6 | 4.6 | 4.6
|  | 2045 | 2016 usd/mmbtu | 4.7 | 4.7 | 4.7 | 4.7 | 4.7 | 4.7 | 4.7 | 4.7 | 4.7
|  | 2050 | 2016 usd/mmbtu | 4.8 | 4.8 | 4.8 | 716.6 | 4.8 | 4.8 | 4.8 | 716.6 | 4.8
| southeast agg. | 2020 | 2016 usd/mmbtu | 3.9 | 3.9 | 3.9 | 3.9 | 3.9 | 3.9 | 3.9 | 3.9 | 3.9
|  | 2025 | 2016 usd/mmbtu | 3.7 | 3.7 | 3.7 | 3.7 | 3.7 | 3.7 | 3.7 | 3.7 | 3.7
|  | 2030 | 2016 usd/mmbtu | 3.9 | 3.9 | 3.9 | 3.9 | 3.9 | 3.9 | 3.9 | 3.9 | 3.9
|  | 2035 | 2016 usd/mmbtu | 4 | 4 | 4 | 4 | 4 | 4 | 4 | 4 | 4
|  | 2040 | 2016 usd/mmbtu | 4.1 | 4.1 | 4.1 | 4.1 | 4.1 | 4.1 | 4.1 | 4.1 | 4.1
|  | 2045 | 2016 usd/mmbtu | 4.1 | 4.1 | 4.1 | 4.1 | 4.1 | 4.1 | 4.1 | 4.1 | 4.1
|  | 2050 | 2016 usd/mmbtu | 4.2 | 4.2 | 4.2 | 631 | 4.2 | 4.2 | 4.2 | 631 | 4.2
| texas agg. | 2020 | 2016 usd/mmbtu | 4.5 | 4.5 | 4.5 | 4.5 | 4.5 | 4.5 | 4.5 | 4.5 | 4.5
|  | 2025 | 2016 usd/mmbtu | 4.3 | 4.3 | 4.3 | 4.3 | 4.3 | 4.3 | 4.3 | 4.3 | 4.3
|  | 2030 | 2016 usd/mmbtu | 4.5 | 4.5 | 4.5 | 4.5 | 4.5 | 4.5 | 4.5 | 4.5 | 4.5
|  | 2035 | 2016 usd/mmbtu | 4.6 | 4.6 | 4.6 | 4.6 | 4.6 | 4.6 | 4.6 | 4.6 | 4.6
|  | 2040 | 2016 usd/mmbtu | 4.6 | 4.6 | 4.6 | 4.6 | 4.6 | 4.6 | 4.6 | 4.6 | 4.6
|  | 2045 | 2016 usd/mmbtu | 4.7 | 4.7 | 4.7 | 4.7 | 4.7 | 4.7 | 4.7 | 4.7 | 4.7
|  | 2050 | 2016 usd/mmbtu | 4.8 | 4.8 | 4.8 | 716.6 | 4.8 | 4.8 | 4.8 | 716.6 | 4.8
| upper midwest agg. | 2020 | 2016 usd/mmbtu | 4.6 | 4.6 | 4.6 | 4.6 | 4.6 | 4.6 | 4.6 | 4.6 | 4.6
|  | 2025 | 2016 usd/mmbtu | 4.3 | 4.3 | 4.3 | 4.3 | 4.3 | 4.3 | 4.3 | 4.3 | 4.3
|  | 2030 | 2016 usd/mmbtu | 4.5 | 4.5 | 4.5 | 4.5 | 4.5 | 4.5 | 4.5 | 4.5 | 4.5
|  | 2035 | 2016 usd/mmbtu | 4.6 | 4.6 | 4.6 | 4.6 | 4.6 | 4.6 | 4.6 | 4.6 | 4.6
|  | 2040 | 2016 usd/mmbtu | 4.7 | 4.7 | 4.7 | 4.7 | 4.7 | 4.7 | 4.7 | 4.7 | 4.7
|  | 2045 | 2016 usd/mmbtu | 4.7 | 4.7 | 4.7 | 4.7 | 4.7 | 4.7 | 4.7 | 4.7 | 4.7
|  | 2050 | 2016 usd/mmbtu | 4.8 | 4.8 | 4.8 | 719.3 | 4.8 | 4.8 | 4.8 | 719.3 | 4.8
| utah/nevada agg. | 2020 | 2016 usd/mmbtu | 4.5 | 4.5 | 4.5 | 4.5 | 4.5 | 4.5 | 4.5 | 4.5 | 4.5
|  | 2025 | 2016 usd/mmbtu | 4.3 | 4.3 | 4.3 | 4.3 | 4.3 | 4.3 | 4.3 | 4.3 | 4.3
|  | 2030 | 2016 usd/mmbtu | 4.5 | 4.5 | 4.5 | 4.5 | 4.5 | 4.5 | 4.5 | 4.5 | 4.5
|  | 2035 | 2016 usd/mmbtu | 4.6 | 4.6 | 4.6 | 4.6 | 4.6 | 4.6 | 4.6 | 4.6 | 4.6
|  | 2040 | 2016 usd/mmbtu | 4.6 | 4.6 | 4.6 | 4.6 | 4.6 | 4.6 | 4.6 | 4.6 | 4.6
|  | 2045 | 2016 usd/mmbtu | 4.7 | 4.7 | 4.7 | 4.7 | 4.7 | 4.7 | 4.7 | 4.7 | 4.7
|  | 2050 | 2016 usd/mmbtu | 4.8 | 4.8 | 4.8 | 716.6 | 4.8 | 4.8 | 4.8 | 716.6 | 4.8
industrial co2 | all | all | 2016 usd/tonne | 0 | 0 | 0 | 0 | 0 | 0 | 0 | 0 | 0
landfill gas_1 | all | all | 2016 usd/mmbtu | 0 | 0 | 0 | 0 | 0 | 0 | 0 | 0 | 0
natural gas primary - domestic_1 | alaska agg. | 2020 | 2016 usd/mmbtu | 3.1 | 3.1 | 3.1 | 3.1 | 3.1 | 3.1 | 3.1 | 3.1 | 3.1
|  | 2025 | 2016 usd/mmbtu | 3.4 | 3.4 | 3.4 | 3.4 | 3.4 | 3.4 | 3.4 | 3.4 | 3.4
|  | 2030 | 2016 usd/mmbtu | 3.4 | 3.4 | 3.4 | 3.4 | 3.4 | 3.4 | 3.4 | 3.4 | 3.4
|  | 2035 | 2016 usd/mmbtu | 3.5 | 3.5 | 3.5 | 3.5 | 3.5 | 3.5 | 3.5 | 3.5 | 3.5
|  | 2040 | 2016 usd/mmbtu | 3.5 | 3.5 | 3.5 | 3.5 | 3.5 | 3.5 | 3.5 | 3.5 | 3.5
|  | 2045 | 2016 usd/mmbtu | 3.7 | 3.7 | 3.7 | 3.7 | 3.7 | 3.7 | 3.7 | 3.7 | 3.7
|  | 2050 | 2016 usd/mmbtu | 4 | 4 | 4 | 600.3 | 4 | 4 | 4 | 600.3 | 4
| california agg. | 2020 | 2016 usd/mmbtu | 3.1 | 3.1 | 3.1 | 3.1 | 3.1 | 3.1 | 3.1 | 3.1 | 3.1
|  | 2025 | 2016 usd/mmbtu | 3.4 | 3.4 | 3.4 | 3.4 | 3.4 | 3.4 | 3.4 | 3.4 | 3.4
|  | 2030 | 2016 usd/mmbtu | 3.4 | 3.4 | 3.4 | 3.4 | 3.4 | 3.4 | 3.4 | 3.4 | 3.4
|  | 2035 | 2016 usd/mmbtu | 3.5 | 3.5 | 3.5 | 3.5 | 3.5 | 3.5 | 3.5 | 3.5 | 3.5
|  | 2040 | 2016 usd/mmbtu | 3.5 | 3.5 | 3.5 | 3.5 | 3.5 | 3.5 | 3.5 | 3.5 | 3.5
|  | 2045 | 2016 usd/mmbtu | 3.7 | 3.7 | 3.7 | 3.7 | 3.7 | 3.7 | 3.7 | 3.7 | 3.7
|  | 2050 | 2016 usd/mmbtu | 4 | 4 | 4 | 600.3 | 4 | 4 | 4 | 600.3 | 4
| desert southwest agg. | 2020 | 2016 usd/mmbtu | 3.1 | 3.1 | 3.1 | 3.1 | 3.1 | 3.1 | 3.1 | 3.1 | 3.1
|  | 2025 | 2016 usd/mmbtu | 3.5 | 3.5 | 3.5 | 3.5 | 3.5 | 3.5 | 3.5 | 3.5 | 3.5
|  | 2030 | 2016 usd/mmbtu | 3.7 | 3.7 | 3.7 | 3.7 | 3.7 | 3.7 | 3.7 | 3.7 | 3.7
|  | 2035 | 2016 usd/mmbtu | 3.9 | 3.9 | 3.9 | 3.9 | 3.9 | 3.9 | 3.9 | 3.9 | 3.9
|  | 2040 | 2016 usd/mmbtu | 4 | 4 | 4 | 4 | 4 | 4 | 4 | 4 | 4
|  | 2045 | 2016 usd/mmbtu | 4.1 | 4.1 | 4.1 | 4.1 | 4.1 | 4.1 | 4.1 | 4.1 | 4.1
|  | 2050 | 2016 usd/mmbtu | 4.5 | 4.5 | 4.5 | 667.5 | 4.5 | 4.5 | 4.5 | 667.5 | 4.5
| florida agg. | 2020 | 2016 usd/mmbtu | 3.5 | 3.5 | 3.5 | 3.5 | 3.5 | 3.5 | 3.5 | 3.5 | 3.5
|  | 2025 | 2016 usd/mmbtu | 3.8 | 3.8 | 3.8 | 3.8 | 3.8 | 3.8 | 3.8 | 3.8 | 3.8
|  | 2030 | 2016 usd/mmbtu | 3.9 | 3.9 | 3.9 | 3.9 | 3.9 | 3.9 | 3.9 | 3.9 | 3.9
|  | 2035 | 2016 usd/mmbtu | 3.9 | 3.9 | 3.9 | 3.9 | 3.9 | 3.9 | 3.9 | 3.9 | 3.9
|  | 2040 | 2016 usd/mmbtu | 3.9 | 3.9 | 3.9 | 3.9 | 3.9 | 3.9 | 3.9 | 3.9 | 3.9
|  | 2045 | 2016 usd/mmbtu | 3.9 | 3.9 | 3.9 | 3.9 | 3.9 | 3.9 | 3.9 | 3.9 | 3.9
|  | 2050 | 2016 usd/mmbtu | 4.2 | 4.2 | 4.2 | 624.9 | 4.2 | 4.2 | 4.2 | 624.9 | 4.2
| hawaii agg. | 2020 | 2016 usd/mmbtu | 3.1 | 3.1 | 3.1 | 3.1 | 3.1 | 3.1 | 3.1 | 3.1 | 3.1
|  | 2025 | 2016 usd/mmbtu | 3.4 | 3.4 | 3.4 | 3.4 | 3.4 | 3.4 | 3.4 | 3.4 | 3.4
|  | 2030 | 2016 usd/mmbtu | 3.4 | 3.4 | 3.4 | 3.4 | 3.4 | 3.4 | 3.4 | 3.4 | 3.4
|  | 2035 | 2016 usd/mmbtu | 3.5 | 3.5 | 3.5 | 3.5 | 3.5 | 3.5 | 3.5 | 3.5 | 3.5
|  | 2040 | 2016 usd/mmbtu | 3.5 | 3.5 | 3.5 | 3.5 | 3.5 | 3.5 | 3.5 | 3.5 | 3.5
|  | 2045 | 2016 usd/mmbtu | 3.7 | 3.7 | 3.7 | 3.7 | 3.7 | 3.7 | 3.7 | 3.7 | 3.7
|  | 2050 | 2016 usd/mmbtu | 4 | 4 | 4 | 600.3 | 4 | 4 | 4 | 600.3 | 4
| louisiana and ozarks agg. | 2020 | 2016 usd/mmbtu | 2.8 | 2.8 | 2.8 | 2.8 | 2.8 | 2.8 | 2.8 | 2.8 | 2.8
|  | 2025 | 2016 usd/mmbtu | 3.2 | 3.2 | 3.2 | 3.2 | 3.2 | 3.2 | 3.2 | 3.2 | 3.2
|  | 2030 | 2016 usd/mmbtu | 3.3 | 3.3 | 3.3 | 3.3 | 3.3 | 3.3 | 3.3 | 3.3 | 3.3
|  | 2035 | 2016 usd/mmbtu | 3.4 | 3.4 | 3.4 | 3.4 | 3.4 | 3.4 | 3.4 | 3.4 | 3.4
|  | 2040 | 2016 usd/mmbtu | 3.4 | 3.4 | 3.4 | 3.4 | 3.4 | 3.4 | 3.4 | 3.4 | 3.4
|  | 2045 | 2016 usd/mmbtu | 3.5 | 3.5 | 3.5 | 3.5 | 3.5 | 3.5 | 3.5 | 3.5 | 3.5
|  | 2050 | 2016 usd/mmbtu | 3.6 | 3.6 | 3.6 | 547.4 | 3.6 | 3.6 | 3.6 | 547.4 | 3.6
| lower midwest agg. | 2020 | 2016 usd/mmbtu | 2.7 | 2.7 | 2.7 | 2.7 | 2.7 | 2.7 | 2.7 | 2.7 | 2.7
|  | 2025 | 2016 usd/mmbtu | 3.1 | 3.1 | 3.1 | 3.1 | 3.1 | 3.1 | 3.1 | 3.1 | 3.1
|  | 2030 | 2016 usd/mmbtu | 3.3 | 3.3 | 3.3 | 3.3 | 3.3 | 3.3 | 3.3 | 3.3 | 3.3
|  | 2035 | 2016 usd/mmbtu | 3.4 | 3.4 | 3.4 | 3.4 | 3.4 | 3.4 | 3.4 | 3.4 | 3.4
|  | 2040 | 2016 usd/mmbtu | 3.4 | 3.4 | 3.4 | 3.4 | 3.4 | 3.4 | 3.4 | 3.4 | 3.4
|  | 2045 | 2016 usd/mmbtu | 3.5 | 3.5 | 3.5 | 3.5 | 3.5 | 3.5 | 3.5 | 3.5 | 3.5
|  | 2050 | 2016 usd/mmbtu | 3.7 | 3.7 | 3.7 | 552.4 | 3.7 | 3.7 | 3.7 | 552.4 | 3.7
| mid-atlantic and great lakes agg. | 2020 | 2016 usd/mmbtu | 2.8 | 2.8 | 2.8 | 2.8 | 2.8 | 2.8 | 2.8 | 2.8 | 2.8
|  | 2025 | 2016 usd/mmbtu | 3.1 | 3.1 | 3.1 | 3.1 | 3.1 | 3.1 | 3.1 | 3.1 | 3.1
|  | 2030 | 2016 usd/mmbtu | 3.2 | 3.2 | 3.2 | 3.2 | 3.2 | 3.2 | 3.2 | 3.2 | 3.2
|  | 2035 | 2016 usd/mmbtu | 3.3 | 3.3 | 3.3 | 3.3 | 3.3 | 3.3 | 3.3 | 3.3 | 3.3
|  | 2040 | 2016 usd/mmbtu | 3.3 | 3.3 | 3.3 | 3.3 | 3.3 | 3.3 | 3.3 | 3.3 | 3.3
|  | 2045 | 2016 usd/mmbtu | 3.4 | 3.4 | 3.4 | 3.4 | 3.4 | 3.4 | 3.4 | 3.4 | 3.4
|  | 2050 | 2016 usd/mmbtu | 3.5 | 3.5 | 3.5 | 529.4 | 3.5 | 3.5 | 3.5 | 529.4 | 3.5
| new england agg. | 2020 | 2016 usd/mmbtu | 3.6 | 3.6 | 3.6 | 3.6 | 3.6 | 3.6 | 3.6 | 3.6 | 3.6
|  | 2025 | 2016 usd/mmbtu | 3.8 | 3.8 | 3.8 | 3.8 | 3.8 | 3.8 | 3.8 | 3.8 | 3.8
|  | 2030 | 2016 usd/mmbtu | 3.8 | 3.8 | 3.8 | 3.8 | 3.8 | 3.8 | 3.8 | 3.8 | 3.8
|  | 2035 | 2016 usd/mmbtu | 3.9 | 3.9 | 3.9 | 3.9 | 3.9 | 3.9 | 3.9 | 3.9 | 3.9
|  | 2040 | 2016 usd/mmbtu | 3.9 | 3.9 | 3.9 | 3.9 | 3.9 | 3.9 | 3.9 | 3.9 | 3.9
|  | 2045 | 2016 usd/mmbtu | 4.1 | 4.1 | 4.1 | 4.1 | 4.1 | 4.1 | 4.1 | 4.1 | 4.1
|  | 2050 | 2016 usd/mmbtu | 4.4 | 4.4 | 4.4 | 654.8 | 4.4 | 4.4 | 4.4 | 654.8 | 4.4
| new york agg. | 2020 | 2016 usd/mmbtu | 2.9 | 2.9 | 2.9 | 2.9 | 2.9 | 2.9 | 2.9 | 2.9 | 2.9
|  | 2025 | 2016 usd/mmbtu | 3.1 | 3.1 | 3.1 | 3.1 | 3.1 | 3.1 | 3.1 | 3.1 | 3.1
|  | 2030 | 2016 usd/mmbtu | 3.1 | 3.1 | 3.1 | 3.1 | 3.1 | 3.1 | 3.1 | 3.1 | 3.1
|  | 2035 | 2016 usd/mmbtu | 3.2 | 3.2 | 3.2 | 3.2 | 3.2 | 3.2 | 3.2 | 3.2 | 3.2
|  | 2040 | 2016 usd/mmbtu | 3.2 | 3.2 | 3.2 | 3.2 | 3.2 | 3.2 | 3.2 | 3.2 | 3.2
|  | 2045 | 2016 usd/mmbtu | 3.2 | 3.2 | 3.2 | 3.2 | 3.2 | 3.2 | 3.2 | 3.2 | 3.2
|  | 2050 | 2016 usd/mmbtu | 3.4 | 3.4 | 3.4 | 512.6 | 3.4 | 3.4 | 3.4 | 512.6 | 3.4
| pacific northwest agg. | 2020 | 2016 usd/mmbtu | 2.8 | 2.8 | 2.8 | 2.8 | 2.8 | 2.8 | 2.8 | 2.8 | 2.8
|  | 2025 | 2016 usd/mmbtu | 3.2 | 3.2 | 3.2 | 3.2 | 3.2 | 3.2 | 3.2 | 3.2 | 3.2
|  | 2030 | 2016 usd/mmbtu | 3.3 | 3.3 | 3.3 | 3.3 | 3.3 | 3.3 | 3.3 | 3.3 | 3.3
|  | 2035 | 2016 usd/mmbtu | 3.5 | 3.5 | 3.5 | 3.5 | 3.5 | 3.5 | 3.5 | 3.5 | 3.5
|  | 2040 | 2016 usd/mmbtu | 3.6 | 3.6 | 3.6 | 3.6 | 3.6 | 3.6 | 3.6 | 3.6 | 3.6
|  | 2045 | 2016 usd/mmbtu | 3.8 | 3.8 | 3.8 | 3.8 | 3.8 | 3.8 | 3.8 | 3.8 | 3.8
|  | 2050 | 2016 usd/mmbtu | 4.2 | 4.2 | 4.2 | 635.8 | 4.2 | 4.2 | 4.2 | 635.8 | 4.2
| rocky mountains agg. | 2020 | 2016 usd/mmbtu | 3 | 3 | 3 | 3 | 3 | 3 | 3 | 3 | 3
|  | 2025 | 2016 usd/mmbtu | 3.3 | 3.3 | 3.3 | 3.3 | 3.3 | 3.3 | 3.3 | 3.3 | 3.3
|  | 2030 | 2016 usd/mmbtu | 3.4 | 3.4 | 3.4 | 3.4 | 3.4 | 3.4 | 3.4 | 3.4 | 3.4
|  | 2035 | 2016 usd/mmbtu | 3.5 | 3.5 | 3.5 | 3.5 | 3.5 | 3.5 | 3.5 | 3.5 | 3.5
|  | 2040 | 2016 usd/mmbtu | 3.6 | 3.6 | 3.6 | 3.6 | 3.6 | 3.6 | 3.6 | 3.6 | 3.6
|  | 2045 | 2016 usd/mmbtu | 3.7 | 3.7 | 3.7 | 3.7 | 3.7 | 3.7 | 3.7 | 3.7 | 3.7
|  | 2050 | 2016 usd/mmbtu | 4 | 4 | 4 | 598.7 | 4 | 4 | 4 | 598.7 | 4
| southeast agg. | 2020 | 2016 usd/mmbtu | 2.9 | 2.9 | 2.9 | 2.9 | 2.9 | 2.9 | 2.9 | 2.9 | 2.9
|  | 2025 | 2016 usd/mmbtu | 3.2 | 3.2 | 3.2 | 3.2 | 3.2 | 3.2 | 3.2 | 3.2 | 3.2
|  | 2030 | 2016 usd/mmbtu | 3.3 | 3.3 | 3.3 | 3.3 | 3.3 | 3.3 | 3.3 | 3.3 | 3.3
|  | 2035 | 2016 usd/mmbtu | 3.4 | 3.4 | 3.4 | 3.4 | 3.4 | 3.4 | 3.4 | 3.4 | 3.4
|  | 2040 | 2016 usd/mmbtu | 3.4 | 3.4 | 3.4 | 3.4 | 3.4 | 3.4 | 3.4 | 3.4 | 3.4
|  | 2045 | 2016 usd/mmbtu | 3.4 | 3.4 | 3.4 | 3.4 | 3.4 | 3.4 | 3.4 | 3.4 | 3.4
|  | 2050 | 2016 usd/mmbtu | 3.6 | 3.6 | 3.6 | 539.9 | 3.6 | 3.6 | 3.6 | 539.9 | 3.6
| texas agg. | 2020 | 2016 usd/mmbtu | 2.6 | 2.6 | 2.6 | 2.6 | 2.6 | 2.6 | 2.6 | 2.6 | 2.6
|  | 2025 | 2016 usd/mmbtu | 3 | 3 | 3 | 3 | 3 | 3 | 3 | 3 | 3
|  | 2030 | 2016 usd/mmbtu | 3.1 | 3.1 | 3.1 | 3.1 | 3.1 | 3.1 | 3.1 | 3.1 | 3.1
|  | 2035 | 2016 usd/mmbtu | 3.3 | 3.3 | 3.3 | 3.3 | 3.3 | 3.3 | 3.3 | 3.3 | 3.3
|  | 2040 | 2016 usd/mmbtu | 3.3 | 3.3 | 3.3 | 3.3 | 3.3 | 3.3 | 3.3 | 3.3 | 3.3
|  | 2045 | 2016 usd/mmbtu | 3.3 | 3.3 | 3.3 | 3.3 | 3.3 | 3.3 | 3.3 | 3.3 | 3.3
|  | 2050 | 2016 usd/mmbtu | 3.5 | 3.5 | 3.5 | 528.8 | 3.5 | 3.5 | 3.5 | 528.8 | 3.5
| upper midwest agg. | 2020 | 2016 usd/mmbtu | 2.9 | 2.9 | 2.9 | 2.9 | 2.9 | 2.9 | 2.9 | 2.9 | 2.9
|  | 2025 | 2016 usd/mmbtu | 3.4 | 3.4 | 3.4 | 3.4 | 3.4 | 3.4 | 3.4 | 3.4 | 3.4
|  | 2030 | 2016 usd/mmbtu | 3.5 | 3.5 | 3.5 | 3.5 | 3.5 | 3.5 | 3.5 | 3.5 | 3.5
|  | 2035 | 2016 usd/mmbtu | 3.6 | 3.6 | 3.6 | 3.6 | 3.6 | 3.6 | 3.6 | 3.6 | 3.6
|  | 2040 | 2016 usd/mmbtu | 3.7 | 3.7 | 3.7 | 3.7 | 3.7 | 3.7 | 3.7 | 3.7 | 3.7
|  | 2045 | 2016 usd/mmbtu | 3.7 | 3.7 | 3.7 | 3.7 | 3.7 | 3.7 | 3.7 | 3.7 | 3.7
|  | 2050 | 2016 usd/mmbtu | 3.9 | 3.9 | 3.9 | 589.5 | 3.9 | 3.9 | 3.9 | 589.5 | 3.9
| utah/nevada agg. | 2020 | 2016 usd/mmbtu | 2.8 | 2.8 | 2.8 | 2.8 | 2.8 | 2.8 | 2.8 | 2.8 | 2.8
|  | 2025 | 2016 usd/mmbtu | 3.2 | 3.2 | 3.2 | 3.2 | 3.2 | 3.2 | 3.2 | 3.2 | 3.2
|  | 2030 | 2016 usd/mmbtu | 3.3 | 3.3 | 3.3 | 3.3 | 3.3 | 3.3 | 3.3 | 3.3 | 3.3
|  | 2035 | 2016 usd/mmbtu | 3.5 | 3.5 | 3.5 | 3.5 | 3.5 | 3.5 | 3.5 | 3.5 | 3.5
|  | 2040 | 2016 usd/mmbtu | 3.6 | 3.6 | 3.6 | 3.6 | 3.6 | 3.6 | 3.6 | 3.6 | 3.6
|  | 2045 | 2016 usd/mmbtu | 3.8 | 3.8 | 3.8 | 3.8 | 3.8 | 3.8 | 3.8 | 3.8 | 3.8
|  | 2050 | 2016 usd/mmbtu | 4.2 | 4.2 | 4.2 | 635.8 | 4.2 | 4.2 | 4.2 | 635.8 | 4.2
oil primary - domestic_1 | all | 2020 | 2016 usd/mmbtu | 7.5 | 7.5 | 7.5 | 7.5 | 7.5 | 7.5 | 7.5 | 7.5 | 7.5
|  | 2025 | 2016 usd/mmbtu | 7.7 | 7.7 | 7.7 | 7.7 | 7.7 | 7.7 | 7.7 | 7.7 | 7.7
|  | 2030 | 2016 usd/mmbtu | 7.8 | 7.8 | 7.8 | 7.8 | 7.8 | 7.8 | 7.8 | 7.8 | 7.8
|  | 2035 | 2016 usd/mmbtu | 8.2 | 8.2 | 8.2 | 8.2 | 8.2 | 8.2 | 8.2 | 8.2 | 8.2
|  | 2040 | 2016 usd/mmbtu | 8.4 | 8.4 | 8.4 | 8.4 | 8.4 | 8.4 | 8.4 | 8.4 | 8.4
|  | 2045 | 2016 usd/mmbtu | 8.6 | 8.6 | 8.6 | 8.6 | 8.6 | 8.6 | 8.6 | 8.6 | 8.6
|  | 2050 | 2016 usd/mmbtu | 8.9 | 8.9 | 8.9 | 2583.7 | 8.9 | 8.9 | 8.9 | 2583.7 | 8.9
petroleum coke product | all | 2020 | 2016 usd/mmbtu |  |  |  | 3 |  |  |  | 3
|  | 2025 | 2016 usd/mmbtu |  |  |  | 3 |  |  |  | 3
|  | 2030 | 2016 usd/mmbtu |  |  |  | 3 |  |  |  | 3
|  | 2035 | 2016 usd/mmbtu |  |  |  | 3 |  |  |  | 3
|  | 2040 | 2016 usd/mmbtu |  |  |  | 3 |  |  |  | 3
|  | 2045 | 2016 usd/mmbtu |  |  |  | 3 |  |  |  | 3
|  | 2050 | 2016 usd/mmbtu |  |  |  | 450 |  |  |  | 450
|  | all | 2016 usd/mmbtu | 3 | 3 | 3 |  | 3 | 3 | 3 |  | 3
refined fossil diesel product | alaska agg. | 2020 | 2016 usd/mmbtu | 9.1 | 9.1 | 9.1 | 9.1 | 9.1 | 9.1 | 9.1 | 9.1 | 9.1
|  | 2025 | 2016 usd/mmbtu | 10.4 | 10.4 | 10.4 | 10.4 | 10.4 | 10.4 | 10.4 | 10.4 | 10.4
|  | 2030 | 2016 usd/mmbtu | 10.8 | 10.8 | 10.8 | 10.8 | 10.8 | 10.8 | 10.8 | 10.8 | 10.8
|  | 2035 | 2016 usd/mmbtu | 11.2 | 11.2 | 11.2 | 11.2 | 11.2 | 11.2 | 11.2 | 11.2 | 11.2
|  | 2040 | 2016 usd/mmbtu | 11.3 | 11.3 | 11.3 | 11.3 | 11.3 | 11.3 | 11.3 | 11.3 | 11.3
|  | 2045 | 2016 usd/mmbtu | 11.3 | 11.3 | 11.3 | 11.3 | 11.3 | 11.3 | 11.3 | 11.3 | 11.3
|  | 2050 | 2016 usd/mmbtu | 11.4 | 11.4 | 11.4 | 1715.7 | 11.4 | 11.4 | 11.4 | 1715.7 | 11.4
| california agg. | 2020 | 2016 usd/mmbtu | 9.1 | 9.1 | 9.1 | 9.1 | 9.1 | 9.1 | 9.1 | 9.1 | 9.1
|  | 2025 | 2016 usd/mmbtu | 10.4 | 10.4 | 10.4 | 10.4 | 10.4 | 10.4 | 10.4 | 10.4 | 10.4
|  | 2030 | 2016 usd/mmbtu | 10.8 | 10.8 | 10.8 | 10.8 | 10.8 | 10.8 | 10.8 | 10.8 | 10.8
|  | 2035 | 2016 usd/mmbtu | 11.2 | 11.2 | 11.2 | 11.2 | 11.2 | 11.2 | 11.2 | 11.2 | 11.2
|  | 2040 | 2016 usd/mmbtu | 11.3 | 11.3 | 11.3 | 11.3 | 11.3 | 11.3 | 11.3 | 11.3 | 11.3
|  | 2045 | 2016 usd/mmbtu | 11.3 | 11.3 | 11.3 | 11.3 | 11.3 | 11.3 | 11.3 | 11.3 | 11.3
|  | 2050 | 2016 usd/mmbtu | 11.4 | 11.4 | 11.4 | 1715.7 | 11.4 | 11.4 | 11.4 | 1715.7 | 11.4
| desert southwest agg. | 2020 | 2016 usd/mmbtu | 10.8 | 10.8 | 10.8 | 10.8 | 10.8 | 10.8 | 10.8 | 10.8 | 10.8
|  | 2025 | 2016 usd/mmbtu | 10.1 | 10.1 | 10.1 | 10.1 | 10.1 | 10.1 | 10.1 | 10.1 | 10.1
|  | 2030 | 2016 usd/mmbtu | 10.2 | 10.2 | 10.2 | 10.2 | 10.2 | 10.2 | 10.2 | 10.2 | 10.2
|  | 2035 | 2016 usd/mmbtu | 10.5 | 10.5 | 10.5 | 10.5 | 10.5 | 10.5 | 10.5 | 10.5 | 10.5
|  | 2040 | 2016 usd/mmbtu | 10.7 | 10.7 | 10.7 | 10.7 | 10.7 | 10.7 | 10.7 | 10.7 | 10.7
|  | 2045 | 2016 usd/mmbtu | 10.8 | 10.8 | 10.8 | 10.8 | 10.8 | 10.8 | 10.8 | 10.8 | 10.8
|  | 2050 | 2016 usd/mmbtu | 10.9 | 10.9 | 10.9 | 1640 | 10.9 | 10.9 | 10.9 | 1640 | 10.9
| florida agg. | 2020 | 2016 usd/mmbtu | 10.3 | 10.3 | 10.3 | 10.3 | 10.3 | 10.3 | 10.3 | 10.3 | 10.3
|  | 2025 | 2016 usd/mmbtu | 10.1 | 10.1 | 10.1 | 10.1 | 10.1 | 10.1 | 10.1 | 10.1 | 10.1
|  | 2030 | 2016 usd/mmbtu | 10.2 | 10.2 | 10.2 | 10.2 | 10.2 | 10.2 | 10.2 | 10.2 | 10.2
|  | 2035 | 2016 usd/mmbtu | 10.4 | 10.4 | 10.4 | 10.4 | 10.4 | 10.4 | 10.4 | 10.4 | 10.4
|  | 2040 | 2016 usd/mmbtu | 10.5 | 10.5 | 10.5 | 10.5 | 10.5 | 10.5 | 10.5 | 10.5 | 10.5
|  | 2045 | 2016 usd/mmbtu | 10.5 | 10.5 | 10.5 | 10.5 | 10.5 | 10.5 | 10.5 | 10.5 | 10.5
|  | 2050 | 2016 usd/mmbtu | 10.6 | 10.6 | 10.6 | 1591.2 | 10.6 | 10.6 | 10.6 | 1591.2 | 10.6
| hawaii agg. | 2020 | 2016 usd/mmbtu | 9.1 | 9.1 | 9.1 | 9.1 | 9.1 | 9.1 | 9.1 | 9.1 | 9.1
|  | 2025 | 2016 usd/mmbtu | 10.4 | 10.4 | 10.4 | 10.4 | 10.4 | 10.4 | 10.4 | 10.4 | 10.4
|  | 2030 | 2016 usd/mmbtu | 10.8 | 10.8 | 10.8 | 10.8 | 10.8 | 10.8 | 10.8 | 10.8 | 10.8
|  | 2035 | 2016 usd/mmbtu | 11.2 | 11.2 | 11.2 | 11.2 | 11.2 | 11.2 | 11.2 | 11.2 | 11.2
|  | 2040 | 2016 usd/mmbtu | 11.3 | 11.3 | 11.3 | 11.3 | 11.3 | 11.3 | 11.3 | 11.3 | 11.3
|  | 2045 | 2016 usd/mmbtu | 11.3 | 11.3 | 11.3 | 11.3 | 11.3 | 11.3 | 11.3 | 11.3 | 11.3
|  | 2050 | 2016 usd/mmbtu | 11.4 | 11.4 | 11.4 | 1715.7 | 11.4 | 11.4 | 11.4 | 1715.7 | 11.4
| louisiana and ozarks agg. | 2020 | 2016 usd/mmbtu | 10.1 | 10.1 | 10.1 | 10.1 | 10.1 | 10.1 | 10.1 | 10.1 | 10.1
|  | 2025 | 2016 usd/mmbtu | 9.7 | 9.7 | 9.7 | 9.7 | 9.7 | 9.7 | 9.7 | 9.7 | 9.7
|  | 2030 | 2016 usd/mmbtu | 9.8 | 9.8 | 9.8 | 9.8 | 9.8 | 9.8 | 9.8 | 9.8 | 9.8
|  | 2035 | 2016 usd/mmbtu | 10 | 10 | 10 | 10 | 10 | 10 | 10 | 10 | 10
|  | 2040 | 2016 usd/mmbtu | 10.1 | 10.1 | 10.1 | 10.1 | 10.1 | 10.1 | 10.1 | 10.1 | 10.1
|  | 2045 | 2016 usd/mmbtu | 10.1 | 10.1 | 10.1 | 10.1 | 10.1 | 10.1 | 10.1 | 10.1 | 10.1
|  | 2050 | 2016 usd/mmbtu | 10.2 | 10.2 | 10.2 | 1532.5 | 10.2 | 10.2 | 10.2 | 1532.5 | 10.2
| lower midwest agg. | 2020 | 2016 usd/mmbtu | 10.2 | 10.2 | 10.2 | 10.2 | 10.2 | 10.2 | 10.2 | 10.2 | 10.2
|  | 2025 | 2016 usd/mmbtu | 9.7 | 9.7 | 9.7 | 9.7 | 9.7 | 9.7 | 9.7 | 9.7 | 9.7
|  | 2030 | 2016 usd/mmbtu | 9.8 | 9.8 | 9.8 | 9.8 | 9.8 | 9.8 | 9.8 | 9.8 | 9.8
|  | 2035 | 2016 usd/mmbtu | 10 | 10 | 10 | 10 | 10 | 10 | 10 | 10 | 10
|  | 2040 | 2016 usd/mmbtu | 10.1 | 10.1 | 10.1 | 10.1 | 10.1 | 10.1 | 10.1 | 10.1 | 10.1
|  | 2045 | 2016 usd/mmbtu | 10.1 | 10.1 | 10.1 | 10.1 | 10.1 | 10.1 | 10.1 | 10.1 | 10.1
|  | 2050 | 2016 usd/mmbtu | 10.2 | 10.2 | 10.2 | 1532.9 | 10.2 | 10.2 | 10.2 | 1532.9 | 10.2
| mid-atlantic and great lakes agg. | 2020 | 2016 usd/mmbtu | 9.8 | 9.8 | 9.8 | 9.8 | 9.8 | 9.8 | 9.8 | 9.8 | 9.8
|  | 2025 | 2016 usd/mmbtu | 9.9 | 9.9 | 9.9 | 9.9 | 9.9 | 9.9 | 9.9 | 9.9 | 9.9
|  | 2030 | 2016 usd/mmbtu | 10 | 10 | 10 | 10 | 10 | 10 | 10 | 10 | 10
|  | 2035 | 2016 usd/mmbtu | 10.2 | 10.2 | 10.2 | 10.2 | 10.2 | 10.2 | 10.2 | 10.2 | 10.2
|  | 2040 | 2016 usd/mmbtu | 10.3 | 10.3 | 10.3 | 10.3 | 10.3 | 10.3 | 10.3 | 10.3 | 10.3
|  | 2045 | 2016 usd/mmbtu | 10.3 | 10.3 | 10.3 | 10.3 | 10.3 | 10.3 | 10.3 | 10.3 | 10.3
|  | 2050 | 2016 usd/mmbtu | 10.4 | 10.4 | 10.4 | 1562.9 | 10.4 | 10.4 | 10.4 | 1562.9 | 10.4
| new england agg. | 2020 | 2016 usd/mmbtu | 10.5 | 10.5 | 10.5 | 10.5 | 10.5 | 10.5 | 10.5 | 10.5 | 10.5
|  | 2025 | 2016 usd/mmbtu | 10.2 | 10.2 | 10.2 | 10.2 | 10.2 | 10.2 | 10.2 | 10.2 | 10.2
|  | 2030 | 2016 usd/mmbtu | 10.3 | 10.3 | 10.3 | 10.3 | 10.3 | 10.3 | 10.3 | 10.3 | 10.3
|  | 2035 | 2016 usd/mmbtu | 10.5 | 10.5 | 10.5 | 10.5 | 10.5 | 10.5 | 10.5 | 10.5 | 10.5
|  | 2040 | 2016 usd/mmbtu | 10.6 | 10.6 | 10.6 | 10.6 | 10.6 | 10.6 | 10.6 | 10.6 | 10.6
|  | 2045 | 2016 usd/mmbtu | 10.6 | 10.6 | 10.6 | 10.6 | 10.6 | 10.6 | 10.6 | 10.6 | 10.6
|  | 2050 | 2016 usd/mmbtu | 10.7 | 10.7 | 10.7 | 1604.8 | 10.7 | 10.7 | 10.7 | 1604.8 | 10.7
| new york agg. | 2020 | 2016 usd/mmbtu | 9.5 | 9.5 | 9.5 | 9.5 | 9.5 | 9.5 | 9.5 | 9.5 | 9.5
|  | 2025 | 2016 usd/mmbtu | 10.2 | 10.2 | 10.2 | 10.2 | 10.2 | 10.2 | 10.2 | 10.2 | 10.2
|  | 2030 | 2016 usd/mmbtu | 10.3 | 10.3 | 10.3 | 10.3 | 10.3 | 10.3 | 10.3 | 10.3 | 10.3
|  | 2035 | 2016 usd/mmbtu | 10.5 | 10.5 | 10.5 | 10.5 | 10.5 | 10.5 | 10.5 | 10.5 | 10.5
|  | 2040 | 2016 usd/mmbtu | 10.6 | 10.6 | 10.6 | 10.6 | 10.6 | 10.6 | 10.6 | 10.6 | 10.6
|  | 2045 | 2016 usd/mmbtu | 10.6 | 10.6 | 10.6 | 10.6 | 10.6 | 10.6 | 10.6 | 10.6 | 10.6
|  | 2050 | 2016 usd/mmbtu | 10.7 | 10.7 | 10.7 | 1606.3 | 10.7 | 10.7 | 10.7 | 1606.3 | 10.7
| pacific northwest agg. | 2020 | 2016 usd/mmbtu | 9.5 | 9.5 | 9.5 | 9.5 | 9.5 | 9.5 | 9.5 | 9.5 | 9.5
|  | 2025 | 2016 usd/mmbtu | 10.4 | 10.4 | 10.4 | 10.4 | 10.4 | 10.4 | 10.4 | 10.4 | 10.4
|  | 2030 | 2016 usd/mmbtu | 10.7 | 10.7 | 10.7 | 10.7 | 10.7 | 10.7 | 10.7 | 10.7 | 10.7
|  | 2035 | 2016 usd/mmbtu | 11 | 11 | 11 | 11 | 11 | 11 | 11 | 11 | 11
|  | 2040 | 2016 usd/mmbtu | 11.2 | 11.2 | 11.2 | 11.2 | 11.2 | 11.2 | 11.2 | 11.2 | 11.2
|  | 2045 | 2016 usd/mmbtu | 11.2 | 11.2 | 11.2 | 11.2 | 11.2 | 11.2 | 11.2 | 11.2 | 11.2
|  | 2050 | 2016 usd/mmbtu | 11.3 | 11.3 | 11.3 | 1701.3 | 11.3 | 11.3 | 11.3 | 1701.3 | 11.3
| rocky mountains agg. | 2020 | 2016 usd/mmbtu | 10.9 | 10.9 | 10.9 | 10.9 | 10.9 | 10.9 | 10.9 | 10.9 | 10.9
|  | 2025 | 2016 usd/mmbtu | 10.1 | 10.1 | 10.1 | 10.1 | 10.1 | 10.1 | 10.1 | 10.1 | 10.1
|  | 2030 | 2016 usd/mmbtu | 10.2 | 10.2 | 10.2 | 10.2 | 10.2 | 10.2 | 10.2 | 10.2 | 10.2
|  | 2035 | 2016 usd/mmbtu | 10.5 | 10.5 | 10.5 | 10.5 | 10.5 | 10.5 | 10.5 | 10.5 | 10.5
|  | 2040 | 2016 usd/mmbtu | 10.7 | 10.7 | 10.7 | 10.7 | 10.7 | 10.7 | 10.7 | 10.7 | 10.7
|  | 2045 | 2016 usd/mmbtu | 10.8 | 10.8 | 10.8 | 10.8 | 10.8 | 10.8 | 10.8 | 10.8 | 10.8
|  | 2050 | 2016 usd/mmbtu | 10.9 | 10.9 | 10.9 | 1641.7 | 10.9 | 10.9 | 10.9 | 1641.7 | 10.9
| southeast agg. | 2020 | 2016 usd/mmbtu | 10.2 | 10.2 | 10.2 | 10.2 | 10.2 | 10.2 | 10.2 | 10.2 | 10.2
|  | 2025 | 2016 usd/mmbtu | 10 | 10 | 10 | 10 | 10 | 10 | 10 | 10 | 10
|  | 2030 | 2016 usd/mmbtu | 10 | 10 | 10 | 10 | 10 | 10 | 10 | 10 | 10
|  | 2035 | 2016 usd/mmbtu | 10.3 | 10.3 | 10.3 | 10.3 | 10.3 | 10.3 | 10.3 | 10.3 | 10.3
|  | 2040 | 2016 usd/mmbtu | 10.4 | 10.4 | 10.4 | 10.4 | 10.4 | 10.4 | 10.4 | 10.4 | 10.4
|  | 2045 | 2016 usd/mmbtu | 10.4 | 10.4 | 10.4 | 10.4 | 10.4 | 10.4 | 10.4 | 10.4 | 10.4
|  | 2050 | 2016 usd/mmbtu | 10.5 | 10.5 | 10.5 | 1574 | 10.5 | 10.5 | 10.5 | 1574 | 10.5
| texas agg. | 2020 | 2016 usd/mmbtu | 10 | 10 | 10 | 10 | 10 | 10 | 10 | 10 | 10
|  | 2025 | 2016 usd/mmbtu | 9.7 | 9.7 | 9.7 | 9.7 | 9.7 | 9.7 | 9.7 | 9.7 | 9.7
|  | 2030 | 2016 usd/mmbtu | 9.7 | 9.7 | 9.7 | 9.7 | 9.7 | 9.7 | 9.7 | 9.7 | 9.7
|  | 2035 | 2016 usd/mmbtu | 10 | 10 | 10 | 10 | 10 | 10 | 10 | 10 | 10
|  | 2040 | 2016 usd/mmbtu | 10.1 | 10.1 | 10.1 | 10.1 | 10.1 | 10.1 | 10.1 | 10.1 | 10.1
|  | 2045 | 2016 usd/mmbtu | 10.1 | 10.1 | 10.1 | 10.1 | 10.1 | 10.1 | 10.1 | 10.1 | 10.1
|  | 2050 | 2016 usd/mmbtu | 10.2 | 10.2 | 10.2 | 1526.2 | 10.2 | 10.2 | 10.2 | 1526.2 | 10.2
| upper midwest agg. | 2020 | 2016 usd/mmbtu | 10.3 | 10.3 | 10.3 | 10.3 | 10.3 | 10.3 | 10.3 | 10.3 | 10.3
|  | 2025 | 2016 usd/mmbtu | 9.7 | 9.7 | 9.7 | 9.7 | 9.7 | 9.7 | 9.7 | 9.7 | 9.7
|  | 2030 | 2016 usd/mmbtu | 9.8 | 9.8 | 9.8 | 9.8 | 9.8 | 9.8 | 9.8 | 9.8 | 9.8
|  | 2035 | 2016 usd/mmbtu | 10 | 10 | 10 | 10 | 10 | 10 | 10 | 10 | 10
|  | 2040 | 2016 usd/mmbtu | 10.1 | 10.1 | 10.1 | 10.1 | 10.1 | 10.1 | 10.1 | 10.1 | 10.1
|  | 2045 | 2016 usd/mmbtu | 10.1 | 10.1 | 10.1 | 10.1 | 10.1 | 10.1 | 10.1 | 10.1 | 10.1
|  | 2050 | 2016 usd/mmbtu | 10.3 | 10.3 | 10.3 | 1538.4 | 10.3 | 10.3 | 10.3 | 1538.4 | 10.3
| utah/nevada agg. | 2020 | 2016 usd/mmbtu | 10.9 | 10.9 | 10.9 | 10.9 | 10.9 | 10.9 | 10.9 | 10.9 | 10.9
|  | 2025 | 2016 usd/mmbtu | 10.1 | 10.1 | 10.1 | 10.1 | 10.1 | 10.1 | 10.1 | 10.1 | 10.1
|  | 2030 | 2016 usd/mmbtu | 10.2 | 10.2 | 10.2 | 10.2 | 10.2 | 10.2 | 10.2 | 10.2 | 10.2
|  | 2035 | 2016 usd/mmbtu | 10.5 | 10.5 | 10.5 | 10.5 | 10.5 | 10.5 | 10.5 | 10.5 | 10.5
|  | 2040 | 2016 usd/mmbtu | 10.7 | 10.7 | 10.7 | 10.7 | 10.7 | 10.7 | 10.7 | 10.7 | 10.7
|  | 2045 | 2016 usd/mmbtu | 10.8 | 10.8 | 10.8 | 10.8 | 10.8 | 10.8 | 10.8 | 10.8 | 10.8
|  | 2050 | 2016 usd/mmbtu | 11 | 11 | 11 | 1644.8 | 11 | 11 | 11 | 1644.8 | 11
refined fossil gasoline product | alaska agg. | 2020 | 2016 usd/mmbtu | 11.7 | 11.7 | 11.7 | 11.7 | 11.7 | 11.7 | 11.7 | 11.7 | 11.7
|  | 2025 | 2016 usd/mmbtu | 12.1 | 12.1 | 12.1 | 12.1 | 12.1 | 12.1 | 12.1 | 12.1 | 12.1
|  | 2030 | 2016 usd/mmbtu | 12.4 | 12.4 | 12.4 | 12.4 | 12.4 | 12.4 | 12.4 | 12.4 | 12.4
|  | 2035 | 2016 usd/mmbtu | 12.7 | 12.7 | 12.7 | 12.7 | 12.7 | 12.7 | 12.7 | 12.7 | 12.7
|  | 2040 | 2016 usd/mmbtu | 12.9 | 12.9 | 12.9 | 12.9 | 12.9 | 12.9 | 12.9 | 12.9 | 12.9
|  | 2045 | 2016 usd/mmbtu | 13.4 | 13.4 | 13.4 | 13.4 | 13.4 | 13.4 | 13.4 | 13.4 | 13.4
|  | 2050 | 2016 usd/mmbtu | 13.9 | 13.9 | 13.9 | 2086.1 | 13.9 | 13.9 | 13.9 | 2086.1 | 13.9
| california agg. | 2020 | 2016 usd/mmbtu | 11.7 | 11.7 | 11.7 | 11.7 | 11.7 | 11.7 | 11.7 | 11.7 | 11.7
|  | 2025 | 2016 usd/mmbtu | 12.1 | 12.1 | 12.1 | 12.1 | 12.1 | 12.1 | 12.1 | 12.1 | 12.1
|  | 2030 | 2016 usd/mmbtu | 12.4 | 12.4 | 12.4 | 12.4 | 12.4 | 12.4 | 12.4 | 12.4 | 12.4
|  | 2035 | 2016 usd/mmbtu | 12.7 | 12.7 | 12.7 | 12.7 | 12.7 | 12.7 | 12.7 | 12.7 | 12.7
|  | 2040 | 2016 usd/mmbtu | 12.9 | 12.9 | 12.9 | 12.9 | 12.9 | 12.9 | 12.9 | 12.9 | 12.9
|  | 2045 | 2016 usd/mmbtu | 13.4 | 13.4 | 13.4 | 13.4 | 13.4 | 13.4 | 13.4 | 13.4 | 13.4
|  | 2050 | 2016 usd/mmbtu | 13.9 | 13.9 | 13.9 | 2086.1 | 13.9 | 13.9 | 13.9 | 2086.1 | 13.9
| desert southwest agg. | 2020 | 2016 usd/mmbtu | 11.9 | 11.9 | 11.9 | 11.9 | 11.9 | 11.9 | 11.9 | 11.9 | 11.9
|  | 2025 | 2016 usd/mmbtu | 11.4 | 11.4 | 11.4 | 11.4 | 11.4 | 11.4 | 11.4 | 11.4 | 11.4
|  | 2030 | 2016 usd/mmbtu | 11.3 | 11.3 | 11.3 | 11.3 | 11.3 | 11.3 | 11.3 | 11.3 | 11.3
|  | 2035 | 2016 usd/mmbtu | 11.6 | 11.6 | 11.6 | 11.6 | 11.6 | 11.6 | 11.6 | 11.6 | 11.6
|  | 2040 | 2016 usd/mmbtu | 11.9 | 11.9 | 11.9 | 11.9 | 11.9 | 11.9 | 11.9 | 11.9 | 11.9
|  | 2045 | 2016 usd/mmbtu | 12.3 | 12.3 | 12.3 | 12.3 | 12.3 | 12.3 | 12.3 | 12.3 | 12.3
|  | 2050 | 2016 usd/mmbtu | 12.8 | 12.8 | 12.8 | 1915.8 | 12.8 | 12.8 | 12.8 | 1915.8 | 12.8
| florida agg. | 2020 | 2016 usd/mmbtu | 11.4 | 11.4 | 11.4 | 11.4 | 11.4 | 11.4 | 11.4 | 11.4 | 11.4
|  | 2025 | 2016 usd/mmbtu | 12 | 12 | 12 | 12 | 12 | 12 | 12 | 12 | 12
|  | 2030 | 2016 usd/mmbtu | 11.8 | 11.8 | 11.8 | 11.8 | 11.8 | 11.8 | 11.8 | 11.8 | 11.8
|  | 2035 | 2016 usd/mmbtu | 12 | 12 | 12 | 12 | 12 | 12 | 12 | 12 | 12
|  | 2040 | 2016 usd/mmbtu | 12.2 | 12.2 | 12.2 | 12.2 | 12.2 | 12.2 | 12.2 | 12.2 | 12.2
|  | 2045 | 2016 usd/mmbtu | 12.5 | 12.5 | 12.5 | 12.5 | 12.5 | 12.5 | 12.5 | 12.5 | 12.5
|  | 2050 | 2016 usd/mmbtu | 12.9 | 12.9 | 12.9 | 1941.5 | 12.9 | 12.9 | 12.9 | 1941.5 | 12.9
| hawaii agg. | 2020 | 2016 usd/mmbtu | 11.7 | 11.7 | 11.7 | 11.7 | 11.7 | 11.7 | 11.7 | 11.7 | 11.7
|  | 2025 | 2016 usd/mmbtu | 12.1 | 12.1 | 12.1 | 12.1 | 12.1 | 12.1 | 12.1 | 12.1 | 12.1
|  | 2030 | 2016 usd/mmbtu | 12.4 | 12.4 | 12.4 | 12.4 | 12.4 | 12.4 | 12.4 | 12.4 | 12.4
|  | 2035 | 2016 usd/mmbtu | 12.7 | 12.7 | 12.7 | 12.7 | 12.7 | 12.7 | 12.7 | 12.7 | 12.7
|  | 2040 | 2016 usd/mmbtu | 12.9 | 12.9 | 12.9 | 12.9 | 12.9 | 12.9 | 12.9 | 12.9 | 12.9
|  | 2045 | 2016 usd/mmbtu | 13.4 | 13.4 | 13.4 | 13.4 | 13.4 | 13.4 | 13.4 | 13.4 | 13.4
|  | 2050 | 2016 usd/mmbtu | 13.9 | 13.9 | 13.9 | 2086.1 | 13.9 | 13.9 | 13.9 | 2086.1 | 13.9
| louisiana and ozarks agg. | 2020 | 2016 usd/mmbtu | 11.7 | 11.7 | 11.7 | 11.7 | 11.7 | 11.7 | 11.7 | 11.7 | 11.7
|  | 2025 | 2016 usd/mmbtu | 11.2 | 11.2 | 11.2 | 11.2 | 11.2 | 11.2 | 11.2 | 11.2 | 11.2
|  | 2030 | 2016 usd/mmbtu | 11.1 | 11.1 | 11.1 | 11.1 | 11.1 | 11.1 | 11.1 | 11.1 | 11.1
|  | 2035 | 2016 usd/mmbtu | 11.3 | 11.3 | 11.3 | 11.3 | 11.3 | 11.3 | 11.3 | 11.3 | 11.3
|  | 2040 | 2016 usd/mmbtu | 11.4 | 11.4 | 11.4 | 11.4 | 11.4 | 11.4 | 11.4 | 11.4 | 11.4
|  | 2045 | 2016 usd/mmbtu | 11.8 | 11.8 | 11.8 | 11.8 | 11.8 | 11.8 | 11.8 | 11.8 | 11.8
|  | 2050 | 2016 usd/mmbtu | 12.2 | 12.2 | 12.2 | 1834.7 | 12.2 | 12.2 | 12.2 | 1834.7 | 12.2
| lower midwest agg. | 2020 | 2016 usd/mmbtu | 11.8 | 11.8 | 11.8 | 11.8 | 11.8 | 11.8 | 11.8 | 11.8 | 11.8
|  | 2025 | 2016 usd/mmbtu | 11.2 | 11.2 | 11.2 | 11.2 | 11.2 | 11.2 | 11.2 | 11.2 | 11.2
|  | 2030 | 2016 usd/mmbtu | 11.1 | 11.1 | 11.1 | 11.1 | 11.1 | 11.1 | 11.1 | 11.1 | 11.1
|  | 2035 | 2016 usd/mmbtu | 11.3 | 11.3 | 11.3 | 11.3 | 11.3 | 11.3 | 11.3 | 11.3 | 11.3
|  | 2040 | 2016 usd/mmbtu | 11.4 | 11.4 | 11.4 | 11.4 | 11.4 | 11.4 | 11.4 | 11.4 | 11.4
|  | 2045 | 2016 usd/mmbtu | 11.8 | 11.8 | 11.8 | 11.8 | 11.8 | 11.8 | 11.8 | 11.8 | 11.8
|  | 2050 | 2016 usd/mmbtu | 12.2 | 12.2 | 12.2 | 1832.3 | 12.2 | 12.2 | 12.2 | 1832.3 | 12.2
| mid-atlantic and great lakes agg. | 2020 | 2016 usd/mmbtu | 11.2 | 11.2 | 11.2 | 11.2 | 11.2 | 11.2 | 11.2 | 11.2 | 11.2
|  | 2025 | 2016 usd/mmbtu | 11.6 | 11.6 | 11.6 | 11.6 | 11.6 | 11.6 | 11.6 | 11.6 | 11.6
|  | 2030 | 2016 usd/mmbtu | 11.4 | 11.4 | 11.4 | 11.4 | 11.4 | 11.4 | 11.4 | 11.4 | 11.4
|  | 2035 | 2016 usd/mmbtu | 11.7 | 11.7 | 11.7 | 11.7 | 11.7 | 11.7 | 11.7 | 11.7 | 11.7
|  | 2040 | 2016 usd/mmbtu | 11.8 | 11.8 | 11.8 | 11.8 | 11.8 | 11.8 | 11.8 | 11.8 | 11.8
|  | 2045 | 2016 usd/mmbtu | 12.2 | 12.2 | 12.2 | 12.2 | 12.2 | 12.2 | 12.2 | 12.2 | 12.2
|  | 2050 | 2016 usd/mmbtu | 12.7 | 12.7 | 12.7 | 1899.3 | 12.7 | 12.7 | 12.7 | 1899.3 | 12.7
| new england agg. | 2020 | 2016 usd/mmbtu | 11.7 | 11.7 | 11.7 | 11.7 | 11.7 | 11.7 | 11.7 | 11.7 | 11.7
|  | 2025 | 2016 usd/mmbtu | 12 | 12 | 12 | 12 | 12 | 12 | 12 | 12 | 12
|  | 2030 | 2016 usd/mmbtu | 11.8 | 11.8 | 11.8 | 11.8 | 11.8 | 11.8 | 11.8 | 11.8 | 11.8
|  | 2035 | 2016 usd/mmbtu | 12.1 | 12.1 | 12.1 | 12.1 | 12.1 | 12.1 | 12.1 | 12.1 | 12.1
|  | 2040 | 2016 usd/mmbtu | 12.2 | 12.2 | 12.2 | 12.2 | 12.2 | 12.2 | 12.2 | 12.2 | 12.2
|  | 2045 | 2016 usd/mmbtu | 12.6 | 12.6 | 12.6 | 12.6 | 12.6 | 12.6 | 12.6 | 12.6 | 12.6
|  | 2050 | 2016 usd/mmbtu | 13.1 | 13.1 | 13.1 | 1962.5 | 13.1 | 13.1 | 13.1 | 1962.5 | 13.1
| new york agg. | 2020 | 2016 usd/mmbtu | 11.1 | 11.1 | 11.1 | 11.1 | 11.1 | 11.1 | 11.1 | 11.1 | 11.1
|  | 2025 | 2016 usd/mmbtu | 12 | 12 | 12 | 12 | 12 | 12 | 12 | 12 | 12
|  | 2030 | 2016 usd/mmbtu | 11.8 | 11.8 | 11.8 | 11.8 | 11.8 | 11.8 | 11.8 | 11.8 | 11.8
|  | 2035 | 2016 usd/mmbtu | 12.1 | 12.1 | 12.1 | 12.1 | 12.1 | 12.1 | 12.1 | 12.1 | 12.1
|  | 2040 | 2016 usd/mmbtu | 12.2 | 12.2 | 12.2 | 12.2 | 12.2 | 12.2 | 12.2 | 12.2 | 12.2
|  | 2045 | 2016 usd/mmbtu | 12.6 | 12.6 | 12.6 | 12.6 | 12.6 | 12.6 | 12.6 | 12.6 | 12.6
|  | 2050 | 2016 usd/mmbtu | 13.1 | 13.1 | 13.1 | 1958.9 | 13.1 | 13.1 | 13.1 | 1958.9 | 13.1
| pacific northwest agg. | 2020 | 2016 usd/mmbtu | 11.8 | 11.8 | 11.8 | 11.8 | 11.8 | 11.8 | 11.8 | 11.8 | 11.8
|  | 2025 | 2016 usd/mmbtu | 12 | 12 | 12 | 12 | 12 | 12 | 12 | 12 | 12
|  | 2030 | 2016 usd/mmbtu | 12.2 | 12.2 | 12.2 | 12.2 | 12.2 | 12.2 | 12.2 | 12.2 | 12.2
|  | 2035 | 2016 usd/mmbtu | 12.5 | 12.5 | 12.5 | 12.5 | 12.5 | 12.5 | 12.5 | 12.5 | 12.5
|  | 2040 | 2016 usd/mmbtu | 12.7 | 12.7 | 12.7 | 12.7 | 12.7 | 12.7 | 12.7 | 12.7 | 12.7
|  | 2045 | 2016 usd/mmbtu | 13.2 | 13.2 | 13.2 | 13.2 | 13.2 | 13.2 | 13.2 | 13.2 | 13.2
|  | 2050 | 2016 usd/mmbtu | 13.7 | 13.7 | 13.7 | 2051.1 | 13.7 | 13.7 | 13.7 | 2051.1 | 13.7
| rocky mountains agg. | 2020 | 2016 usd/mmbtu | 12 | 12 | 12 | 12 | 12 | 12 | 12 | 12 | 12
|  | 2025 | 2016 usd/mmbtu | 11.4 | 11.4 | 11.4 | 11.4 | 11.4 | 11.4 | 11.4 | 11.4 | 11.4
|  | 2030 | 2016 usd/mmbtu | 11.3 | 11.3 | 11.3 | 11.3 | 11.3 | 11.3 | 11.3 | 11.3 | 11.3
|  | 2035 | 2016 usd/mmbtu | 11.6 | 11.6 | 11.6 | 11.6 | 11.6 | 11.6 | 11.6 | 11.6 | 11.6
|  | 2040 | 2016 usd/mmbtu | 11.8 | 11.8 | 11.8 | 11.8 | 11.8 | 11.8 | 11.8 | 11.8 | 11.8
|  | 2045 | 2016 usd/mmbtu | 12.3 | 12.3 | 12.3 | 12.3 | 12.3 | 12.3 | 12.3 | 12.3 | 12.3
|  | 2050 | 2016 usd/mmbtu | 12.7 | 12.7 | 12.7 | 1911.5 | 12.7 | 12.7 | 12.7 | 1911.5 | 12.7
| southeast agg. | 2020 | 2016 usd/mmbtu | 11.4 | 11.4 | 11.4 | 11.4 | 11.4 | 11.4 | 11.4 | 11.4 | 11.4
|  | 2025 | 2016 usd/mmbtu | 11.6 | 11.6 | 11.6 | 11.6 | 11.6 | 11.6 | 11.6 | 11.6 | 11.6
|  | 2030 | 2016 usd/mmbtu | 11.5 | 11.5 | 11.5 | 11.5 | 11.5 | 11.5 | 11.5 | 11.5 | 11.5
|  | 2035 | 2016 usd/mmbtu | 11.7 | 11.7 | 11.7 | 11.7 | 11.7 | 11.7 | 11.7 | 11.7 | 11.7
|  | 2040 | 2016 usd/mmbtu | 11.8 | 11.8 | 11.8 | 11.8 | 11.8 | 11.8 | 11.8 | 11.8 | 11.8
|  | 2045 | 2016 usd/mmbtu | 12.2 | 12.2 | 12.2 | 12.2 | 12.2 | 12.2 | 12.2 | 12.2 | 12.2
|  | 2050 | 2016 usd/mmbtu | 12.6 | 12.6 | 12.6 | 1887.7 | 12.6 | 12.6 | 12.6 | 1887.7 | 12.6
| texas agg. | 2020 | 2016 usd/mmbtu | 11.8 | 11.8 | 11.8 | 11.8 | 11.8 | 11.8 | 11.8 | 11.8 | 11.8
|  | 2025 | 2016 usd/mmbtu | 11.3 | 11.3 | 11.3 | 11.3 | 11.3 | 11.3 | 11.3 | 11.3 | 11.3
|  | 2030 | 2016 usd/mmbtu | 11.1 | 11.1 | 11.1 | 11.1 | 11.1 | 11.1 | 11.1 | 11.1 | 11.1
|  | 2035 | 2016 usd/mmbtu | 11.3 | 11.3 | 11.3 | 11.3 | 11.3 | 11.3 | 11.3 | 11.3 | 11.3
|  | 2040 | 2016 usd/mmbtu | 11.5 | 11.5 | 11.5 | 11.5 | 11.5 | 11.5 | 11.5 | 11.5 | 11.5
|  | 2045 | 2016 usd/mmbtu | 11.8 | 11.8 | 11.8 | 11.8 | 11.8 | 11.8 | 11.8 | 11.8 | 11.8
|  | 2050 | 2016 usd/mmbtu | 12.2 | 12.2 | 12.2 | 1834.9 | 12.2 | 12.2 | 12.2 | 1834.9 | 12.2
| upper midwest agg. | 2020 | 2016 usd/mmbtu | 11.7 | 11.7 | 11.7 | 11.7 | 11.7 | 11.7 | 11.7 | 11.7 | 11.7
|  | 2025 | 2016 usd/mmbtu | 11.2 | 11.2 | 11.2 | 11.2 | 11.2 | 11.2 | 11.2 | 11.2 | 11.2
|  | 2030 | 2016 usd/mmbtu | 11 | 11 | 11 | 11 | 11 | 11 | 11 | 11 | 11
|  | 2035 | 2016 usd/mmbtu | 11.3 | 11.3 | 11.3 | 11.3 | 11.3 | 11.3 | 11.3 | 11.3 | 11.3
|  | 2040 | 2016 usd/mmbtu | 11.4 | 11.4 | 11.4 | 11.4 | 11.4 | 11.4 | 11.4 | 11.4 | 11.4
|  | 2045 | 2016 usd/mmbtu | 11.8 | 11.8 | 11.8 | 11.8 | 11.8 | 11.8 | 11.8 | 11.8 | 11.8
|  | 2050 | 2016 usd/mmbtu | 12.2 | 12.2 | 12.2 | 1832.1 | 12.2 | 12.2 | 12.2 | 1832.1 | 12.2
| utah/nevada agg. | 2020 | 2016 usd/mmbtu | 12 | 12 | 12 | 12 | 12 | 12 | 12 | 12 | 12
|  | 2025 | 2016 usd/mmbtu | 11.4 | 11.4 | 11.4 | 11.4 | 11.4 | 11.4 | 11.4 | 11.4 | 11.4
|  | 2030 | 2016 usd/mmbtu | 11.3 | 11.3 | 11.3 | 11.3 | 11.3 | 11.3 | 11.3 | 11.3 | 11.3
|  | 2035 | 2016 usd/mmbtu | 11.6 | 11.6 | 11.6 | 11.6 | 11.6 | 11.6 | 11.6 | 11.6 | 11.6
|  | 2040 | 2016 usd/mmbtu | 11.8 | 11.8 | 11.8 | 11.8 | 11.8 | 11.8 | 11.8 | 11.8 | 11.8
|  | 2045 | 2016 usd/mmbtu | 12.3 | 12.3 | 12.3 | 12.3 | 12.3 | 12.3 | 12.3 | 12.3 | 12.3
|  | 2050 | 2016 usd/mmbtu | 12.8 | 12.8 | 12.8 | 1914.1 | 12.8 | 12.8 | 12.8 | 1914.1 | 12.8
refined fossil jet fuel product | alaska agg. | 2020 | 2016 usd/mmbtu | 10.2 | 10.2 | 10.2 | 10.2 | 10.2 | 10.2 | 10.2 | 10.2 | 10.2
|  | 2025 | 2016 usd/mmbtu | 9.5 | 9.5 | 9.5 | 9.5 | 9.5 | 9.5 | 9.5 | 9.5 | 9.5
|  | 2030 | 2016 usd/mmbtu | 9.7 | 9.7 | 9.7 | 9.7 | 9.7 | 9.7 | 9.7 | 9.7 | 9.7
|  | 2035 | 2016 usd/mmbtu | 10.1 | 10.1 | 10.1 | 10.1 | 10.1 | 10.1 | 10.1 | 10.1 | 10.1
|  | 2040 | 2016 usd/mmbtu | 10.2 | 10.2 | 10.2 | 10.2 | 10.2 | 10.2 | 10.2 | 10.2 | 10.2
|  | 2045 | 2016 usd/mmbtu | 10.4 | 10.4 | 10.4 | 10.4 | 10.4 | 10.4 | 10.4 | 10.4 | 10.4
|  | 2050 | 2016 usd/mmbtu | 10.7 | 10.7 | 10.7 | 1606.9 | 10.7 | 10.7 | 10.7 | 1606.9 | 10.7
| california agg. | 2020 | 2016 usd/mmbtu | 10.2 | 10.2 | 10.2 | 10.2 | 10.2 | 10.2 | 10.2 | 10.2 | 10.2
|  | 2025 | 2016 usd/mmbtu | 9.5 | 9.5 | 9.5 | 9.5 | 9.5 | 9.5 | 9.5 | 9.5 | 9.5
|  | 2030 | 2016 usd/mmbtu | 9.7 | 9.7 | 9.7 | 9.7 | 9.7 | 9.7 | 9.7 | 9.7 | 9.7
|  | 2035 | 2016 usd/mmbtu | 10.1 | 10.1 | 10.1 | 10.1 | 10.1 | 10.1 | 10.1 | 10.1 | 10.1
|  | 2040 | 2016 usd/mmbtu | 10.2 | 10.2 | 10.2 | 10.2 | 10.2 | 10.2 | 10.2 | 10.2 | 10.2
|  | 2045 | 2016 usd/mmbtu | 10.4 | 10.4 | 10.4 | 10.4 | 10.4 | 10.4 | 10.4 | 10.4 | 10.4
|  | 2050 | 2016 usd/mmbtu | 10.7 | 10.7 | 10.7 | 1606.9 | 10.7 | 10.7 | 10.7 | 1606.9 | 10.7
| desert southwest agg. | 2020 | 2016 usd/mmbtu | 10 | 10 | 10 | 10 | 10 | 10 | 10 | 10 | 10
|  | 2025 | 2016 usd/mmbtu | 9.2 | 9.2 | 9.2 | 9.2 | 9.2 | 9.2 | 9.2 | 9.2 | 9.2
|  | 2030 | 2016 usd/mmbtu | 9.4 | 9.4 | 9.4 | 9.4 | 9.4 | 9.4 | 9.4 | 9.4 | 9.4
|  | 2035 | 2016 usd/mmbtu | 9.8 | 9.8 | 9.8 | 9.8 | 9.8 | 9.8 | 9.8 | 9.8 | 9.8
|  | 2040 | 2016 usd/mmbtu | 10 | 10 | 10 | 10 | 10 | 10 | 10 | 10 | 10
|  | 2045 | 2016 usd/mmbtu | 10.3 | 10.3 | 10.3 | 10.3 | 10.3 | 10.3 | 10.3 | 10.3 | 10.3
|  | 2050 | 2016 usd/mmbtu | 10.6 | 10.6 | 10.6 | 1593.7 | 10.6 | 10.6 | 10.6 | 1593.7 | 10.6
| florida agg. | 2020 | 2016 usd/mmbtu | 9.8 | 9.8 | 9.8 | 9.8 | 9.8 | 9.8 | 9.8 | 9.8 | 9.8
|  | 2025 | 2016 usd/mmbtu | 9.4 | 9.4 | 9.4 | 9.4 | 9.4 | 9.4 | 9.4 | 9.4 | 9.4
|  | 2030 | 2016 usd/mmbtu | 9.6 | 9.6 | 9.6 | 9.6 | 9.6 | 9.6 | 9.6 | 9.6 | 9.6
|  | 2035 | 2016 usd/mmbtu | 9.9 | 9.9 | 9.9 | 9.9 | 9.9 | 9.9 | 9.9 | 9.9 | 9.9
|  | 2040 | 2016 usd/mmbtu | 10.1 | 10.1 | 10.1 | 10.1 | 10.1 | 10.1 | 10.1 | 10.1 | 10.1
|  | 2045 | 2016 usd/mmbtu | 10.3 | 10.3 | 10.3 | 10.3 | 10.3 | 10.3 | 10.3 | 10.3 | 10.3
|  | 2050 | 2016 usd/mmbtu | 10.6 | 10.6 | 10.6 | 1587.2 | 10.6 | 10.6 | 10.6 | 1587.2 | 10.6
| hawaii agg. | 2020 | 2016 usd/mmbtu | 10.2 | 10.2 | 10.2 | 10.2 | 10.2 | 10.2 | 10.2 | 10.2 | 10.2
|  | 2025 | 2016 usd/mmbtu | 9.5 | 9.5 | 9.5 | 9.5 | 9.5 | 9.5 | 9.5 | 9.5 | 9.5
|  | 2030 | 2016 usd/mmbtu | 9.7 | 9.7 | 9.7 | 9.7 | 9.7 | 9.7 | 9.7 | 9.7 | 9.7
|  | 2035 | 2016 usd/mmbtu | 10.1 | 10.1 | 10.1 | 10.1 | 10.1 | 10.1 | 10.1 | 10.1 | 10.1
|  | 2040 | 2016 usd/mmbtu | 10.2 | 10.2 | 10.2 | 10.2 | 10.2 | 10.2 | 10.2 | 10.2 | 10.2
|  | 2045 | 2016 usd/mmbtu | 10.4 | 10.4 | 10.4 | 10.4 | 10.4 | 10.4 | 10.4 | 10.4 | 10.4
|  | 2050 | 2016 usd/mmbtu | 10.7 | 10.7 | 10.7 | 1606.9 | 10.7 | 10.7 | 10.7 | 1606.9 | 10.7
| louisiana and ozarks agg. | 2020 | 2016 usd/mmbtu | 9.2 | 9.2 | 9.2 | 9.2 | 9.2 | 9.2 | 9.2 | 9.2 | 9.2
|  | 2025 | 2016 usd/mmbtu | 8.9 | 8.9 | 8.9 | 8.9 | 8.9 | 8.9 | 8.9 | 8.9 | 8.9
|  | 2030 | 2016 usd/mmbtu | 9.1 | 9.1 | 9.1 | 9.1 | 9.1 | 9.1 | 9.1 | 9.1 | 9.1
|  | 2035 | 2016 usd/mmbtu | 9.4 | 9.4 | 9.4 | 9.4 | 9.4 | 9.4 | 9.4 | 9.4 | 9.4
|  | 2040 | 2016 usd/mmbtu | 9.5 | 9.5 | 9.5 | 9.5 | 9.5 | 9.5 | 9.5 | 9.5 | 9.5
|  | 2045 | 2016 usd/mmbtu | 9.7 | 9.7 | 9.7 | 9.7 | 9.7 | 9.7 | 9.7 | 9.7 | 9.7
|  | 2050 | 2016 usd/mmbtu | 10 | 10 | 10 | 1503.9 | 10 | 10 | 10 | 1503.9 | 10
| lower midwest agg. | 2020 | 2016 usd/mmbtu | 9 | 9 | 9 | 9 | 9 | 9 | 9 | 9 | 9
|  | 2025 | 2016 usd/mmbtu | 9 | 9 | 9 | 9 | 9 | 9 | 9 | 9 | 9
|  | 2030 | 2016 usd/mmbtu | 9.1 | 9.1 | 9.1 | 9.1 | 9.1 | 9.1 | 9.1 | 9.1 | 9.1
|  | 2035 | 2016 usd/mmbtu | 9.4 | 9.4 | 9.4 | 9.4 | 9.4 | 9.4 | 9.4 | 9.4 | 9.4
|  | 2040 | 2016 usd/mmbtu | 9.6 | 9.6 | 9.6 | 9.6 | 9.6 | 9.6 | 9.6 | 9.6 | 9.6
|  | 2045 | 2016 usd/mmbtu | 9.8 | 9.8 | 9.8 | 9.8 | 9.8 | 9.8 | 9.8 | 9.8 | 9.8
|  | 2050 | 2016 usd/mmbtu | 10.1 | 10.1 | 10.1 | 1508.5 | 10.1 | 10.1 | 10.1 | 1508.5 | 10.1
| mid-atlantic and great lakes agg. | 2020 | 2016 usd/mmbtu | 9.8 | 9.8 | 9.8 | 9.8 | 9.8 | 9.8 | 9.8 | 9.8 | 9.8
|  | 2025 | 2016 usd/mmbtu | 9.1 | 9.1 | 9.1 | 9.1 | 9.1 | 9.1 | 9.1 | 9.1 | 9.1
|  | 2030 | 2016 usd/mmbtu | 9.3 | 9.3 | 9.3 | 9.3 | 9.3 | 9.3 | 9.3 | 9.3 | 9.3
|  | 2035 | 2016 usd/mmbtu | 9.6 | 9.6 | 9.6 | 9.6 | 9.6 | 9.6 | 9.6 | 9.6 | 9.6
|  | 2040 | 2016 usd/mmbtu | 9.8 | 9.8 | 9.8 | 9.8 | 9.8 | 9.8 | 9.8 | 9.8 | 9.8
|  | 2045 | 2016 usd/mmbtu | 10 | 10 | 10 | 10 | 10 | 10 | 10 | 10 | 10
|  | 2050 | 2016 usd/mmbtu | 10.3 | 10.3 | 10.3 | 1538.7 | 10.3 | 10.3 | 10.3 | 1538.7 | 10.3
| new england agg. | 2020 | 2016 usd/mmbtu | 10.2 | 10.2 | 10.2 | 10.2 | 10.2 | 10.2 | 10.2 | 10.2 | 10.2
|  | 2025 | 2016 usd/mmbtu | 9.4 | 9.4 | 9.4 | 9.4 | 9.4 | 9.4 | 9.4 | 9.4 | 9.4
|  | 2030 | 2016 usd/mmbtu | 9.6 | 9.6 | 9.6 | 9.6 | 9.6 | 9.6 | 9.6 | 9.6 | 9.6
|  | 2035 | 2016 usd/mmbtu | 9.9 | 9.9 | 9.9 | 9.9 | 9.9 | 9.9 | 9.9 | 9.9 | 9.9
|  | 2040 | 2016 usd/mmbtu | 10.1 | 10.1 | 10.1 | 10.1 | 10.1 | 10.1 | 10.1 | 10.1 | 10.1
|  | 2045 | 2016 usd/mmbtu | 10.3 | 10.3 | 10.3 | 10.3 | 10.3 | 10.3 | 10.3 | 10.3 | 10.3
|  | 2050 | 2016 usd/mmbtu | 10.6 | 10.6 | 10.6 | 1585.7 | 10.6 | 10.6 | 10.6 | 1585.7 | 10.6
| new york agg. | 2020 | 2016 usd/mmbtu | 10 | 10 | 10 | 10 | 10 | 10 | 10 | 10 | 10
|  | 2025 | 2016 usd/mmbtu | 9.4 | 9.4 | 9.4 | 9.4 | 9.4 | 9.4 | 9.4 | 9.4 | 9.4
|  | 2030 | 2016 usd/mmbtu | 9.6 | 9.6 | 9.6 | 9.6 | 9.6 | 9.6 | 9.6 | 9.6 | 9.6
|  | 2035 | 2016 usd/mmbtu | 9.9 | 9.9 | 9.9 | 9.9 | 9.9 | 9.9 | 9.9 | 9.9 | 9.9
|  | 2040 | 2016 usd/mmbtu | 10.1 | 10.1 | 10.1 | 10.1 | 10.1 | 10.1 | 10.1 | 10.1 | 10.1
|  | 2045 | 2016 usd/mmbtu | 10.3 | 10.3 | 10.3 | 10.3 | 10.3 | 10.3 | 10.3 | 10.3 | 10.3
|  | 2050 | 2016 usd/mmbtu | 10.6 | 10.6 | 10.6 | 1588.7 | 10.6 | 10.6 | 10.6 | 1588.7 | 10.6
| pacific northwest agg. | 2020 | 2016 usd/mmbtu | 10.2 | 10.2 | 10.2 | 10.2 | 10.2 | 10.2 | 10.2 | 10.2 | 10.2
|  | 2025 | 2016 usd/mmbtu | 9.5 | 9.5 | 9.5 | 9.5 | 9.5 | 9.5 | 9.5 | 9.5 | 9.5
|  | 2030 | 2016 usd/mmbtu | 9.7 | 9.7 | 9.7 | 9.7 | 9.7 | 9.7 | 9.7 | 9.7 | 9.7
|  | 2035 | 2016 usd/mmbtu | 10 | 10 | 10 | 10 | 10 | 10 | 10 | 10 | 10
|  | 2040 | 2016 usd/mmbtu | 10.2 | 10.2 | 10.2 | 10.2 | 10.2 | 10.2 | 10.2 | 10.2 | 10.2
|  | 2045 | 2016 usd/mmbtu | 10.4 | 10.4 | 10.4 | 10.4 | 10.4 | 10.4 | 10.4 | 10.4 | 10.4
|  | 2050 | 2016 usd/mmbtu | 10.7 | 10.7 | 10.7 | 1605.2 | 10.7 | 10.7 | 10.7 | 1605.2 | 10.7
| rocky mountains agg. | 2020 | 2016 usd/mmbtu | 10 | 10 | 10 | 10 | 10 | 10 | 10 | 10 | 10
|  | 2025 | 2016 usd/mmbtu | 9.2 | 9.2 | 9.2 | 9.2 | 9.2 | 9.2 | 9.2 | 9.2 | 9.2
|  | 2030 | 2016 usd/mmbtu | 9.4 | 9.4 | 9.4 | 9.4 | 9.4 | 9.4 | 9.4 | 9.4 | 9.4
|  | 2035 | 2016 usd/mmbtu | 9.8 | 9.8 | 9.8 | 9.8 | 9.8 | 9.8 | 9.8 | 9.8 | 9.8
|  | 2040 | 2016 usd/mmbtu | 10 | 10 | 10 | 10 | 10 | 10 | 10 | 10 | 10
|  | 2045 | 2016 usd/mmbtu | 10.3 | 10.3 | 10.3 | 10.3 | 10.3 | 10.3 | 10.3 | 10.3 | 10.3
|  | 2050 | 2016 usd/mmbtu | 10.6 | 10.6 | 10.6 | 1595.9 | 10.6 | 10.6 | 10.6 | 1595.9 | 10.6
| southeast agg. | 2020 | 2016 usd/mmbtu | 9.8 | 9.8 | 9.8 | 9.8 | 9.8 | 9.8 | 9.8 | 9.8 | 9.8
|  | 2025 | 2016 usd/mmbtu | 9.2 | 9.2 | 9.2 | 9.2 | 9.2 | 9.2 | 9.2 | 9.2 | 9.2
|  | 2030 | 2016 usd/mmbtu | 9.4 | 9.4 | 9.4 | 9.4 | 9.4 | 9.4 | 9.4 | 9.4 | 9.4
|  | 2035 | 2016 usd/mmbtu | 9.7 | 9.7 | 9.7 | 9.7 | 9.7 | 9.7 | 9.7 | 9.7 | 9.7
|  | 2040 | 2016 usd/mmbtu | 9.9 | 9.9 | 9.9 | 9.9 | 9.9 | 9.9 | 9.9 | 9.9 | 9.9
|  | 2045 | 2016 usd/mmbtu | 10.1 | 10.1 | 10.1 | 10.1 | 10.1 | 10.1 | 10.1 | 10.1 | 10.1
|  | 2050 | 2016 usd/mmbtu | 10.4 | 10.4 | 10.4 | 1553.4 | 10.4 | 10.4 | 10.4 | 1553.4 | 10.4
| texas agg. | 2020 | 2016 usd/mmbtu | 8.9 | 8.9 | 8.9 | 8.9 | 8.9 | 8.9 | 8.9 | 8.9 | 8.9
|  | 2025 | 2016 usd/mmbtu | 9 | 9 | 9 | 9 | 9 | 9 | 9 | 9 | 9
|  | 2030 | 2016 usd/mmbtu | 9.1 | 9.1 | 9.1 | 9.1 | 9.1 | 9.1 | 9.1 | 9.1 | 9.1
|  | 2035 | 2016 usd/mmbtu | 9.4 | 9.4 | 9.4 | 9.4 | 9.4 | 9.4 | 9.4 | 9.4 | 9.4
|  | 2040 | 2016 usd/mmbtu | 9.6 | 9.6 | 9.6 | 9.6 | 9.6 | 9.6 | 9.6 | 9.6 | 9.6
|  | 2045 | 2016 usd/mmbtu | 9.8 | 9.8 | 9.8 | 9.8 | 9.8 | 9.8 | 9.8 | 9.8 | 9.8
|  | 2050 | 2016 usd/mmbtu | 10.1 | 10.1 | 10.1 | 1512.9 | 10.1 | 10.1 | 10.1 | 1512.9 | 10.1
| upper midwest agg. | 2020 | 2016 usd/mmbtu | 9.4 | 9.4 | 9.4 | 9.4 | 9.4 | 9.4 | 9.4 | 9.4 | 9.4
|  | 2025 | 2016 usd/mmbtu | 8.9 | 8.9 | 8.9 | 8.9 | 8.9 | 8.9 | 8.9 | 8.9 | 8.9
|  | 2030 | 2016 usd/mmbtu | 9 | 9 | 9 | 9 | 9 | 9 | 9 | 9 | 9
|  | 2035 | 2016 usd/mmbtu | 9.3 | 9.3 | 9.3 | 9.3 | 9.3 | 9.3 | 9.3 | 9.3 | 9.3
|  | 2040 | 2016 usd/mmbtu | 9.5 | 9.5 | 9.5 | 9.5 | 9.5 | 9.5 | 9.5 | 9.5 | 9.5
|  | 2045 | 2016 usd/mmbtu | 9.7 | 9.7 | 9.7 | 9.7 | 9.7 | 9.7 | 9.7 | 9.7 | 9.7
|  | 2050 | 2016 usd/mmbtu | 10 | 10 | 10 | 1497.4 | 10 | 10 | 10 | 1497.4 | 10
| utah/nevada agg. | 2020 | 2016 usd/mmbtu | 10 | 10 | 10 | 10 | 10 | 10 | 10 | 10 | 10
|  | 2025 | 2016 usd/mmbtu | 9.2 | 9.2 | 9.2 | 9.2 | 9.2 | 9.2 | 9.2 | 9.2 | 9.2
|  | 2030 | 2016 usd/mmbtu | 9.4 | 9.4 | 9.4 | 9.4 | 9.4 | 9.4 | 9.4 | 9.4 | 9.4
|  | 2035 | 2016 usd/mmbtu | 9.8 | 9.8 | 9.8 | 9.8 | 9.8 | 9.8 | 9.8 | 9.8 | 9.8
|  | 2040 | 2016 usd/mmbtu | 10.1 | 10.1 | 10.1 | 10.1 | 10.1 | 10.1 | 10.1 | 10.1 | 10.1
|  | 2045 | 2016 usd/mmbtu | 10.3 | 10.3 | 10.3 | 10.3 | 10.3 | 10.3 | 10.3 | 10.3 | 10.3
|  | 2050 | 2016 usd/mmbtu | 10.7 | 10.7 | 10.7 | 1598.8 | 10.7 | 10.7 | 10.7 | 1598.8 | 10.7
refined fossil kerosene product | alaska agg. | 2020 | 2016 usd/mmbtu | 8.9 | 8.9 | 8.9 | 8.9 | 8.9 | 8.9 | 8.9 | 8.9 | 8.9
|  | 2025 | 2016 usd/mmbtu | 10 | 10 | 10 | 10 | 10 | 10 | 10 | 10 | 10
|  | 2030 | 2016 usd/mmbtu | 10.2 | 10.2 | 10.2 | 10.2 | 10.2 | 10.2 | 10.2 | 10.2 | 10.2
|  | 2035 | 2016 usd/mmbtu | 10.5 | 10.5 | 10.5 | 10.5 | 10.5 | 10.5 | 10.5 | 10.5 | 10.5
|  | 2040 | 2016 usd/mmbtu | 10.5 | 10.5 | 10.5 | 10.5 | 10.5 | 10.5 | 10.5 | 10.5 | 10.5
|  | 2045 | 2016 usd/mmbtu | 10.6 | 10.6 | 10.6 | 10.6 | 10.6 | 10.6 | 10.6 | 10.6 | 10.6
|  | 2050 | 2016 usd/mmbtu | 10.8 | 10.8 | 10.8 | 1618.3 | 10.8 | 10.8 | 10.8 | 1618.3 | 10.8
| california agg. | 2020 | 2016 usd/mmbtu | 8.9 | 8.9 | 8.9 | 8.9 | 8.9 | 8.9 | 8.9 | 8.9 | 8.9
|  | 2025 | 2016 usd/mmbtu | 10 | 10 | 10 | 10 | 10 | 10 | 10 | 10 | 10
|  | 2030 | 2016 usd/mmbtu | 10.2 | 10.2 | 10.2 | 10.2 | 10.2 | 10.2 | 10.2 | 10.2 | 10.2
|  | 2035 | 2016 usd/mmbtu | 10.5 | 10.5 | 10.5 | 10.5 | 10.5 | 10.5 | 10.5 | 10.5 | 10.5
|  | 2040 | 2016 usd/mmbtu | 10.5 | 10.5 | 10.5 | 10.5 | 10.5 | 10.5 | 10.5 | 10.5 | 10.5
|  | 2045 | 2016 usd/mmbtu | 10.6 | 10.6 | 10.6 | 10.6 | 10.6 | 10.6 | 10.6 | 10.6 | 10.6
|  | 2050 | 2016 usd/mmbtu | 10.8 | 10.8 | 10.8 | 1618.3 | 10.8 | 10.8 | 10.8 | 1618.3 | 10.8
| desert southwest agg. | 2020 | 2016 usd/mmbtu | 9.8 | 9.8 | 9.8 | 9.8 | 9.8 | 9.8 | 9.8 | 9.8 | 9.8
|  | 2025 | 2016 usd/mmbtu | 10.3 | 10.3 | 10.3 | 10.3 | 10.3 | 10.3 | 10.3 | 10.3 | 10.3
|  | 2030 | 2016 usd/mmbtu | 10.6 | 10.6 | 10.6 | 10.6 | 10.6 | 10.6 | 10.6 | 10.6 | 10.6
|  | 2035 | 2016 usd/mmbtu | 10.8 | 10.8 | 10.8 | 10.8 | 10.8 | 10.8 | 10.8 | 10.8 | 10.8
|  | 2040 | 2016 usd/mmbtu | 11 | 11 | 11 | 11 | 11 | 11 | 11 | 11 | 11
|  | 2045 | 2016 usd/mmbtu | 11.1 | 11.1 | 11.1 | 11.1 | 11.1 | 11.1 | 11.1 | 11.1 | 11.1
|  | 2050 | 2016 usd/mmbtu | 11.3 | 11.3 | 11.3 | 1690.2 | 11.3 | 11.3 | 11.3 | 1690.2 | 11.3
| florida agg. | 2020 | 2016 usd/mmbtu | 9.1 | 9.1 | 9.1 | 9.1 | 9.1 | 9.1 | 9.1 | 9.1 | 9.1
|  | 2025 | 2016 usd/mmbtu | 10.4 | 10.4 | 10.4 | 10.4 | 10.4 | 10.4 | 10.4 | 10.4 | 10.4
|  | 2030 | 2016 usd/mmbtu | 10.6 | 10.6 | 10.6 | 10.6 | 10.6 | 10.6 | 10.6 | 10.6 | 10.6
|  | 2035 | 2016 usd/mmbtu | 10.8 | 10.8 | 10.8 | 10.8 | 10.8 | 10.8 | 10.8 | 10.8 | 10.8
|  | 2040 | 2016 usd/mmbtu | 10.9 | 10.9 | 10.9 | 10.9 | 10.9 | 10.9 | 10.9 | 10.9 | 10.9
|  | 2045 | 2016 usd/mmbtu | 10.9 | 10.9 | 10.9 | 10.9 | 10.9 | 10.9 | 10.9 | 10.9 | 10.9
|  | 2050 | 2016 usd/mmbtu | 11 | 11 | 11 | 1650.9 | 11 | 11 | 11 | 1650.9 | 11
| hawaii agg. | 2020 | 2016 usd/mmbtu | 8.9 | 8.9 | 8.9 | 8.9 | 8.9 | 8.9 | 8.9 | 8.9 | 8.9
|  | 2025 | 2016 usd/mmbtu | 10 | 10 | 10 | 10 | 10 | 10 | 10 | 10 | 10
|  | 2030 | 2016 usd/mmbtu | 10.2 | 10.2 | 10.2 | 10.2 | 10.2 | 10.2 | 10.2 | 10.2 | 10.2
|  | 2035 | 2016 usd/mmbtu | 10.5 | 10.5 | 10.5 | 10.5 | 10.5 | 10.5 | 10.5 | 10.5 | 10.5
|  | 2040 | 2016 usd/mmbtu | 10.5 | 10.5 | 10.5 | 10.5 | 10.5 | 10.5 | 10.5 | 10.5 | 10.5
|  | 2045 | 2016 usd/mmbtu | 10.6 | 10.6 | 10.6 | 10.6 | 10.6 | 10.6 | 10.6 | 10.6 | 10.6
|  | 2050 | 2016 usd/mmbtu | 10.8 | 10.8 | 10.8 | 1618.3 | 10.8 | 10.8 | 10.8 | 1618.3 | 10.8
| louisiana and ozarks agg. | 2020 | 2016 usd/mmbtu | 11.2 | 11.2 | 11.2 | 11.2 | 11.2 | 11.2 | 11.2 | 11.2 | 11.2
|  | 2025 | 2016 usd/mmbtu | 10 | 10 | 10 | 10 | 10 | 10 | 10 | 10 | 10
|  | 2030 | 2016 usd/mmbtu | 10.2 | 10.2 | 10.2 | 10.2 | 10.2 | 10.2 | 10.2 | 10.2 | 10.2
|  | 2035 | 2016 usd/mmbtu | 10.4 | 10.4 | 10.4 | 10.4 | 10.4 | 10.4 | 10.4 | 10.4 | 10.4
|  | 2040 | 2016 usd/mmbtu | 10.4 | 10.4 | 10.4 | 10.4 | 10.4 | 10.4 | 10.4 | 10.4 | 10.4
|  | 2045 | 2016 usd/mmbtu | 10.5 | 10.5 | 10.5 | 10.5 | 10.5 | 10.5 | 10.5 | 10.5 | 10.5
|  | 2050 | 2016 usd/mmbtu | 10.6 | 10.6 | 10.6 | 1590.6 | 10.6 | 10.6 | 10.6 | 1590.6 | 10.6
| lower midwest agg. | 2020 | 2016 usd/mmbtu | 10.4 | 10.4 | 10.4 | 10.4 | 10.4 | 10.4 | 10.4 | 10.4 | 10.4
|  | 2025 | 2016 usd/mmbtu | 10 | 10 | 10 | 10 | 10 | 10 | 10 | 10 | 10
|  | 2030 | 2016 usd/mmbtu | 10.2 | 10.2 | 10.2 | 10.2 | 10.2 | 10.2 | 10.2 | 10.2 | 10.2
|  | 2035 | 2016 usd/mmbtu | 10.4 | 10.4 | 10.4 | 10.4 | 10.4 | 10.4 | 10.4 | 10.4 | 10.4
|  | 2040 | 2016 usd/mmbtu | 10.4 | 10.4 | 10.4 | 10.4 | 10.4 | 10.4 | 10.4 | 10.4 | 10.4
|  | 2045 | 2016 usd/mmbtu | 10.5 | 10.5 | 10.5 | 10.5 | 10.5 | 10.5 | 10.5 | 10.5 | 10.5
|  | 2050 | 2016 usd/mmbtu | 10.6 | 10.6 | 10.6 | 1591.8 | 10.6 | 10.6 | 10.6 | 1591.8 | 10.6
| mid-atlantic and great lakes agg. | 2020 | 2016 usd/mmbtu | 11.4 | 11.4 | 11.4 | 11.4 | 11.4 | 11.4 | 11.4 | 11.4 | 11.4
|  | 2025 | 2016 usd/mmbtu | 10.4 | 10.4 | 10.4 | 10.4 | 10.4 | 10.4 | 10.4 | 10.4 | 10.4
|  | 2030 | 2016 usd/mmbtu | 10.5 | 10.5 | 10.5 | 10.5 | 10.5 | 10.5 | 10.5 | 10.5 | 10.5
|  | 2035 | 2016 usd/mmbtu | 10.7 | 10.7 | 10.7 | 10.7 | 10.7 | 10.7 | 10.7 | 10.7 | 10.7
|  | 2040 | 2016 usd/mmbtu | 10.8 | 10.8 | 10.8 | 10.8 | 10.8 | 10.8 | 10.8 | 10.8 | 10.8
|  | 2045 | 2016 usd/mmbtu | 10.8 | 10.8 | 10.8 | 10.8 | 10.8 | 10.8 | 10.8 | 10.8 | 10.8
|  | 2050 | 2016 usd/mmbtu | 10.9 | 10.9 | 10.9 | 1633.9 | 10.9 | 10.9 | 10.9 | 1633.9 | 10.9
| new england agg. | 2020 | 2016 usd/mmbtu | 9.8 | 9.8 | 9.8 | 9.8 | 9.8 | 9.8 | 9.8 | 9.8 | 9.8
|  | 2025 | 2016 usd/mmbtu | 11.4 | 11.4 | 11.4 | 11.4 | 11.4 | 11.4 | 11.4 | 11.4 | 11.4
|  | 2030 | 2016 usd/mmbtu | 11.6 | 11.6 | 11.6 | 11.6 | 11.6 | 11.6 | 11.6 | 11.6 | 11.6
|  | 2035 | 2016 usd/mmbtu | 11.8 | 11.8 | 11.8 | 11.8 | 11.8 | 11.8 | 11.8 | 11.8 | 11.8
|  | 2040 | 2016 usd/mmbtu | 11.7 | 11.7 | 11.7 | 11.7 | 11.7 | 11.7 | 11.7 | 11.7 | 11.7
|  | 2045 | 2016 usd/mmbtu | 11.6 | 11.6 | 11.6 | 11.6 | 11.6 | 11.6 | 11.6 | 11.6 | 11.6
|  | 2050 | 2016 usd/mmbtu | 11.6 | 11.6 | 11.6 | 1737.6 | 11.6 | 11.6 | 11.6 | 1737.6 | 11.6
| new york agg. | 2020 | 2016 usd/mmbtu | 9.4 | 9.4 | 9.4 | 9.4 | 9.4 | 9.4 | 9.4 | 9.4 | 9.4
|  | 2025 | 2016 usd/mmbtu | 11.1 | 11.1 | 11.1 | 11.1 | 11.1 | 11.1 | 11.1 | 11.1 | 11.1
|  | 2030 | 2016 usd/mmbtu | 11.3 | 11.3 | 11.3 | 11.3 | 11.3 | 11.3 | 11.3 | 11.3 | 11.3
|  | 2035 | 2016 usd/mmbtu | 11.4 | 11.4 | 11.4 | 11.4 | 11.4 | 11.4 | 11.4 | 11.4 | 11.4
|  | 2040 | 2016 usd/mmbtu | 11.4 | 11.4 | 11.4 | 11.4 | 11.4 | 11.4 | 11.4 | 11.4 | 11.4
|  | 2045 | 2016 usd/mmbtu | 11.3 | 11.3 | 11.3 | 11.3 | 11.3 | 11.3 | 11.3 | 11.3 | 11.3
|  | 2050 | 2016 usd/mmbtu | 11.4 | 11.4 | 11.4 | 1709.9 | 11.4 | 11.4 | 11.4 | 1709.9 | 11.4
| pacific northwest agg. | 2020 | 2016 usd/mmbtu | 9.1 | 9.1 | 9.1 | 9.1 | 9.1 | 9.1 | 9.1 | 9.1 | 9.1
|  | 2025 | 2016 usd/mmbtu | 10 | 10 | 10 | 10 | 10 | 10 | 10 | 10 | 10
|  | 2030 | 2016 usd/mmbtu | 10.3 | 10.3 | 10.3 | 10.3 | 10.3 | 10.3 | 10.3 | 10.3 | 10.3
|  | 2035 | 2016 usd/mmbtu | 10.6 | 10.6 | 10.6 | 10.6 | 10.6 | 10.6 | 10.6 | 10.6 | 10.6
|  | 2040 | 2016 usd/mmbtu | 10.6 | 10.6 | 10.6 | 10.6 | 10.6 | 10.6 | 10.6 | 10.6 | 10.6
|  | 2045 | 2016 usd/mmbtu | 10.7 | 10.7 | 10.7 | 10.7 | 10.7 | 10.7 | 10.7 | 10.7 | 10.7
|  | 2050 | 2016 usd/mmbtu | 10.9 | 10.9 | 10.9 | 1635 | 10.9 | 10.9 | 10.9 | 1635 | 10.9
| rocky mountains agg. | 2020 | 2016 usd/mmbtu | 10 | 10 | 10 | 10 | 10 | 10 | 10 | 10 | 10
|  | 2025 | 2016 usd/mmbtu | 10.4 | 10.4 | 10.4 | 10.4 | 10.4 | 10.4 | 10.4 | 10.4 | 10.4
|  | 2030 | 2016 usd/mmbtu | 10.6 | 10.6 | 10.6 | 10.6 | 10.6 | 10.6 | 10.6 | 10.6 | 10.6
|  | 2035 | 2016 usd/mmbtu | 10.9 | 10.9 | 10.9 | 10.9 | 10.9 | 10.9 | 10.9 | 10.9 | 10.9
|  | 2040 | 2016 usd/mmbtu | 11 | 11 | 11 | 11 | 11 | 11 | 11 | 11 | 11
|  | 2045 | 2016 usd/mmbtu | 11.2 | 11.2 | 11.2 | 11.2 | 11.2 | 11.2 | 11.2 | 11.2 | 11.2
|  | 2050 | 2016 usd/mmbtu | 11.3 | 11.3 | 11.3 | 1697.4 | 11.3 | 11.3 | 11.3 | 1697.4 | 11.3
| southeast agg. | 2020 | 2016 usd/mmbtu | 9 | 9 | 9 | 9 | 9 | 9 | 9 | 9 | 9
|  | 2025 | 2016 usd/mmbtu | 10.3 | 10.3 | 10.3 | 10.3 | 10.3 | 10.3 | 10.3 | 10.3 | 10.3
|  | 2030 | 2016 usd/mmbtu | 10.5 | 10.5 | 10.5 | 10.5 | 10.5 | 10.5 | 10.5 | 10.5 | 10.5
|  | 2035 | 2016 usd/mmbtu | 10.7 | 10.7 | 10.7 | 10.7 | 10.7 | 10.7 | 10.7 | 10.7 | 10.7
|  | 2040 | 2016 usd/mmbtu | 10.7 | 10.7 | 10.7 | 10.7 | 10.7 | 10.7 | 10.7 | 10.7 | 10.7
|  | 2045 | 2016 usd/mmbtu | 10.8 | 10.8 | 10.8 | 10.8 | 10.8 | 10.8 | 10.8 | 10.8 | 10.8
|  | 2050 | 2016 usd/mmbtu | 10.9 | 10.9 | 10.9 | 1634.1 | 10.9 | 10.9 | 10.9 | 1634.1 | 10.9
| texas agg. | 2020 | 2016 usd/mmbtu | 8.8 | 8.8 | 8.8 | 8.8 | 8.8 | 8.8 | 8.8 | 8.8 | 8.8
|  | 2025 | 2016 usd/mmbtu | 10 | 10 | 10 | 10 | 10 | 10 | 10 | 10 | 10
|  | 2030 | 2016 usd/mmbtu | 10.2 | 10.2 | 10.2 | 10.2 | 10.2 | 10.2 | 10.2 | 10.2 | 10.2
|  | 2035 | 2016 usd/mmbtu | 10.4 | 10.4 | 10.4 | 10.4 | 10.4 | 10.4 | 10.4 | 10.4 | 10.4
|  | 2040 | 2016 usd/mmbtu | 10.4 | 10.4 | 10.4 | 10.4 | 10.4 | 10.4 | 10.4 | 10.4 | 10.4
|  | 2045 | 2016 usd/mmbtu | 10.5 | 10.5 | 10.5 | 10.5 | 10.5 | 10.5 | 10.5 | 10.5 | 10.5
|  | 2050 | 2016 usd/mmbtu | 10.6 | 10.6 | 10.6 | 1587.1 | 10.6 | 10.6 | 10.6 | 1587.1 | 10.6
| upper midwest agg. | 2020 | 2016 usd/mmbtu | 13.2 | 13.2 | 13.2 | 13.2 | 13.2 | 13.2 | 13.2 | 13.2 | 13.2
|  | 2025 | 2016 usd/mmbtu | 10 | 10 | 10 | 10 | 10 | 10 | 10 | 10 | 10
|  | 2030 | 2016 usd/mmbtu | 10.2 | 10.2 | 10.2 | 10.2 | 10.2 | 10.2 | 10.2 | 10.2 | 10.2
|  | 2035 | 2016 usd/mmbtu | 10.4 | 10.4 | 10.4 | 10.4 | 10.4 | 10.4 | 10.4 | 10.4 | 10.4
|  | 2040 | 2016 usd/mmbtu | 10.4 | 10.4 | 10.4 | 10.4 | 10.4 | 10.4 | 10.4 | 10.4 | 10.4
|  | 2045 | 2016 usd/mmbtu | 10.5 | 10.5 | 10.5 | 10.5 | 10.5 | 10.5 | 10.5 | 10.5 | 10.5
|  | 2050 | 2016 usd/mmbtu | 10.6 | 10.6 | 10.6 | 1594 | 10.6 | 10.6 | 10.6 | 1594 | 10.6
| utah/nevada agg. | 2020 | 2016 usd/mmbtu | 9.9 | 9.9 | 9.9 | 9.9 | 9.9 | 9.9 | 9.9 | 9.9 | 9.9
|  | 2025 | 2016 usd/mmbtu | 10.4 | 10.4 | 10.4 | 10.4 | 10.4 | 10.4 | 10.4 | 10.4 | 10.4
|  | 2030 | 2016 usd/mmbtu | 10.7 | 10.7 | 10.7 | 10.7 | 10.7 | 10.7 | 10.7 | 10.7 | 10.7
|  | 2035 | 2016 usd/mmbtu | 10.9 | 10.9 | 10.9 | 10.9 | 10.9 | 10.9 | 10.9 | 10.9 | 10.9
|  | 2040 | 2016 usd/mmbtu | 11 | 11 | 11 | 11 | 11 | 11 | 11 | 11 | 11
|  | 2045 | 2016 usd/mmbtu | 11.2 | 11.2 | 11.2 | 11.2 | 11.2 | 11.2 | 11.2 | 11.2 | 11.2
|  | 2050 | 2016 usd/mmbtu | 11.3 | 11.3 | 11.3 | 1700.5 | 11.3 | 11.3 | 11.3 | 1700.5 | 11.3
refined fossil lpg product | all | 2020 | 2016 usd/mmbtu | 8.9 | 8.9 | 8.9 | 8.9 | 8.9 | 8.9 | 8.9 | 8.9 | 8.9
|  | 2025 | 2016 usd/mmbtu | 8.5 | 8.5 | 8.5 | 8.5 | 8.5 | 8.5 | 8.5 | 8.5 | 8.5
|  | 2030 | 2016 usd/mmbtu | 8.2 | 8.2 | 8.2 | 8.2 | 8.2 | 8.2 | 8.2 | 8.2 | 8.2
|  | 2035 | 2016 usd/mmbtu | 8.3 | 8.3 | 8.3 | 8.3 | 8.3 | 8.3 | 8.3 | 8.3 | 8.3
|  | 2040 | 2016 usd/mmbtu | 8.3 | 8.3 | 8.3 | 8.3 | 8.3 | 8.3 | 8.3 | 8.3 | 8.3
|  | 2045 | 2016 usd/mmbtu | 8.4 | 8.4 | 8.4 | 8.4 | 8.4 | 8.4 | 8.4 | 8.4 | 8.4
|  | 2050 | 2016 usd/mmbtu | 8.6 | 8.6 | 8.6 | 1287.2 | 8.6 | 8.6 | 8.6 | 1287.2 | 8.6
residual fossil fuel oil product | alaska agg. | 2020 | 2016 usd/mmbtu | 8.9 | 8.9 | 8.9 | 8.9 | 8.9 | 8.9 | 8.9 | 8.9 | 8.9
|  | 2025 | 2016 usd/mmbtu | 10 | 10 | 10 | 10 | 10 | 10 | 10 | 10 | 10
|  | 2030 | 2016 usd/mmbtu | 10.2 | 10.2 | 10.2 | 10.2 | 10.2 | 10.2 | 10.2 | 10.2 | 10.2
|  | 2035 | 2016 usd/mmbtu | 10.5 | 10.5 | 10.5 | 10.5 | 10.5 | 10.5 | 10.5 | 10.5 | 10.5
|  | 2040 | 2016 usd/mmbtu | 10.5 | 10.5 | 10.5 | 10.5 | 10.5 | 10.5 | 10.5 | 10.5 | 10.5
|  | 2045 | 2016 usd/mmbtu | 10.6 | 10.6 | 10.6 | 10.6 | 10.6 | 10.6 | 10.6 | 10.6 | 10.6
|  | 2050 | 2016 usd/mmbtu | 10.8 | 10.8 | 10.8 | 1618.3 | 10.8 | 10.8 | 10.8 | 1618.3 | 10.8
| california agg. | 2020 | 2016 usd/mmbtu | 8.9 | 8.9 | 8.9 | 8.9 | 8.9 | 8.9 | 8.9 | 8.9 | 8.9
|  | 2025 | 2016 usd/mmbtu | 10 | 10 | 10 | 10 | 10 | 10 | 10 | 10 | 10
|  | 2030 | 2016 usd/mmbtu | 10.2 | 10.2 | 10.2 | 10.2 | 10.2 | 10.2 | 10.2 | 10.2 | 10.2
|  | 2035 | 2016 usd/mmbtu | 10.5 | 10.5 | 10.5 | 10.5 | 10.5 | 10.5 | 10.5 | 10.5 | 10.5
|  | 2040 | 2016 usd/mmbtu | 10.5 | 10.5 | 10.5 | 10.5 | 10.5 | 10.5 | 10.5 | 10.5 | 10.5
|  | 2045 | 2016 usd/mmbtu | 10.6 | 10.6 | 10.6 | 10.6 | 10.6 | 10.6 | 10.6 | 10.6 | 10.6
|  | 2050 | 2016 usd/mmbtu | 10.8 | 10.8 | 10.8 | 1618.3 | 10.8 | 10.8 | 10.8 | 1618.3 | 10.8
| desert southwest agg. | 2020 | 2016 usd/mmbtu | 9.8 | 9.8 | 9.8 | 9.8 | 9.8 | 9.8 | 9.8 | 9.8 | 9.8
|  | 2025 | 2016 usd/mmbtu | 10.3 | 10.3 | 10.3 | 10.3 | 10.3 | 10.3 | 10.3 | 10.3 | 10.3
|  | 2030 | 2016 usd/mmbtu | 10.6 | 10.6 | 10.6 | 10.6 | 10.6 | 10.6 | 10.6 | 10.6 | 10.6
|  | 2035 | 2016 usd/mmbtu | 10.8 | 10.8 | 10.8 | 10.8 | 10.8 | 10.8 | 10.8 | 10.8 | 10.8
|  | 2040 | 2016 usd/mmbtu | 11 | 11 | 11 | 11 | 11 | 11 | 11 | 11 | 11
|  | 2045 | 2016 usd/mmbtu | 11.1 | 11.1 | 11.1 | 11.1 | 11.1 | 11.1 | 11.1 | 11.1 | 11.1
|  | 2050 | 2016 usd/mmbtu | 11.3 | 11.3 | 11.3 | 1690.2 | 11.3 | 11.3 | 11.3 | 1690.2 | 11.3
| florida agg. | 2020 | 2016 usd/mmbtu | 9.1 | 9.1 | 9.1 | 9.1 | 9.1 | 9.1 | 9.1 | 9.1 | 9.1
|  | 2025 | 2016 usd/mmbtu | 10.4 | 10.4 | 10.4 | 10.4 | 10.4 | 10.4 | 10.4 | 10.4 | 10.4
|  | 2030 | 2016 usd/mmbtu | 10.6 | 10.6 | 10.6 | 10.6 | 10.6 | 10.6 | 10.6 | 10.6 | 10.6
|  | 2035 | 2016 usd/mmbtu | 10.8 | 10.8 | 10.8 | 10.8 | 10.8 | 10.8 | 10.8 | 10.8 | 10.8
|  | 2040 | 2016 usd/mmbtu | 10.9 | 10.9 | 10.9 | 10.9 | 10.9 | 10.9 | 10.9 | 10.9 | 10.9
|  | 2045 | 2016 usd/mmbtu | 10.9 | 10.9 | 10.9 | 10.9 | 10.9 | 10.9 | 10.9 | 10.9 | 10.9
|  | 2050 | 2016 usd/mmbtu | 11 | 11 | 11 | 1650.9 | 11 | 11 | 11 | 1650.9 | 11
| hawaii agg. | 2020 | 2016 usd/mmbtu | 8.9 | 8.9 | 8.9 | 8.9 | 8.9 | 8.9 | 8.9 | 8.9 | 8.9
|  | 2025 | 2016 usd/mmbtu | 10 | 10 | 10 | 10 | 10 | 10 | 10 | 10 | 10
|  | 2030 | 2016 usd/mmbtu | 10.2 | 10.2 | 10.2 | 10.2 | 10.2 | 10.2 | 10.2 | 10.2 | 10.2
|  | 2035 | 2016 usd/mmbtu | 10.5 | 10.5 | 10.5 | 10.5 | 10.5 | 10.5 | 10.5 | 10.5 | 10.5
|  | 2040 | 2016 usd/mmbtu | 10.5 | 10.5 | 10.5 | 10.5 | 10.5 | 10.5 | 10.5 | 10.5 | 10.5
|  | 2045 | 2016 usd/mmbtu | 10.6 | 10.6 | 10.6 | 10.6 | 10.6 | 10.6 | 10.6 | 10.6 | 10.6
|  | 2050 | 2016 usd/mmbtu | 10.8 | 10.8 | 10.8 | 1618.3 | 10.8 | 10.8 | 10.8 | 1618.3 | 10.8
| louisiana and ozarks agg. | 2020 | 2016 usd/mmbtu | 11.2 | 11.2 | 11.2 | 11.2 | 11.2 | 11.2 | 11.2 | 11.2 | 11.2
|  | 2025 | 2016 usd/mmbtu | 10 | 10 | 10 | 10 | 10 | 10 | 10 | 10 | 10
|  | 2030 | 2016 usd/mmbtu | 10.2 | 10.2 | 10.2 | 10.2 | 10.2 | 10.2 | 10.2 | 10.2 | 10.2
|  | 2035 | 2016 usd/mmbtu | 10.4 | 10.4 | 10.4 | 10.4 | 10.4 | 10.4 | 10.4 | 10.4 | 10.4
|  | 2040 | 2016 usd/mmbtu | 10.4 | 10.4 | 10.4 | 10.4 | 10.4 | 10.4 | 10.4 | 10.4 | 10.4
|  | 2045 | 2016 usd/mmbtu | 10.5 | 10.5 | 10.5 | 10.5 | 10.5 | 10.5 | 10.5 | 10.5 | 10.5
|  | 2050 | 2016 usd/mmbtu | 10.6 | 10.6 | 10.6 | 1590.6 | 10.6 | 10.6 | 10.6 | 1590.6 | 10.6
| lower midwest agg. | 2020 | 2016 usd/mmbtu | 10.4 | 10.4 | 10.4 | 10.4 | 10.4 | 10.4 | 10.4 | 10.4 | 10.4
|  | 2025 | 2016 usd/mmbtu | 10 | 10 | 10 | 10 | 10 | 10 | 10 | 10 | 10
|  | 2030 | 2016 usd/mmbtu | 10.2 | 10.2 | 10.2 | 10.2 | 10.2 | 10.2 | 10.2 | 10.2 | 10.2
|  | 2035 | 2016 usd/mmbtu | 10.4 | 10.4 | 10.4 | 10.4 | 10.4 | 10.4 | 10.4 | 10.4 | 10.4
|  | 2040 | 2016 usd/mmbtu | 10.4 | 10.4 | 10.4 | 10.4 | 10.4 | 10.4 | 10.4 | 10.4 | 10.4
|  | 2045 | 2016 usd/mmbtu | 10.5 | 10.5 | 10.5 | 10.5 | 10.5 | 10.5 | 10.5 | 10.5 | 10.5
|  | 2050 | 2016 usd/mmbtu | 10.6 | 10.6 | 10.6 | 1591.8 | 10.6 | 10.6 | 10.6 | 1591.8 | 10.6
| mid-atlantic and great lakes agg. | 2020 | 2016 usd/mmbtu | 11.4 | 11.4 | 11.4 | 11.4 | 11.4 | 11.4 | 11.4 | 11.4 | 11.4
|  | 2025 | 2016 usd/mmbtu | 10.4 | 10.4 | 10.4 | 10.4 | 10.4 | 10.4 | 10.4 | 10.4 | 10.4
|  | 2030 | 2016 usd/mmbtu | 10.5 | 10.5 | 10.5 | 10.5 | 10.5 | 10.5 | 10.5 | 10.5 | 10.5
|  | 2035 | 2016 usd/mmbtu | 10.7 | 10.7 | 10.7 | 10.7 | 10.7 | 10.7 | 10.7 | 10.7 | 10.7
|  | 2040 | 2016 usd/mmbtu | 10.8 | 10.8 | 10.8 | 10.8 | 10.8 | 10.8 | 10.8 | 10.8 | 10.8
|  | 2045 | 2016 usd/mmbtu | 10.8 | 10.8 | 10.8 | 10.8 | 10.8 | 10.8 | 10.8 | 10.8 | 10.8
|  | 2050 | 2016 usd/mmbtu | 10.9 | 10.9 | 10.9 | 1633.9 | 10.9 | 10.9 | 10.9 | 1633.9 | 10.9
| new england agg. | 2020 | 2016 usd/mmbtu | 9.8 | 9.8 | 9.8 | 9.8 | 9.8 | 9.8 | 9.8 | 9.8 | 9.8
|  | 2025 | 2016 usd/mmbtu | 11.4 | 11.4 | 11.4 | 11.4 | 11.4 | 11.4 | 11.4 | 11.4 | 11.4
|  | 2030 | 2016 usd/mmbtu | 11.6 | 11.6 | 11.6 | 11.6 | 11.6 | 11.6 | 11.6 | 11.6 | 11.6
|  | 2035 | 2016 usd/mmbtu | 11.8 | 11.8 | 11.8 | 11.8 | 11.8 | 11.8 | 11.8 | 11.8 | 11.8
|  | 2040 | 2016 usd/mmbtu | 11.7 | 11.7 | 11.7 | 11.7 | 11.7 | 11.7 | 11.7 | 11.7 | 11.7
|  | 2045 | 2016 usd/mmbtu | 11.6 | 11.6 | 11.6 | 11.6 | 11.6 | 11.6 | 11.6 | 11.6 | 11.6
|  | 2050 | 2016 usd/mmbtu | 11.6 | 11.6 | 11.6 | 1737.6 | 11.6 | 11.6 | 11.6 | 1737.6 | 11.6
| new york agg. | 2020 | 2016 usd/mmbtu | 9.4 | 9.4 | 9.4 | 9.4 | 9.4 | 9.4 | 9.4 | 9.4 | 9.4
|  | 2025 | 2016 usd/mmbtu | 11.1 | 11.1 | 11.1 | 11.1 | 11.1 | 11.1 | 11.1 | 11.1 | 11.1
|  | 2030 | 2016 usd/mmbtu | 11.3 | 11.3 | 11.3 | 11.3 | 11.3 | 11.3 | 11.3 | 11.3 | 11.3
|  | 2035 | 2016 usd/mmbtu | 11.4 | 11.4 | 11.4 | 11.4 | 11.4 | 11.4 | 11.4 | 11.4 | 11.4
|  | 2040 | 2016 usd/mmbtu | 11.4 | 11.4 | 11.4 | 11.4 | 11.4 | 11.4 | 11.4 | 11.4 | 11.4
|  | 2045 | 2016 usd/mmbtu | 11.3 | 11.3 | 11.3 | 11.3 | 11.3 | 11.3 | 11.3 | 11.3 | 11.3
|  | 2050 | 2016 usd/mmbtu | 11.4 | 11.4 | 11.4 | 1709.9 | 11.4 | 11.4 | 11.4 | 1709.9 | 11.4
| pacific northwest agg. | 2020 | 2016 usd/mmbtu | 9.1 | 9.1 | 9.1 | 9.1 | 9.1 | 9.1 | 9.1 | 9.1 | 9.1
|  | 2025 | 2016 usd/mmbtu | 10 | 10 | 10 | 10 | 10 | 10 | 10 | 10 | 10
|  | 2030 | 2016 usd/mmbtu | 10.3 | 10.3 | 10.3 | 10.3 | 10.3 | 10.3 | 10.3 | 10.3 | 10.3
|  | 2035 | 2016 usd/mmbtu | 10.6 | 10.6 | 10.6 | 10.6 | 10.6 | 10.6 | 10.6 | 10.6 | 10.6
|  | 2040 | 2016 usd/mmbtu | 10.6 | 10.6 | 10.6 | 10.6 | 10.6 | 10.6 | 10.6 | 10.6 | 10.6
|  | 2045 | 2016 usd/mmbtu | 10.7 | 10.7 | 10.7 | 10.7 | 10.7 | 10.7 | 10.7 | 10.7 | 10.7
|  | 2050 | 2016 usd/mmbtu | 10.9 | 10.9 | 10.9 | 1635 | 10.9 | 10.9 | 10.9 | 1635 | 10.9
| rocky mountains agg. | 2020 | 2016 usd/mmbtu | 10 | 10 | 10 | 10 | 10 | 10 | 10 | 10 | 10
|  | 2025 | 2016 usd/mmbtu | 10.4 | 10.4 | 10.4 | 10.4 | 10.4 | 10.4 | 10.4 | 10.4 | 10.4
|  | 2030 | 2016 usd/mmbtu | 10.6 | 10.6 | 10.6 | 10.6 | 10.6 | 10.6 | 10.6 | 10.6 | 10.6
|  | 2035 | 2016 usd/mmbtu | 10.9 | 10.9 | 10.9 | 10.9 | 10.9 | 10.9 | 10.9 | 10.9 | 10.9
|  | 2040 | 2016 usd/mmbtu | 11 | 11 | 11 | 11 | 11 | 11 | 11 | 11 | 11
|  | 2045 | 2016 usd/mmbtu | 11.2 | 11.2 | 11.2 | 11.2 | 11.2 | 11.2 | 11.2 | 11.2 | 11.2
|  | 2050 | 2016 usd/mmbtu | 11.3 | 11.3 | 11.3 | 1697.4 | 11.3 | 11.3 | 11.3 | 1697.4 | 11.3
| southeast agg. | 2020 | 2016 usd/mmbtu | 9 | 9 | 9 | 9 | 9 | 9 | 9 | 9 | 9
|  | 2025 | 2016 usd/mmbtu | 10.3 | 10.3 | 10.3 | 10.3 | 10.3 | 10.3 | 10.3 | 10.3 | 10.3
|  | 2030 | 2016 usd/mmbtu | 10.5 | 10.5 | 10.5 | 10.5 | 10.5 | 10.5 | 10.5 | 10.5 | 10.5
|  | 2035 | 2016 usd/mmbtu | 10.7 | 10.7 | 10.7 | 10.7 | 10.7 | 10.7 | 10.7 | 10.7 | 10.7
|  | 2040 | 2016 usd/mmbtu | 10.7 | 10.7 | 10.7 | 10.7 | 10.7 | 10.7 | 10.7 | 10.7 | 10.7
|  | 2045 | 2016 usd/mmbtu | 10.8 | 10.8 | 10.8 | 10.8 | 10.8 | 10.8 | 10.8 | 10.8 | 10.8
|  | 2050 | 2016 usd/mmbtu | 10.9 | 10.9 | 10.9 | 1634.1 | 10.9 | 10.9 | 10.9 | 1634.1 | 10.9
| texas agg. | 2020 | 2016 usd/mmbtu | 8.8 | 8.8 | 8.8 | 8.8 | 8.8 | 8.8 | 8.8 | 8.8 | 8.8
|  | 2025 | 2016 usd/mmbtu | 10 | 10 | 10 | 10 | 10 | 10 | 10 | 10 | 10
|  | 2030 | 2016 usd/mmbtu | 10.2 | 10.2 | 10.2 | 10.2 | 10.2 | 10.2 | 10.2 | 10.2 | 10.2
|  | 2035 | 2016 usd/mmbtu | 10.4 | 10.4 | 10.4 | 10.4 | 10.4 | 10.4 | 10.4 | 10.4 | 10.4
|  | 2040 | 2016 usd/mmbtu | 10.4 | 10.4 | 10.4 | 10.4 | 10.4 | 10.4 | 10.4 | 10.4 | 10.4
|  | 2045 | 2016 usd/mmbtu | 10.5 | 10.5 | 10.5 | 10.5 | 10.5 | 10.5 | 10.5 | 10.5 | 10.5
|  | 2050 | 2016 usd/mmbtu | 10.6 | 10.6 | 10.6 | 1587.1 | 10.6 | 10.6 | 10.6 | 1587.1 | 10.6
| upper midwest agg. | 2020 | 2016 usd/mmbtu | 13.2 | 13.2 | 13.2 | 13.2 | 13.2 | 13.2 | 13.2 | 13.2 | 13.2
|  | 2025 | 2016 usd/mmbtu | 10 | 10 | 10 | 10 | 10 | 10 | 10 | 10 | 10
|  | 2030 | 2016 usd/mmbtu | 10.2 | 10.2 | 10.2 | 10.2 | 10.2 | 10.2 | 10.2 | 10.2 | 10.2
|  | 2035 | 2016 usd/mmbtu | 10.4 | 10.4 | 10.4 | 10.4 | 10.4 | 10.4 | 10.4 | 10.4 | 10.4
|  | 2040 | 2016 usd/mmbtu | 10.4 | 10.4 | 10.4 | 10.4 | 10.4 | 10.4 | 10.4 | 10.4 | 10.4
|  | 2045 | 2016 usd/mmbtu | 10.5 | 10.5 | 10.5 | 10.5 | 10.5 | 10.5 | 10.5 | 10.5 | 10.5
|  | 2050 | 2016 usd/mmbtu | 10.6 | 10.6 | 10.6 | 1594 | 10.6 | 10.6 | 10.6 | 1594 | 10.6
| utah/nevada agg. | 2020 | 2016 usd/mmbtu | 9.9 | 9.9 | 9.9 | 9.9 | 9.9 | 9.9 | 9.9 | 9.9 | 9.9
|  | 2025 | 2016 usd/mmbtu | 10.4 | 10.4 | 10.4 | 10.4 | 10.4 | 10.4 | 10.4 | 10.4 | 10.4
|  | 2030 | 2016 usd/mmbtu | 10.7 | 10.7 | 10.7 | 10.7 | 10.7 | 10.7 | 10.7 | 10.7 | 10.7
|  | 2035 | 2016 usd/mmbtu | 10.9 | 10.9 | 10.9 | 10.9 | 10.9 | 10.9 | 10.9 | 10.9 | 10.9
|  | 2040 | 2016 usd/mmbtu | 11 | 11 | 11 | 11 | 11 | 11 | 11 | 11 | 11
|  | 2045 | 2016 usd/mmbtu | 11.2 | 11.2 | 11.2 | 11.2 | 11.2 | 11.2 | 11.2 | 11.2 | 11.2
|  | 2050 | 2016 usd/mmbtu | 11.3 | 11.3 | 11.3 | 1700.5 | 11.3 | 11.3 | 11.3 | 1700.5 | 11.3
still gas product | all | all | 2016 usd/mmbtu | 0 | 0 | 0 | 0 | 0 | 0 | 0 | 0 | 0
uranium product | all | 2020 | 2016 usd/mmbtu |  |  |  | 0.6 |  |  |  | 0.6
|  | 2025 | 2016 usd/mmbtu |  |  |  | 0.6 |  |  |  | 0.6
|  | 2030 | 2016 usd/mmbtu |  |  |  | 0.6 |  |  |  | 0.6
|  | 2035 | 2016 usd/mmbtu |  |  |  | 0.6 |  |  |  | 0.6
|  | 2040 | 2016 usd/mmbtu |  |  |  | 0.6 |  |  |  | 0.6
|  | 2045 | 2016 usd/mmbtu |  |  |  | 0.6 |  |  |  | 0.6
|  | 2050 | 2016 usd/mmbtu |  |  |  | 90 |  |  |  | 90
|  | all | 2016 usd/mmbtu | 0.6 | 0.6 | 0.6 |  | 0.6 | 0.6 | 0.6 |  | 0.6

## fuel_emission_rates
product | zone | year | unit | REF | E+ | E- | E+ RE+ | E+ RE- | E+ B+ | E- B+ | E+ RE+ B+ | E+ RE- B+ | cover
biomass sequestration | all | all | kilogram/mmbtu | 93.8 | 93.8 | 93.8 | 93.8 | 93.8 | 93.8 | 93.8 | 93.8 | 93.8
coal primary - domestic_1 | all | all | kilogram/mmbtu | 95.5 | 95.5 | 95.5 | 95.5 | 95.5 | 95.5 | 95.5 | 95.5 | 95.5
coke product | all | all | kilogram/mmbtu | 93.7 | 93.7 | 93.7 | 93.7 | 93.7 | 93.7 | 93.7 | 93.7 | 93.7
natural gas primary - domestic_1 | all | all | kilogram/mmbtu | 55.8 | 55.8 | 55.8 | 55.8 | 55.8 | 55.8 | 55.8 | 55.8 | 55.8
oil primary - domestic_1 | all | all | kilogram/mmbtu | 74.6 | 74.6 | 74.6 | 74.6 | 74.6 | 74.6 | 74.6 | 74.6 | 74.6
petroleum coke product | all | all | kilogram/mmbtu | 102.1 | 102.1 | 102.1 | 102.1 | 102.1 | 102.1 | 102.1 | 102.1 | 102.1
refined fossil diesel product | all | all | kilogram/mmbtu | 80.2 | 80.2 | 80.2 | 80.2 | 80.2 | 80.2 | 80.2 | 80.2 | 80.2
refined fossil gasoline product | all | all | kilogram/mmbtu | 76.4 | 76.4 | 76.4 | 76.4 | 76.4 | 76.4 | 76.4 | 76.4 | 76.4
refined fossil jet fuel product | all | all | kilogram/mmbtu | 78.4 | 78.4 | 78.4 | 78.4 | 78.4 | 78.4 | 78.4 | 78.4 | 78.4
refined fossil kerosene product | all | all | kilogram/mmbtu | 81.4 | 81.4 | 81.4 | 81.4 | 81.4 | 81.4 | 81.4 | 81.4 | 81.4
refined fossil lpg product | all | all | kilogram/mmbtu | 67.9 | 67.9 | 67.9 | 67.9 | 67.9 | 67.9 | 67.9 | 67.9 | 67.9
residual fossil fuel oil product | all | all | kilogram/mmbtu | 79.1 | 79.1 | 79.1 | 79.1 | 79.1 | 79.1 | 79.1 | 79.1 | 79.1
still gas product | all | all | kilogram/mmbtu | 73.2 | 73.2 | 73.2 | 73.2 | 73.2 | 73.2 | 73.2 | 73.2 | 73.2

## fuel_&_sequestration_potential
product | zone | year | unit | REF | E+ | E- | E+ RE+ | E+ RE- | E+ B+ | E- B+ | E+ RE+ B+ | E+ RE- B+ | cover | Notes:
biomass primary - herbaceous_100 | alaska agg. | 2020 | terabtu | 0 | 0 | 0 | 0 | 0 | 0 | 0 | 0 | 0 |  | Potential assumed to be uncapped for product fuels not listed
|  | 2025 | terabtu | 0 | 0 | 0 | 0 | 0 | 0 | 0 | 0 | 0 |  | The appended numbers to biomass represent biomass bins where the number is the cost in dollars per ton of dry biomass. The cost in energy terms is given on the fuel cost tab.
|  | 2030 | terabtu | 0 | 0 | 0 | 0 | 0 | 0 | 0 | 0 | 0 |  | The addended numbers to carbon sequestration represent bins in the sequestration supply curve
|  | 2035 | terabtu | 0 | 0 | 0 | 0 | 0 | 0 | 0 | 0 | 0
|  | 2040 | terabtu | 0 | 0 | 0 | 0 | 0 | 0 | 0 | 0 | 0
|  | 2045 | terabtu | 0 | 0 | 0 | 0 | 0 | 0 | 0 | 0 | 0
|  | 2050 | terabtu | 0 | 0 | 0 | 0 | 0 | 0 | 0 | 0 | 0
| california agg. | 2020 | terabtu | 0 | 0 | 0 | 0 | 0 | 0 | 0 | 0 | 0
|  | 2025 | terabtu | 0 | 0 | 0 | 0 | 0 | 0 | 0 | 0 | 0
|  | 2030 | terabtu | 0 | 0 | 0 | 0 | 0 | 0 | 0 | 0 | 0
|  | 2035 | terabtu | 0 | 0 | 0 | 0 | 0 | 0 | 0 | 0 | 0
|  | 2040 | terabtu | 0 | 0 | 0 | 0 | 0 | 0 | 0 | 0 | 0
|  | 2045 | terabtu | 0 | 0 | 0 | 0 | 0 | 0 | 0 | 0 | 0
|  | 2050 | terabtu | 0 | 0 | 0 | 0 | 0 | 0 | 0 | 0 | 0
| desert southwest agg. | 2020 | terabtu | 0.4 | 0.4 | 0.4 | 0.4 | 0.4 | 1.1 | 1.1 | 1.1 | 1.1
|  | 2025 | terabtu | 0 | 0 | 0 | 0 | 0 | 4.1 | 4.1 | 4.1 | 4.1
|  | 2030 | terabtu | 0 | 0 | 0 | 0 | 0 | 10.9 | 10.9 | 10.9 | 10.9
|  | 2035 | terabtu | 0 | 0 | 0 | 0 | 0 | 11.2 | 11.2 | 11.2 | 11.2
|  | 2040 | terabtu | 0.1 | 0.1 | 0.1 | 0.1 | 0.1 | 12.6 | 12.6 | 12.6 | 12.6
|  | 2045 | terabtu | 0.1 | 0.1 | 0.1 | 0.1 | 0.1 | 12.6 | 12.6 | 12.6 | 12.6
|  | 2050 | terabtu | 0.1 | 0.1 | 0.1 | 0.1 | 0.1 | 12.6 | 12.6 | 12.6 | 12.6
| florida agg. | 2020 | terabtu | 0 | 0 | 0 | 0 | 0 | 1.4 | 1.4 | 1.4 | 1.4
|  | 2025 | terabtu | 28.3 | 28.3 | 28.3 | 28.3 | 28.3 | 51.9 | 51.9 | 51.9 | 51.9
|  | 2030 | terabtu | 28.5 | 28.5 | 28.5 | 28.5 | 28.5 | 87 | 87 | 87 | 87
|  | 2035 | terabtu | 28.8 | 28.8 | 28.8 | 28.8 | 28.8 | 80 | 80 | 80 | 80
|  | 2040 | terabtu | 29 | 29 | 29 | 29 | 29 | 70.8 | 70.8 | 70.8 | 70.8
|  | 2045 | terabtu | 29 | 29 | 29 | 29 | 29 | 70.8 | 70.8 | 70.8 | 70.8
|  | 2050 | terabtu | 29 | 29 | 29 | 29 | 29 | 70.8 | 70.8 | 70.8 | 70.8
| hawaii agg. | 2020 | terabtu | 0 | 0 | 0 | 0 | 0 | 0 | 0 | 0 | 0
|  | 2025 | terabtu | 0 | 0 | 0 | 0 | 0 | 0 | 0 | 0 | 0
|  | 2030 | terabtu | 0 | 0 | 0 | 0 | 0 | 0 | 0 | 0 | 0
|  | 2035 | terabtu | 0 | 0 | 0 | 0 | 0 | 0 | 0 | 0 | 0
|  | 2040 | terabtu | 0 | 0 | 0 | 0 | 0 | 0 | 0 | 0 | 0
|  | 2045 | terabtu | 0 | 0 | 0 | 0 | 0 | 0 | 0 | 0 | 0
|  | 2050 | terabtu | 0 | 0 | 0 | 0 | 0 | 0 | 0 | 0 | 0
| louisiana and ozarks agg. | 2020 | terabtu | 44.8 | 44.8 | 44.8 | 44.8 | 44.8 | 70.3 | 70.3 | 70.3 | 70.3
|  | 2025 | terabtu | 38.3 | 38.3 | 38.3 | 38.3 | 38.3 | 82.2 | 82.2 | 82.2 | 82.2
|  | 2030 | terabtu | 32.5 | 32.5 | 32.5 | 32.5 | 32.5 | 136.6 | 136.6 | 136.6 | 136.6
|  | 2035 | terabtu | 32.4 | 32.4 | 32.4 | 32.4 | 32.4 | 219.5 | 219.5 | 219.5 | 219.5
|  | 2040 | terabtu | 34.1 | 34.1 | 34.1 | 34.1 | 34.1 | 279.7 | 279.7 | 279.7 | 279.7
|  | 2045 | terabtu | 34.1 | 34.1 | 34.1 | 34.1 | 34.1 | 279.7 | 279.7 | 279.7 | 279.7
|  | 2050 | terabtu | 34.1 | 34.1 | 34.1 | 34.1 | 34.1 | 279.7 | 279.7 | 279.7 | 279.7
| lower midwest agg. | 2020 | terabtu | 10.4 | 10.4 | 10.4 | 10.4 | 10.4 | 42.3 | 42.3 | 42.3 | 42.3
|  | 2025 | terabtu | 13.2 | 13.2 | 13.2 | 13.2 | 13.2 | 97.2 | 97.2 | 97.2 | 97.2
|  | 2030 | terabtu | 15.7 | 15.7 | 15.7 | 15.7 | 15.7 | 232.8 | 232.8 | 232.8 | 232.8
|  | 2035 | terabtu | 13.6 | 13.6 | 13.6 | 13.6 | 13.6 | 411.3 | 411.3 | 411.3 | 411.3
|  | 2040 | terabtu | 15.1 | 15.1 | 15.1 | 15.1 | 15.1 | 411.8 | 411.8 | 411.8 | 411.8
|  | 2045 | terabtu | 15.1 | 15.1 | 15.1 | 15.1 | 15.1 | 411.8 | 411.8 | 411.8 | 411.8
|  | 2050 | terabtu | 15.1 | 15.1 | 15.1 | 15.1 | 15.1 | 411.8 | 411.8 | 411.8 | 411.8
| mid-atlantic and great lakes agg. | 2020 | terabtu | 187.3 | 187.3 | 187.3 | 187.3 | 187.3 | 301.5 | 301.5 | 301.5 | 301.5
|  | 2025 | terabtu | 127.7 | 127.7 | 127.7 | 127.7 | 127.7 | 205.2 | 205.2 | 205.2 | 205.2
|  | 2030 | terabtu | 83.7 | 83.7 | 83.7 | 83.7 | 83.7 | 136.1 | 136.1 | 136.1 | 136.1
|  | 2035 | terabtu | 63.9 | 63.9 | 63.9 | 63.9 | 63.9 | 113.5 | 113.5 | 113.5 | 113.5
|  | 2040 | terabtu | 64.7 | 64.7 | 64.7 | 64.7 | 64.7 | 168.9 | 168.9 | 168.9 | 168.9
|  | 2045 | terabtu | 64.7 | 64.7 | 64.7 | 64.7 | 64.7 | 168.9 | 168.9 | 168.9 | 168.9
|  | 2050 | terabtu | 64.7 | 64.7 | 64.7 | 64.7 | 64.7 | 168.9 | 168.9 | 168.9 | 168.9
| new england agg. | 2020 | terabtu | 0 | 0 | 0 | 0 | 0 | 0 | 0 | 0 | 0
|  | 2025 | terabtu | 0 | 0 | 0 | 0 | 0 | 0 | 0 | 0 | 0
|  | 2030 | terabtu | 0 | 0 | 0 | 0 | 0 | 0 | 0 | 0 | 0
|  | 2035 | terabtu | 0 | 0 | 0 | 0 | 0 | 0 | 0 | 0 | 0
|  | 2040 | terabtu | 0 | 0 | 0 | 0 | 0 | 0 | 0 | 0 | 0
|  | 2045 | terabtu | 0 | 0 | 0 | 0 | 0 | 0 | 0 | 0 | 0
|  | 2050 | terabtu | 0 | 0 | 0 | 0 | 0 | 0 | 0 | 0 | 0
| new york agg. | 2020 | terabtu | 6.9 | 6.9 | 6.9 | 6.9 | 6.9 | 11.1 | 11.1 | 11.1 | 11.1
|  | 2025 | terabtu | 8.9 | 8.9 | 8.9 | 8.9 | 8.9 | 14.4 | 14.4 | 14.4 | 14.4
|  | 2030 | terabtu | 8.8 | 8.8 | 8.8 | 8.8 | 8.8 | 14.2 | 14.2 | 14.2 | 14.2
|  | 2035 | terabtu | 3.7 | 3.7 | 3.7 | 3.7 | 3.7 | 6 | 6 | 6 | 6
|  | 2040 | terabtu | 3.7 | 3.7 | 3.7 | 3.7 | 3.7 | 6.1 | 6.1 | 6.1 | 6.1
|  | 2045 | terabtu | 3.7 | 3.7 | 3.7 | 3.7 | 3.7 | 6.1 | 6.1 | 6.1 | 6.1
|  | 2050 | terabtu | 3.7 | 3.7 | 3.7 | 3.7 | 3.7 | 6.1 | 6.1 | 6.1 | 6.1
| pacific northwest agg. | 2020 | terabtu | 7.3 | 7.3 | 7.3 | 7.3 | 7.3 | 7.4 | 7.4 | 7.4 | 7.4
|  | 2025 | terabtu | 12.3 | 12.3 | 12.3 | 12.3 | 12.3 | 12.3 | 12.3 | 12.3 | 12.3
|  | 2030 | terabtu | 14.3 | 14.3 | 14.3 | 14.3 | 14.3 | 14.3 | 14.3 | 14.3 | 14.3
|  | 2035 | terabtu | 9.2 | 9.2 | 9.2 | 9.2 | 9.2 | 9.3 | 9.3 | 9.3 | 9.3
|  | 2040 | terabtu | 20.4 | 20.4 | 20.4 | 20.4 | 20.4 | 20.5 | 20.5 | 20.5 | 20.5
|  | 2045 | terabtu | 20.4 | 20.4 | 20.4 | 20.4 | 20.4 | 20.5 | 20.5 | 20.5 | 20.5
|  | 2050 | terabtu | 20.4 | 20.4 | 20.4 | 20.4 | 20.4 | 20.5 | 20.5 | 20.5 | 20.5
| rocky mountains agg. | 2020 | terabtu | 8 | 8 | 8 | 8 | 8 | 11 | 11 | 11 | 11
|  | 2025 | terabtu | 7.8 | 7.8 | 7.8 | 7.8 | 7.8 | 9 | 9 | 9 | 9
|  | 2030 | terabtu | 13 | 13 | 13 | 13 | 13 | 17.8 | 17.8 | 17.8 | 17.8
|  | 2035 | terabtu | 8.8 | 8.8 | 8.8 | 8.8 | 8.8 | 14.8 | 14.8 | 14.8 | 14.8
|  | 2040 | terabtu | 9.4 | 9.4 | 9.4 | 9.4 | 9.4 | 14.5 | 14.5 | 14.5 | 14.5
|  | 2045 | terabtu | 9.4 | 9.4 | 9.4 | 9.4 | 9.4 | 14.5 | 14.5 | 14.5 | 14.5
|  | 2050 | terabtu | 9.4 | 9.4 | 9.4 | 9.4 | 9.4 | 14.5 | 14.5 | 14.5 | 14.5
| southeast agg. | 2020 | terabtu | 9.1 | 9.1 | 9.1 | 9.1 | 9.1 | 27.2 | 27.2 | 27.2 | 27.2
|  | 2025 | terabtu | 11.8 | 11.8 | 11.8 | 11.8 | 11.8 | 69.2 | 69.2 | 69.2 | 69.2
|  | 2030 | terabtu | 10.1 | 10.1 | 10.1 | 10.1 | 10.1 | 111.3 | 111.3 | 111.3 | 111.3
|  | 2035 | terabtu | 8.9 | 8.9 | 8.9 | 8.9 | 8.9 | 167.5 | 167.5 | 167.5 | 167.5
|  | 2040 | terabtu | 7.4 | 7.4 | 7.4 | 7.4 | 7.4 | 181.2 | 181.2 | 181.2 | 181.2
|  | 2045 | terabtu | 7.4 | 7.4 | 7.4 | 7.4 | 7.4 | 181.2 | 181.2 | 181.2 | 181.2
|  | 2050 | terabtu | 7.4 | 7.4 | 7.4 | 7.4 | 7.4 | 181.2 | 181.2 | 181.2 | 181.2
| texas agg. | 2020 | terabtu | 0 | 0 | 0 | 0 | 0 | 14.9 | 14.9 | 14.9 | 14.9
|  | 2025 | terabtu | 0 | 0 | 0 | 0 | 0 | 79.5 | 79.5 | 79.5 | 79.5
|  | 2030 | terabtu | 0 | 0 | 0 | 0 | 0 | 261.1 | 261.1 | 261.1 | 261.1
|  | 2035 | terabtu | 0 | 0 | 0 | 0 | 0 | 336.1 | 336.1 | 336.1 | 336.1
|  | 2040 | terabtu | 0 | 0 | 0 | 0 | 0 | 373.5 | 373.5 | 373.5 | 373.5
|  | 2045 | terabtu | 0 | 0 | 0 | 0 | 0 | 373.5 | 373.5 | 373.5 | 373.5
|  | 2050 | terabtu | 0 | 0 | 0 | 0 | 0 | 373.5 | 373.5 | 373.5 | 373.5
| upper midwest agg. | 2020 | terabtu | 322.3 | 322.3 | 322.3 | 322.3 | 322.3 | 510 | 510 | 510 | 510
|  | 2025 | terabtu | 120.8 | 120.8 | 120.8 | 120.8 | 120.8 | 185.8 | 185.8 | 185.8 | 185.8
|  | 2030 | terabtu | 101.4 | 101.4 | 101.4 | 101.4 | 101.4 | 156.9 | 156.9 | 156.9 | 156.9
|  | 2035 | terabtu | 91.7 | 91.7 | 91.7 | 91.7 | 91.7 | 153.3 | 153.3 | 153.3 | 153.3
|  | 2040 | terabtu | 67 | 67 | 67 | 67 | 67 | 144.1 | 144.1 | 144.1 | 144.1
|  | 2045 | terabtu | 67 | 67 | 67 | 67 | 67 | 144.1 | 144.1 | 144.1 | 144.1
|  | 2050 | terabtu | 67 | 67 | 67 | 67 | 67 | 144.1 | 144.1 | 144.1 | 144.1
| utah/nevada agg. | 2020 | terabtu | 0 | 0 | 0 | 0 | 0 | 0.1 | 0.1 | 0.1 | 0.1
|  | 2025 | terabtu | 0 | 0 | 0 | 0 | 0 | 0.2 | 0.2 | 0.2 | 0.2
|  | 2030 | terabtu | 0 | 0 | 0 | 0 | 0 | 0.2 | 0.2 | 0.2 | 0.2
|  | 2035 | terabtu | 0 | 0 | 0 | 0 | 0 | 0 | 0 | 0 | 0
|  | 2040 | terabtu | 0 | 0 | 0 | 0 | 0 | 0 | 0 | 0 | 0
|  | 2045 | terabtu | 0 | 0 | 0 | 0 | 0 | 0 | 0 | 0 | 0
|  | 2050 | terabtu | 0 | 0 | 0 | 0 | 0 | 0 | 0 | 0 | 0
biomass primary - herbaceous_105 | alaska agg. | 2020 | terabtu | 0 | 0 | 0 | 0 | 0 | 0 | 0 | 0 | 0
|  | 2025 | terabtu | 0 | 0 | 0 | 0 | 0 | 0 | 0 | 0 | 0
|  | 2030 | terabtu | 0 | 0 | 0 | 0 | 0 | 0 | 0 | 0 | 0
|  | 2035 | terabtu | 0 | 0 | 0 | 0 | 0 | 0 | 0 | 0 | 0
|  | 2040 | terabtu | 0 | 0 | 0 | 0 | 0 | 0 | 0 | 0 | 0
|  | 2045 | terabtu | 0 | 0 | 0 | 0 | 0 | 0 | 0 | 0 | 0
|  | 2050 | terabtu | 0 | 0 | 0 | 0 | 0 | 0 | 0 | 0 | 0
| california agg. | 2020 | terabtu | 0 | 0 | 0 | 0 | 0 | 0 | 0 | 0 | 0
|  | 2025 | terabtu | 0 | 0 | 0 | 0 | 0 | 0 | 0 | 0 | 0
|  | 2030 | terabtu | 0 | 0 | 0 | 0 | 0 | 0 | 0 | 0 | 0
|  | 2035 | terabtu | 0 | 0 | 0 | 0 | 0 | 0 | 0 | 0 | 0
|  | 2040 | terabtu | 0 | 0 | 0 | 0 | 0 | 0 | 0 | 0 | 0
|  | 2045 | terabtu | 0 | 0 | 0 | 0 | 0 | 0 | 0 | 0 | 0
|  | 2050 | terabtu | 0 | 0 | 0 | 0 | 0 | 0 | 0 | 0 | 0
| desert southwest agg. | 2020 | terabtu | 0 | 0 | 0 | 0 | 0 | 1.7 | 1.7 | 1.7 | 1.7
|  | 2025 | terabtu | 0.1 | 0.1 | 0.1 | 0.1 | 0.1 | 7.2 | 7.2 | 7.2 | 7.2
|  | 2030 | terabtu | 0.3 | 0.3 | 0.3 | 0.3 | 0.3 | 7.3 | 7.3 | 7.3 | 7.3
|  | 2035 | terabtu | 0.2 | 0.2 | 0.2 | 0.2 | 0.2 | 11.5 | 11.5 | 11.5 | 11.5
|  | 2040 | terabtu | 0.5 | 0.5 | 0.5 | 0.5 | 0.5 | 9.4 | 9.4 | 9.4 | 9.4
|  | 2045 | terabtu | 0.5 | 0.5 | 0.5 | 0.5 | 0.5 | 9.4 | 9.4 | 9.4 | 9.4
|  | 2050 | terabtu | 0.5 | 0.5 | 0.5 | 0.5 | 0.5 | 9.4 | 9.4 | 9.4 | 9.4
| florida agg. | 2020 | terabtu | 0 | 0 | 0 | 0 | 0 | 0 | 0 | 0 | 0
|  | 2025 | terabtu | 0 | 0 | 0 | 0 | 0 | 0 | 0 | 0 | 0
|  | 2030 | terabtu | 0 | 0 | 0 | 0 | 0 | 0 | 0 | 0 | 0
|  | 2035 | terabtu | 0 | 0 | 0 | 0 | 0 | 0 | 0 | 0 | 0
|  | 2040 | terabtu | 0 | 0 | 0 | 0 | 0 | 0 | 0 | 0 | 0
|  | 2045 | terabtu | 0 | 0 | 0 | 0 | 0 | 0 | 0 | 0 | 0
|  | 2050 | terabtu | 0 | 0 | 0 | 0 | 0 | 0 | 0 | 0 | 0
| hawaii agg. | 2020 | terabtu | 0 | 0 | 0 | 0 | 0 | 0 | 0 | 0 | 0
|  | 2025 | terabtu | 0 | 0 | 0 | 0 | 0 | 0 | 0 | 0 | 0
|  | 2030 | terabtu | 0 | 0 | 0 | 0 | 0 | 0 | 0 | 0 | 0
|  | 2035 | terabtu | 0 | 0 | 0 | 0 | 0 | 0 | 0 | 0 | 0
|  | 2040 | terabtu | 0 | 0 | 0 | 0 | 0 | 0 | 0 | 0 | 0
|  | 2045 | terabtu | 0 | 0 | 0 | 0 | 0 | 0 | 0 | 0 | 0
|  | 2050 | terabtu | 0 | 0 | 0 | 0 | 0 | 0 | 0 | 0 | 0
| louisiana and ozarks agg. | 2020 | terabtu | 4.4 | 4.4 | 4.4 | 4.4 | 4.4 | 21.5 | 21.5 | 21.5 | 21.5
|  | 2025 | terabtu | 5.8 | 5.8 | 5.8 | 5.8 | 5.8 | 75 | 75 | 75 | 75
|  | 2030 | terabtu | 6 | 6 | 6 | 6 | 6 | 145.2 | 145.2 | 145.2 | 145.2
|  | 2035 | terabtu | 6 | 6 | 6 | 6 | 6 | 170.4 | 170.4 | 170.4 | 170.4
|  | 2040 | terabtu | 4.6 | 4.6 | 4.6 | 4.6 | 4.6 | 109.3 | 109.3 | 109.3 | 109.3
|  | 2045 | terabtu | 4.6 | 4.6 | 4.6 | 4.6 | 4.6 | 109.3 | 109.3 | 109.3 | 109.3
|  | 2050 | terabtu | 4.6 | 4.6 | 4.6 | 4.6 | 4.6 | 109.3 | 109.3 | 109.3 | 109.3
| lower midwest agg. | 2020 | terabtu | 5.3 | 5.3 | 5.3 | 5.3 | 5.3 | 37.6 | 37.6 | 37.6 | 37.6
|  | 2025 | terabtu | 13.1 | 13.1 | 13.1 | 13.1 | 13.1 | 203.7 | 203.7 | 203.7 | 203.7
|  | 2030 | terabtu | 5.9 | 5.9 | 5.9 | 5.9 | 5.9 | 282.7 | 282.7 | 282.7 | 282.7
|  | 2035 | terabtu | 3.8 | 3.8 | 3.8 | 3.8 | 3.8 | 267.2 | 267.2 | 267.2 | 267.2
|  | 2040 | terabtu | 2.8 | 2.8 | 2.8 | 2.8 | 2.8 | 182.1 | 182.1 | 182.1 | 182.1
|  | 2045 | terabtu | 2.8 | 2.8 | 2.8 | 2.8 | 2.8 | 182.1 | 182.1 | 182.1 | 182.1
|  | 2050 | terabtu | 2.8 | 2.8 | 2.8 | 2.8 | 2.8 | 182.1 | 182.1 | 182.1 | 182.1
| mid-atlantic and great lakes agg. | 2020 | terabtu | 34.3 | 34.3 | 34.3 | 34.3 | 34.3 | 54.6 | 54.6 | 54.6 | 54.6
|  | 2025 | terabtu | 39 | 39 | 39 | 39 | 39 | 66.5 | 66.5 | 66.5 | 66.5
|  | 2030 | terabtu | 37.7 | 37.7 | 37.7 | 37.7 | 37.7 | 71.8 | 71.8 | 71.8 | 71.8
|  | 2035 | terabtu | 42.3 | 42.3 | 42.3 | 42.3 | 42.3 | 123.5 | 123.5 | 123.5 | 123.5
|  | 2040 | terabtu | 34.1 | 34.1 | 34.1 | 34.1 | 34.1 | 159.1 | 159.1 | 159.1 | 159.1
|  | 2045 | terabtu | 34.1 | 34.1 | 34.1 | 34.1 | 34.1 | 159.1 | 159.1 | 159.1 | 159.1
|  | 2050 | terabtu | 34.1 | 34.1 | 34.1 | 34.1 | 34.1 | 159.1 | 159.1 | 159.1 | 159.1
| new england agg. | 2020 | terabtu | 0 | 0 | 0 | 0 | 0 | 0.1 | 0.1 | 0.1 | 0.1
|  | 2025 | terabtu | 0 | 0 | 0 | 0 | 0 | 0.1 | 0.1 | 0.1 | 0.1
|  | 2030 | terabtu | 0 | 0 | 0 | 0 | 0 | 0.1 | 0.1 | 0.1 | 0.1
|  | 2035 | terabtu | 0 | 0 | 0 | 0 | 0 | 0 | 0 | 0 | 0
|  | 2040 | terabtu | 0 | 0 | 0 | 0 | 0 | 0.2 | 0.2 | 0.2 | 0.2
|  | 2045 | terabtu | 0 | 0 | 0 | 0 | 0 | 0.2 | 0.2 | 0.2 | 0.2
|  | 2050 | terabtu | 0 | 0 | 0 | 0 | 0 | 0.2 | 0.2 | 0.2 | 0.2
| new york agg. | 2020 | terabtu | 2.1 | 2.1 | 2.1 | 2.1 | 2.1 | 3.4 | 3.4 | 3.4 | 3.4
|  | 2025 | terabtu | 2.4 | 2.4 | 2.4 | 2.4 | 2.4 | 4 | 4 | 4 | 4
|  | 2030 | terabtu | 1.9 | 1.9 | 1.9 | 1.9 | 1.9 | 3 | 3 | 3 | 3
|  | 2035 | terabtu | 1.9 | 1.9 | 1.9 | 1.9 | 1.9 | 3.2 | 3.2 | 3.2 | 3.2
|  | 2040 | terabtu | 1.1 | 1.1 | 1.1 | 1.1 | 1.1 | 2.2 | 2.2 | 2.2 | 2.2
|  | 2045 | terabtu | 1.1 | 1.1 | 1.1 | 1.1 | 1.1 | 2.2 | 2.2 | 2.2 | 2.2
|  | 2050 | terabtu | 1.1 | 1.1 | 1.1 | 1.1 | 1.1 | 2.2 | 2.2 | 2.2 | 2.2
| pacific northwest agg. | 2020 | terabtu | 17.8 | 17.8 | 17.8 | 17.8 | 17.8 | 17.8 | 17.8 | 17.8 | 17.8
|  | 2025 | terabtu | 11.7 | 11.7 | 11.7 | 11.7 | 11.7 | 11.7 | 11.7 | 11.7 | 11.7
|  | 2030 | terabtu | 11.9 | 11.9 | 11.9 | 11.9 | 11.9 | 12 | 12 | 12 | 12
|  | 2035 | terabtu | 13.1 | 13.1 | 13.1 | 13.1 | 13.1 | 13.2 | 13.2 | 13.2 | 13.2
|  | 2040 | terabtu | 2.2 | 2.2 | 2.2 | 2.2 | 2.2 | 3.4 | 3.4 | 3.4 | 3.4
|  | 2045 | terabtu | 2.2 | 2.2 | 2.2 | 2.2 | 2.2 | 3.4 | 3.4 | 3.4 | 3.4
|  | 2050 | terabtu | 2.2 | 2.2 | 2.2 | 2.2 | 2.2 | 3.4 | 3.4 | 3.4 | 3.4
| rocky mountains agg. | 2020 | terabtu | 4.8 | 4.8 | 4.8 | 4.8 | 4.8 | 8.3 | 8.3 | 8.3 | 8.3
|  | 2025 | terabtu | 4.5 | 4.5 | 4.5 | 4.5 | 4.5 | 9.7 | 9.7 | 9.7 | 9.7
|  | 2030 | terabtu | 3 | 3 | 3 | 3 | 3 | 5.4 | 5.4 | 5.4 | 5.4
|  | 2035 | terabtu | 3.3 | 3.3 | 3.3 | 3.3 | 3.3 | 8.1 | 8.1 | 8.1 | 8.1
|  | 2040 | terabtu | 1.8 | 1.8 | 1.8 | 1.8 | 1.8 | 4.6 | 4.6 | 4.6 | 4.6
|  | 2045 | terabtu | 1.8 | 1.8 | 1.8 | 1.8 | 1.8 | 4.6 | 4.6 | 4.6 | 4.6
|  | 2050 | terabtu | 1.8 | 1.8 | 1.8 | 1.8 | 1.8 | 4.6 | 4.6 | 4.6 | 4.6
| southeast agg. | 2020 | terabtu | 4.7 | 4.7 | 4.7 | 4.7 | 4.7 | 24.8 | 24.8 | 24.8 | 24.8
|  | 2025 | terabtu | 4.8 | 4.8 | 4.8 | 4.8 | 4.8 | 80.7 | 80.7 | 80.7 | 80.7
|  | 2030 | terabtu | 3.6 | 3.6 | 3.6 | 3.6 | 3.6 | 118.4 | 118.4 | 118.4 | 118.4
|  | 2035 | terabtu | 2.7 | 2.7 | 2.7 | 2.7 | 2.7 | 124.3 | 124.3 | 124.3 | 124.3
|  | 2040 | terabtu | 0.8 | 0.8 | 0.8 | 0.8 | 0.8 | 85 | 85 | 85 | 85
|  | 2045 | terabtu | 0.8 | 0.8 | 0.8 | 0.8 | 0.8 | 85 | 85 | 85 | 85
|  | 2050 | terabtu | 0.8 | 0.8 | 0.8 | 0.8 | 0.8 | 85 | 85 | 85 | 85
| texas agg. | 2020 | terabtu | 0 | 0 | 0 | 0 | 0 | 14.6 | 14.6 | 14.6 | 14.6
|  | 2025 | terabtu | 0 | 0 | 0 | 0 | 0 | 190.6 | 190.6 | 190.6 | 190.6
|  | 2030 | terabtu | 0 | 0 | 0 | 0 | 0 | 218.6 | 218.6 | 218.6 | 218.6
|  | 2035 | terabtu | 0 | 0 | 0 | 0 | 0 | 265.7 | 265.7 | 265.7 | 265.7
|  | 2040 | terabtu | 0 | 0 | 0 | 0 | 0 | 201.1 | 201.1 | 201.1 | 201.1
|  | 2045 | terabtu | 0 | 0 | 0 | 0 | 0 | 201.1 | 201.1 | 201.1 | 201.1
|  | 2050 | terabtu | 0 | 0 | 0 | 0 | 0 | 201.1 | 201.1 | 201.1 | 201.1
| upper midwest agg. | 2020 | terabtu | 54.2 | 54.2 | 54.2 | 54.2 | 54.2 | 83.8 | 83.8 | 83.8 | 83.8
|  | 2025 | terabtu | 61 | 61 | 61 | 61 | 61 | 95 | 95 | 95 | 95
|  | 2030 | terabtu | 42.4 | 42.4 | 42.4 | 42.4 | 42.4 | 79.2 | 79.2 | 79.2 | 79.2
|  | 2035 | terabtu | 35.1 | 35.1 | 35.1 | 35.1 | 35.1 | 85.8 | 85.8 | 85.8 | 85.8
|  | 2040 | terabtu | 30.1 | 30.1 | 30.1 | 30.1 | 30.1 | 109.5 | 109.5 | 109.5 | 109.5
|  | 2045 | terabtu | 30.1 | 30.1 | 30.1 | 30.1 | 30.1 | 109.5 | 109.5 | 109.5 | 109.5
|  | 2050 | terabtu | 30.1 | 30.1 | 30.1 | 30.1 | 30.1 | 109.5 | 109.5 | 109.5 | 109.5
| utah/nevada agg. | 2020 | terabtu | 0 | 0 | 0 | 0 | 0 | 0.1 | 0.1 | 0.1 | 0.1
|  | 2025 | terabtu | 0 | 0 | 0 | 0 | 0 | 0.1 | 0.1 | 0.1 | 0.1
|  | 2030 | terabtu | 0 | 0 | 0 | 0 | 0 | 0 | 0 | 0 | 0
|  | 2035 | terabtu | 0 | 0 | 0 | 0 | 0 | 0.3 | 0.3 | 0.3 | 0.3
|  | 2040 | terabtu | 0.1 | 0.1 | 0.1 | 0.1 | 0.1 | 0.3 | 0.3 | 0.3 | 0.3
|  | 2045 | terabtu | 0.1 | 0.1 | 0.1 | 0.1 | 0.1 | 0.3 | 0.3 | 0.3 | 0.3
|  | 2050 | terabtu | 0.1 | 0.1 | 0.1 | 0.1 | 0.1 | 0.3 | 0.3 | 0.3 | 0.3
biomass primary - herbaceous_110 | alaska agg. | 2020 | terabtu | 0 | 0 | 0 | 0 | 0 | 0 | 0 | 0 | 0
|  | 2025 | terabtu | 0 | 0 | 0 | 0 | 0 | 0 | 0 | 0 | 0
|  | 2030 | terabtu | 0 | 0 | 0 | 0 | 0 | 0 | 0 | 0 | 0
|  | 2035 | terabtu | 0 | 0 | 0 | 0 | 0 | 0 | 0 | 0 | 0
|  | 2040 | terabtu | 0 | 0 | 0 | 0 | 0 | 0 | 0 | 0 | 0
|  | 2045 | terabtu | 0 | 0 | 0 | 0 | 0 | 0 | 0 | 0 | 0
|  | 2050 | terabtu | 0 | 0 | 0 | 0 | 0 | 0 | 0 | 0 | 0
| california agg. | 2020 | terabtu | 0 | 0 | 0 | 0 | 0 | 0 | 0 | 0 | 0
|  | 2025 | terabtu | 0 | 0 | 0 | 0 | 0 | 0 | 0 | 0 | 0
|  | 2030 | terabtu | 0 | 0 | 0 | 0 | 0 | 0 | 0 | 0 | 0
|  | 2035 | terabtu | 0 | 0 | 0 | 0 | 0 | 0 | 0 | 0 | 0
|  | 2040 | terabtu | 0 | 0 | 0 | 0 | 0 | 0 | 0 | 0 | 0
|  | 2045 | terabtu | 0 | 0 | 0 | 0 | 0 | 0 | 0 | 0 | 0
|  | 2050 | terabtu | 0 | 0 | 0 | 0 | 0 | 0 | 0 | 0 | 0
| desert southwest agg. | 2020 | terabtu | 0.4 | 0.4 | 0.4 | 0.4 | 0.4 | 1.2 | 1.2 | 1.2 | 1.2
|  | 2025 | terabtu | 0.3 | 0.3 | 0.3 | 0.3 | 0.3 | 4.3 | 4.3 | 4.3 | 4.3
|  | 2030 | terabtu | 0.7 | 0.7 | 0.7 | 0.7 | 0.7 | 6.4 | 6.4 | 6.4 | 6.4
|  | 2035 | terabtu | 1 | 1 | 1 | 1 | 1 | 4.2 | 4.2 | 4.2 | 4.2
|  | 2040 | terabtu | 0.8 | 0.8 | 0.8 | 0.8 | 0.8 | 0.8 | 0.8 | 0.8 | 0.8
|  | 2045 | terabtu | 0.8 | 0.8 | 0.8 | 0.8 | 0.8 | 0.8 | 0.8 | 0.8 | 0.8
|  | 2050 | terabtu | 0.8 | 0.8 | 0.8 | 0.8 | 0.8 | 0.8 | 0.8 | 0.8 | 0.8
| florida agg. | 2020 | terabtu | 0 | 0 | 0 | 0 | 0 | 10.2 | 10.2 | 10.2 | 10.2
|  | 2025 | terabtu | 0 | 0 | 0 | 0 | 0 | 39.5 | 39.5 | 39.5 | 39.5
|  | 2030 | terabtu | 0 | 0 | 0 | 0 | 0 | 27.3 | 27.3 | 27.3 | 27.3
|  | 2035 | terabtu | 0 | 0 | 0 | 0 | 0 | 20.9 | 20.9 | 20.9 | 20.9
|  | 2040 | terabtu | 0 | 0 | 0 | 0 | 0 | 10.6 | 10.6 | 10.6 | 10.6
|  | 2045 | terabtu | 0 | 0 | 0 | 0 | 0 | 10.6 | 10.6 | 10.6 | 10.6
|  | 2050 | terabtu | 0 | 0 | 0 | 0 | 0 | 10.6 | 10.6 | 10.6 | 10.6
| hawaii agg. | 2020 | terabtu | 0 | 0 | 0 | 0 | 0 | 0 | 0 | 0 | 0
|  | 2025 | terabtu | 0 | 0 | 0 | 0 | 0 | 0 | 0 | 0 | 0
|  | 2030 | terabtu | 0 | 0 | 0 | 0 | 0 | 0 | 0 | 0 | 0
|  | 2035 | terabtu | 0 | 0 | 0 | 0 | 0 | 0 | 0 | 0 | 0
|  | 2040 | terabtu | 0 | 0 | 0 | 0 | 0 | 0 | 0 | 0 | 0
|  | 2045 | terabtu | 0 | 0 | 0 | 0 | 0 | 0 | 0 | 0 | 0
|  | 2050 | terabtu | 0 | 0 | 0 | 0 | 0 | 0 | 0 | 0 | 0
| louisiana and ozarks agg. | 2020 | terabtu | 7.5 | 7.5 | 7.5 | 7.5 | 7.5 | 33.2 | 33.2 | 33.2 | 33.2
|  | 2025 | terabtu | 7.5 | 7.5 | 7.5 | 7.5 | 7.5 | 119.3 | 119.3 | 119.3 | 119.3
|  | 2030 | terabtu | 3.9 | 3.9 | 3.9 | 3.9 | 3.9 | 140.1 | 140.1 | 140.1 | 140.1
|  | 2035 | terabtu | 3.5 | 3.5 | 3.5 | 3.5 | 3.5 | 94.9 | 94.9 | 94.9 | 94.9
|  | 2040 | terabtu | 3 | 3 | 3 | 3 | 3 | 111.6 | 111.6 | 111.6 | 111.6
|  | 2045 | terabtu | 3 | 3 | 3 | 3 | 3 | 111.6 | 111.6 | 111.6 | 111.6
|  | 2050 | terabtu | 3 | 3 | 3 | 3 | 3 | 111.6 | 111.6 | 111.6 | 111.6
| lower midwest agg. | 2020 | terabtu | 6.7 | 6.7 | 6.7 | 6.7 | 6.7 | 55.8 | 55.8 | 55.8 | 55.8
|  | 2025 | terabtu | 6.4 | 6.4 | 6.4 | 6.4 | 6.4 | 183.7 | 183.7 | 183.7 | 183.7
|  | 2030 | terabtu | 3.1 | 3.1 | 3.1 | 3.1 | 3.1 | 192.7 | 192.7 | 192.7 | 192.7
|  | 2035 | terabtu | 2.9 | 2.9 | 2.9 | 2.9 | 2.9 | 150.2 | 150.2 | 150.2 | 150.2
|  | 2040 | terabtu | 0.3 | 0.3 | 0.3 | 0.3 | 0.3 | 112.8 | 112.8 | 112.8 | 112.8
|  | 2045 | terabtu | 0.3 | 0.3 | 0.3 | 0.3 | 0.3 | 112.8 | 112.8 | 112.8 | 112.8
|  | 2050 | terabtu | 0.3 | 0.3 | 0.3 | 0.3 | 0.3 | 112.8 | 112.8 | 112.8 | 112.8
| mid-atlantic and great lakes agg. | 2020 | terabtu | 28.1 | 28.1 | 28.1 | 28.1 | 28.1 | 45.8 | 45.8 | 45.8 | 45.8
|  | 2025 | terabtu | 32.6 | 32.6 | 32.6 | 32.6 | 32.6 | 63.3 | 63.3 | 63.3 | 63.3
|  | 2030 | terabtu | 24.8 | 24.8 | 24.8 | 24.8 | 24.8 | 89.2 | 89.2 | 89.2 | 89.2
|  | 2035 | terabtu | 16.4 | 16.4 | 16.4 | 16.4 | 16.4 | 119 | 119 | 119 | 119
|  | 2040 | terabtu | 11.2 | 11.2 | 11.2 | 11.2 | 11.2 | 164.2 | 164.2 | 164.2 | 164.2
|  | 2045 | terabtu | 11.2 | 11.2 | 11.2 | 11.2 | 11.2 | 164.2 | 164.2 | 164.2 | 164.2
|  | 2050 | terabtu | 11.2 | 11.2 | 11.2 | 11.2 | 11.2 | 164.2 | 164.2 | 164.2 | 164.2
| new england agg. | 2020 | terabtu | 0 | 0 | 0 | 0 | 0 | 0 | 0 | 0 | 0
|  | 2025 | terabtu | 0 | 0 | 0 | 0 | 0 | 0.1 | 0.1 | 0.1 | 0.1
|  | 2030 | terabtu | 0 | 0 | 0 | 0 | 0 | 0.1 | 0.1 | 0.1 | 0.1
|  | 2035 | terabtu | 0 | 0 | 0 | 0 | 0 | 0.1 | 0.1 | 0.1 | 0.1
|  | 2040 | terabtu | 0 | 0 | 0 | 0 | 0 | 0.2 | 0.2 | 0.2 | 0.2
|  | 2045 | terabtu | 0 | 0 | 0 | 0 | 0 | 0.2 | 0.2 | 0.2 | 0.2
|  | 2050 | terabtu | 0 | 0 | 0 | 0 | 0 | 0.2 | 0.2 | 0.2 | 0.2
| new york agg. | 2020 | terabtu | 1.8 | 1.8 | 1.8 | 1.8 | 1.8 | 3 | 3 | 3 | 3
|  | 2025 | terabtu | 1.8 | 1.8 | 1.8 | 1.8 | 1.8 | 3.2 | 3.2 | 3.2 | 3.2
|  | 2030 | terabtu | 1.1 | 1.1 | 1.1 | 1.1 | 1.1 | 2.4 | 2.4 | 2.4 | 2.4
|  | 2035 | terabtu | 0.6 | 0.6 | 0.6 | 0.6 | 0.6 | 1.6 | 1.6 | 1.6 | 1.6
|  | 2040 | terabtu | 0.8 | 0.8 | 0.8 | 0.8 | 0.8 | 2.1 | 2.1 | 2.1 | 2.1
|  | 2045 | terabtu | 0.8 | 0.8 | 0.8 | 0.8 | 0.8 | 2.1 | 2.1 | 2.1 | 2.1
|  | 2050 | terabtu | 0.8 | 0.8 | 0.8 | 0.8 | 0.8 | 2.1 | 2.1 | 2.1 | 2.1
| pacific northwest agg. | 2020 | terabtu | 2.1 | 2.1 | 2.1 | 2.1 | 2.1 | 2.1 | 2.1 | 2.1 | 2.1
|  | 2025 | terabtu | 2.8 | 2.8 | 2.8 | 2.8 | 2.8 | 2.9 | 2.9 | 2.9 | 2.9
|  | 2030 | terabtu | 4.4 | 4.4 | 4.4 | 4.4 | 4.4 | 4.4 | 4.4 | 4.4 | 4.4
|  | 2035 | terabtu | 3.2 | 3.2 | 3.2 | 3.2 | 3.2 | 6 | 6 | 6 | 6
|  | 2040 | terabtu | 3.5 | 3.5 | 3.5 | 3.5 | 3.5 | 8.3 | 8.3 | 8.3 | 8.3
|  | 2045 | terabtu | 3.5 | 3.5 | 3.5 | 3.5 | 3.5 | 8.3 | 8.3 | 8.3 | 8.3
|  | 2050 | terabtu | 3.5 | 3.5 | 3.5 | 3.5 | 3.5 | 8.3 | 8.3 | 8.3 | 8.3
| rocky mountains agg. | 2020 | terabtu | 1.2 | 1.2 | 1.2 | 1.2 | 1.2 | 2.2 | 2.2 | 2.2 | 2.2
|  | 2025 | terabtu | 1.6 | 1.6 | 1.6 | 1.6 | 1.6 | 3.2 | 3.2 | 3.2 | 3.2
|  | 2030 | terabtu | 1.3 | 1.3 | 1.3 | 1.3 | 1.3 | 3.8 | 3.8 | 3.8 | 3.8
|  | 2035 | terabtu | 0.8 | 0.8 | 0.8 | 0.8 | 0.8 | 8.6 | 8.6 | 8.6 | 8.6
|  | 2040 | terabtu | 0.7 | 0.7 | 0.7 | 0.7 | 0.7 | 6.6 | 6.6 | 6.6 | 6.6
|  | 2045 | terabtu | 0.7 | 0.7 | 0.7 | 0.7 | 0.7 | 6.6 | 6.6 | 6.6 | 6.6
|  | 2050 | terabtu | 0.7 | 0.7 | 0.7 | 0.7 | 0.7 | 6.6 | 6.6 | 6.6 | 6.6
| southeast agg. | 2020 | terabtu | 2.2 | 2.2 | 2.2 | 2.2 | 2.2 | 24.2 | 24.2 | 24.2 | 24.2
|  | 2025 | terabtu | 1.9 | 1.9 | 1.9 | 1.9 | 1.9 | 104.7 | 104.7 | 104.7 | 104.7
|  | 2030 | terabtu | 1.2 | 1.2 | 1.2 | 1.2 | 1.2 | 115.1 | 115.1 | 115.1 | 115.1
|  | 2035 | terabtu | 0.3 | 0.3 | 0.3 | 0.3 | 0.3 | 119.9 | 119.9 | 119.9 | 119.9
|  | 2040 | terabtu | 0 | 0 | 0 | 0 | 0 | 123.5 | 123.5 | 123.5 | 123.5
|  | 2045 | terabtu | 0 | 0 | 0 | 0 | 0 | 123.5 | 123.5 | 123.5 | 123.5
|  | 2050 | terabtu | 0 | 0 | 0 | 0 | 0 | 123.5 | 123.5 | 123.5 | 123.5
| texas agg. | 2020 | terabtu | 0 | 0 | 0 | 0 | 0 | 26.1 | 26.1 | 26.1 | 26.1
|  | 2025 | terabtu | 0 | 0 | 0 | 0 | 0 | 117.5 | 117.5 | 117.5 | 117.5
|  | 2030 | terabtu | 0 | 0 | 0 | 0 | 0 | 159.9 | 159.9 | 159.9 | 159.9
|  | 2035 | terabtu | 0 | 0 | 0 | 0 | 0 | 97.6 | 97.6 | 97.6 | 97.6
|  | 2040 | terabtu | 0 | 0 | 0 | 0 | 0 | 24.1 | 24.1 | 24.1 | 24.1
|  | 2045 | terabtu | 0 | 0 | 0 | 0 | 0 | 24.1 | 24.1 | 24.1 | 24.1
|  | 2050 | terabtu | 0 | 0 | 0 | 0 | 0 | 24.1 | 24.1 | 24.1 | 24.1
| upper midwest agg. | 2020 | terabtu | 32.6 | 32.6 | 32.6 | 32.6 | 32.6 | 53.3 | 53.3 | 53.3 | 53.3
|  | 2025 | terabtu | 30.7 | 30.7 | 30.7 | 30.7 | 30.7 | 66.4 | 66.4 | 66.4 | 66.4
|  | 2030 | terabtu | 28.6 | 28.6 | 28.6 | 28.6 | 28.6 | 79.8 | 79.8 | 79.8 | 79.8
|  | 2035 | terabtu | 31.8 | 31.8 | 31.8 | 31.8 | 31.8 | 116.3 | 116.3 | 116.3 | 116.3
|  | 2040 | terabtu | 31.7 | 31.7 | 31.7 | 31.7 | 31.7 | 175.1 | 175.1 | 175.1 | 175.1
|  | 2045 | terabtu | 31.7 | 31.7 | 31.7 | 31.7 | 31.7 | 175.1 | 175.1 | 175.1 | 175.1
|  | 2050 | terabtu | 31.7 | 31.7 | 31.7 | 31.7 | 31.7 | 175.1 | 175.1 | 175.1 | 175.1
| utah/nevada agg. | 2020 | terabtu | 0 | 0 | 0 | 0 | 0 | 0 | 0 | 0 | 0
|  | 2025 | terabtu | 0 | 0 | 0 | 0 | 0 | 0 | 0 | 0 | 0
|  | 2030 | terabtu | 0.1 | 0.1 | 0.1 | 0.1 | 0.1 | 0.1 | 0.1 | 0.1 | 0.1
|  | 2035 | terabtu | 0.1 | 0.1 | 0.1 | 0.1 | 0.1 | 0.1 | 0.1 | 0.1 | 0.1
|  | 2040 | terabtu | 0.1 | 0.1 | 0.1 | 0.1 | 0.1 | 0 | 0 | 0 | 0
|  | 2045 | terabtu | 0.1 | 0.1 | 0.1 | 0.1 | 0.1 | 0 | 0 | 0 | 0
|  | 2050 | terabtu | 0.1 | 0.1 | 0.1 | 0.1 | 0.1 | 0 | 0 | 0 | 0
biomass primary - herbaceous_115 | alaska agg. | 2020 | terabtu | 0 | 0 | 0 | 0 | 0 | 0 | 0 | 0 | 0
|  | 2025 | terabtu | 0 | 0 | 0 | 0 | 0 | 0 | 0 | 0 | 0
|  | 2030 | terabtu | 0 | 0 | 0 | 0 | 0 | 0 | 0 | 0 | 0
|  | 2035 | terabtu | 0 | 0 | 0 | 0 | 0 | 0 | 0 | 0 | 0
|  | 2040 | terabtu | 0 | 0 | 0 | 0 | 0 | 0 | 0 | 0 | 0
|  | 2045 | terabtu | 0 | 0 | 0 | 0 | 0 | 0 | 0 | 0 | 0
|  | 2050 | terabtu | 0 | 0 | 0 | 0 | 0 | 0 | 0 | 0 | 0
| california agg. | 2020 | terabtu | 0 | 0 | 0 | 0 | 0 | 0 | 0 | 0 | 0
|  | 2025 | terabtu | 0 | 0 | 0 | 0 | 0 | 0 | 0 | 0 | 0
|  | 2030 | terabtu | 0 | 0 | 0 | 0 | 0 | 0 | 0 | 0 | 0
|  | 2035 | terabtu | 0 | 0 | 0 | 0 | 0 | 0 | 0 | 0 | 0
|  | 2040 | terabtu | 0 | 0 | 0 | 0 | 0 | 0 | 0 | 0 | 0
|  | 2045 | terabtu | 0 | 0 | 0 | 0 | 0 | 0 | 0 | 0 | 0
|  | 2050 | terabtu | 0 | 0 | 0 | 0 | 0 | 0 | 0 | 0 | 0
| desert southwest agg. | 2020 | terabtu | 0 | 0 | 0 | 0 | 0 | 1 | 1 | 1 | 1
|  | 2025 | terabtu | 0.5 | 0.5 | 0.5 | 0.5 | 0.5 | 5.1 | 5.1 | 5.1 | 5.1
|  | 2030 | terabtu | 0 | 0 | 0 | 0 | 0 | 3.7 | 3.7 | 3.7 | 3.7
|  | 2035 | terabtu | 0 | 0 | 0 | 0 | 0 | 2 | 2 | 2 | 2
|  | 2040 | terabtu | 0 | 0 | 0 | 0 | 0 | 1.6 | 1.6 | 1.6 | 1.6
|  | 2045 | terabtu | 0 | 0 | 0 | 0 | 0 | 1.6 | 1.6 | 1.6 | 1.6
|  | 2050 | terabtu | 0 | 0 | 0 | 0 | 0 | 1.6 | 1.6 | 1.6 | 1.6
| florida agg. | 2020 | terabtu | 0 | 0 | 0 | 0 | 0 | 0 | 0 | 0 | 0
|  | 2025 | terabtu | 0 | 0 | 0 | 0 | 0 | 0 | 0 | 0 | 0
|  | 2030 | terabtu | 0 | 0 | 0 | 0 | 0 | 0 | 0 | 0 | 0
|  | 2035 | terabtu | 0 | 0 | 0 | 0 | 0 | 0 | 0 | 0 | 0
|  | 2040 | terabtu | 0 | 0 | 0 | 0 | 0 | 0 | 0 | 0 | 0
|  | 2045 | terabtu | 0 | 0 | 0 | 0 | 0 | 0 | 0 | 0 | 0
|  | 2050 | terabtu | 0 | 0 | 0 | 0 | 0 | 0 | 0 | 0 | 0
| hawaii agg. | 2020 | terabtu | 0 | 0 | 0 | 0 | 0 | 0 | 0 | 0 | 0
|  | 2025 | terabtu | 0 | 0 | 0 | 0 | 0 | 0 | 0 | 0 | 0
|  | 2030 | terabtu | 0 | 0 | 0 | 0 | 0 | 0 | 0 | 0 | 0
|  | 2035 | terabtu | 0 | 0 | 0 | 0 | 0 | 0 | 0 | 0 | 0
|  | 2040 | terabtu | 0 | 0 | 0 | 0 | 0 | 0 | 0 | 0 | 0
|  | 2045 | terabtu | 0 | 0 | 0 | 0 | 0 | 0 | 0 | 0 | 0
|  | 2050 | terabtu | 0 | 0 | 0 | 0 | 0 | 0 | 0 | 0 | 0
| louisiana and ozarks agg. | 2020 | terabtu | 1.7 | 1.7 | 1.7 | 1.7 | 1.7 | 14.4 | 14.4 | 14.4 | 14.4
|  | 2025 | terabtu | 0.2 | 0.2 | 0.2 | 0.2 | 0.2 | 44.9 | 44.9 | 44.9 | 44.9
|  | 2030 | terabtu | 2.1 | 2.1 | 2.1 | 2.1 | 2.1 | 64.4 | 64.4 | 64.4 | 64.4
|  | 2035 | terabtu | 2.2 | 2.2 | 2.2 | 2.2 | 2.2 | 56.4 | 56.4 | 56.4 | 56.4
|  | 2040 | terabtu | 2.6 | 2.6 | 2.6 | 2.6 | 2.6 | 65.7 | 65.7 | 65.7 | 65.7
|  | 2045 | terabtu | 2.6 | 2.6 | 2.6 | 2.6 | 2.6 | 65.7 | 65.7 | 65.7 | 65.7
|  | 2050 | terabtu | 2.6 | 2.6 | 2.6 | 2.6 | 2.6 | 65.7 | 65.7 | 65.7 | 65.7
| lower midwest agg. | 2020 | terabtu | 1.4 | 1.4 | 1.4 | 1.4 | 1.4 | 31.8 | 31.8 | 31.8 | 31.8
|  | 2025 | terabtu | 0.9 | 0.9 | 0.9 | 0.9 | 0.9 | 103.5 | 103.5 | 103.5 | 103.5
|  | 2030 | terabtu | 0 | 0 | 0 | 0 | 0 | 88.9 | 88.9 | 88.9 | 88.9
|  | 2035 | terabtu | 0.7 | 0.7 | 0.7 | 0.7 | 0.7 | 85 | 85 | 85 | 85
|  | 2040 | terabtu | 0 | 0 | 0 | 0 | 0 | 72.7 | 72.7 | 72.7 | 72.7
|  | 2045 | terabtu | 0 | 0 | 0 | 0 | 0 | 72.7 | 72.7 | 72.7 | 72.7
|  | 2050 | terabtu | 0 | 0 | 0 | 0 | 0 | 72.7 | 72.7 | 72.7 | 72.7
| mid-atlantic and great lakes agg. | 2020 | terabtu | 11.9 | 11.9 | 11.9 | 11.9 | 11.9 | 27.3 | 27.3 | 27.3 | 27.3
|  | 2025 | terabtu | 14.4 | 14.4 | 14.4 | 14.4 | 14.4 | 67.9 | 67.9 | 67.9 | 67.9
|  | 2030 | terabtu | 16.7 | 16.7 | 16.7 | 16.7 | 16.7 | 100.8 | 100.8 | 100.8 | 100.8
|  | 2035 | terabtu | 17.9 | 17.9 | 17.9 | 17.9 | 17.9 | 126.4 | 126.4 | 126.4 | 126.4
|  | 2040 | terabtu | 21.8 | 21.8 | 21.8 | 21.8 | 21.8 | 258.8 | 258.8 | 258.8 | 258.8
|  | 2045 | terabtu | 21.8 | 21.8 | 21.8 | 21.8 | 21.8 | 258.8 | 258.8 | 258.8 | 258.8
|  | 2050 | terabtu | 21.8 | 21.8 | 21.8 | 21.8 | 21.8 | 258.8 | 258.8 | 258.8 | 258.8
| new england agg. | 2020 | terabtu | 0 | 0 | 0 | 0 | 0 | 0 | 0 | 0 | 0
|  | 2025 | terabtu | 0 | 0 | 0 | 0 | 0 | 0.2 | 0.2 | 0.2 | 0.2
|  | 2030 | terabtu | 0 | 0 | 0 | 0 | 0 | 0.4 | 0.4 | 0.4 | 0.4
|  | 2035 | terabtu | 0 | 0 | 0 | 0 | 0 | 0.4 | 0.4 | 0.4 | 0.4
|  | 2040 | terabtu | 0 | 0 | 0 | 0 | 0 | 0.6 | 0.6 | 0.6 | 0.6
|  | 2045 | terabtu | 0 | 0 | 0 | 0 | 0 | 0.6 | 0.6 | 0.6 | 0.6
|  | 2050 | terabtu | 0 | 0 | 0 | 0 | 0 | 0.6 | 0.6 | 0.6 | 0.6
| new york agg. | 2020 | terabtu | 0.7 | 0.7 | 0.7 | 0.7 | 0.7 | 1.3 | 1.3 | 1.3 | 1.3
|  | 2025 | terabtu | 0.3 | 0.3 | 0.3 | 0.3 | 0.3 | 1.3 | 1.3 | 1.3 | 1.3
|  | 2030 | terabtu | 1.1 | 1.1 | 1.1 | 1.1 | 1.1 | 2.6 | 2.6 | 2.6 | 2.6
|  | 2035 | terabtu | 0.7 | 0.7 | 0.7 | 0.7 | 0.7 | 2.5 | 2.5 | 2.5 | 2.5
|  | 2040 | terabtu | 1 | 1 | 1 | 1 | 1 | 3.6 | 3.6 | 3.6 | 3.6
|  | 2045 | terabtu | 1 | 1 | 1 | 1 | 1 | 3.6 | 3.6 | 3.6 | 3.6
|  | 2050 | terabtu | 1 | 1 | 1 | 1 | 1 | 3.6 | 3.6 | 3.6 | 3.6
| pacific northwest agg. | 2020 | terabtu | 1 | 1 | 1 | 1 | 1 | 1 | 1 | 1 | 1
|  | 2025 | terabtu | 3.3 | 3.3 | 3.3 | 3.3 | 3.3 | 3.4 | 3.4 | 3.4 | 3.4
|  | 2030 | terabtu | 3 | 3 | 3 | 3 | 3 | 3.7 | 3.7 | 3.7 | 3.7
|  | 2035 | terabtu | 2.7 | 2.7 | 2.7 | 2.7 | 2.7 | 2.5 | 2.5 | 2.5 | 2.5
|  | 2040 | terabtu | 1.7 | 1.7 | 1.7 | 1.7 | 1.7 | 2.3 | 2.3 | 2.3 | 2.3
|  | 2045 | terabtu | 1.7 | 1.7 | 1.7 | 1.7 | 1.7 | 2.3 | 2.3 | 2.3 | 2.3
|  | 2050 | terabtu | 1.7 | 1.7 | 1.7 | 1.7 | 1.7 | 2.3 | 2.3 | 2.3 | 2.3
| rocky mountains agg. | 2020 | terabtu | 1.5 | 1.5 | 1.5 | 1.5 | 1.5 | 2.8 | 2.8 | 2.8 | 2.8
|  | 2025 | terabtu | 2.2 | 2.2 | 2.2 | 2.2 | 2.2 | 4.7 | 4.7 | 4.7 | 4.7
|  | 2030 | terabtu | 1.4 | 1.4 | 1.4 | 1.4 | 1.4 | 4.9 | 4.9 | 4.9 | 4.9
|  | 2035 | terabtu | 0.4 | 0.4 | 0.4 | 0.4 | 0.4 | 2.4 | 2.4 | 2.4 | 2.4
|  | 2040 | terabtu | 0.4 | 0.4 | 0.4 | 0.4 | 0.4 | 4.7 | 4.7 | 4.7 | 4.7
|  | 2045 | terabtu | 0.4 | 0.4 | 0.4 | 0.4 | 0.4 | 4.7 | 4.7 | 4.7 | 4.7
|  | 2050 | terabtu | 0.4 | 0.4 | 0.4 | 0.4 | 0.4 | 4.7 | 4.7 | 4.7 | 4.7
| southeast agg. | 2020 | terabtu | 1.5 | 1.5 | 1.5 | 1.5 | 1.5 | 22.7 | 22.7 | 22.7 | 22.7
|  | 2025 | terabtu | 0.7 | 0.7 | 0.7 | 0.7 | 0.7 | 63.7 | 63.7 | 63.7 | 63.7
|  | 2030 | terabtu | 0.1 | 0.1 | 0.1 | 0.1 | 0.1 | 95.2 | 95.2 | 95.2 | 95.2
|  | 2035 | terabtu | 0 | 0 | 0 | 0 | 0 | 104.4 | 104.4 | 104.4 | 104.4
|  | 2040 | terabtu | 0.1 | 0.1 | 0.1 | 0.1 | 0.1 | 129.2 | 129.2 | 129.2 | 129.2
|  | 2045 | terabtu | 0.1 | 0.1 | 0.1 | 0.1 | 0.1 | 129.2 | 129.2 | 129.2 | 129.2
|  | 2050 | terabtu | 0.1 | 0.1 | 0.1 | 0.1 | 0.1 | 129.2 | 129.2 | 129.2 | 129.2
| texas agg. | 2020 | terabtu | 0 | 0 | 0 | 0 | 0 | 19.6 | 19.6 | 19.6 | 19.6
|  | 2025 | terabtu | 0 | 0 | 0 | 0 | 0 | 100.3 | 100.3 | 100.3 | 100.3
|  | 2030 | terabtu | 0 | 0 | 0 | 0 | 0 | 65.5 | 65.5 | 65.5 | 65.5
|  | 2035 | terabtu | 0 | 0 | 0 | 0 | 0 | 58.3 | 58.3 | 58.3 | 58.3
|  | 2040 | terabtu | 0 | 0 | 0 | 0 | 0 | 45.7 | 45.7 | 45.7 | 45.7
|  | 2045 | terabtu | 0 | 0 | 0 | 0 | 0 | 45.7 | 45.7 | 45.7 | 45.7
|  | 2050 | terabtu | 0 | 0 | 0 | 0 | 0 | 45.7 | 45.7 | 45.7 | 45.7
| upper midwest agg. | 2020 | terabtu | 14.3 | 14.3 | 14.3 | 14.3 | 14.3 | 29.7 | 29.7 | 29.7 | 29.7
|  | 2025 | terabtu | 19.2 | 19.2 | 19.2 | 19.2 | 19.2 | 61.6 | 61.6 | 61.6 | 61.6
|  | 2030 | terabtu | 26.5 | 26.5 | 26.5 | 26.5 | 26.5 | 103.6 | 103.6 | 103.6 | 103.6
|  | 2035 | terabtu | 27.7 | 27.7 | 27.7 | 27.7 | 27.7 | 134.1 | 134.1 | 134.1 | 134.1
|  | 2040 | terabtu | 22.1 | 22.1 | 22.1 | 22.1 | 22.1 | 229.1 | 229.1 | 229.1 | 229.1
|  | 2045 | terabtu | 22.1 | 22.1 | 22.1 | 22.1 | 22.1 | 229.1 | 229.1 | 229.1 | 229.1
|  | 2050 | terabtu | 22.1 | 22.1 | 22.1 | 22.1 | 22.1 | 229.1 | 229.1 | 229.1 | 229.1
| utah/nevada agg. | 2020 | terabtu | 0 | 0 | 0 | 0 | 0 | 0 | 0 | 0 | 0
|  | 2025 | terabtu | 0 | 0 | 0 | 0 | 0 | 0.2 | 0.2 | 0.2 | 0.2
|  | 2030 | terabtu | 0 | 0 | 0 | 0 | 0 | 0.2 | 0.2 | 0.2 | 0.2
|  | 2035 | terabtu | 0 | 0 | 0 | 0 | 0 | 0 | 0 | 0 | 0
|  | 2040 | terabtu | 0 | 0 | 0 | 0 | 0 | 0 | 0 | 0 | 0
|  | 2045 | terabtu | 0 | 0 | 0 | 0 | 0 | 0 | 0 | 0 | 0
|  | 2050 | terabtu | 0 | 0 | 0 | 0 | 0 | 0 | 0 | 0 | 0
biomass primary - herbaceous_120 | alaska agg. | 2020 | terabtu | 0 | 0 | 0 | 0 | 0 | 0 | 0 | 0 | 0
|  | 2025 | terabtu | 0 | 0 | 0 | 0 | 0 | 0 | 0 | 0 | 0
|  | 2030 | terabtu | 0 | 0 | 0 | 0 | 0 | 0 | 0 | 0 | 0
|  | 2035 | terabtu | 0 | 0 | 0 | 0 | 0 | 0 | 0 | 0 | 0
|  | 2040 | terabtu | 0 | 0 | 0 | 0 | 0 | 0 | 0 | 0 | 0
|  | 2045 | terabtu | 0 | 0 | 0 | 0 | 0 | 0 | 0 | 0 | 0
|  | 2050 | terabtu | 0 | 0 | 0 | 0 | 0 | 0 | 0 | 0 | 0
| california agg. | 2020 | terabtu | 0 | 0 | 0 | 0 | 0 | 0 | 0 | 0 | 0
|  | 2025 | terabtu | 0 | 0 | 0 | 0 | 0 | 0 | 0 | 0 | 0
|  | 2030 | terabtu | 0 | 0 | 0 | 0 | 0 | 0 | 0 | 0 | 0
|  | 2035 | terabtu | 0 | 0 | 0 | 0 | 0 | 0 | 0 | 0 | 0
|  | 2040 | terabtu | 0 | 0 | 0 | 0 | 0 | 0 | 0 | 0 | 0
|  | 2045 | terabtu | 0 | 0 | 0 | 0 | 0 | 0 | 0 | 0 | 0
|  | 2050 | terabtu | 0 | 0 | 0 | 0 | 0 | 0 | 0 | 0 | 0
| desert southwest agg. | 2020 | terabtu | 0 | 0 | 0 | 0 | 0 | 0.8 | 0.8 | 0.8 | 0.8
|  | 2025 | terabtu | 0 | 0 | 0 | 0 | 0 | 2.7 | 2.7 | 2.7 | 2.7
|  | 2030 | terabtu | 0 | 0 | 0 | 0 | 0 | 2 | 2 | 2 | 2
|  | 2035 | terabtu | 0 | 0 | 0 | 0 | 0 | 1.3 | 1.3 | 1.3 | 1.3
|  | 2040 | terabtu | 0 | 0 | 0 | 0 | 0 | 1.6 | 1.6 | 1.6 | 1.6
|  | 2045 | terabtu | 0 | 0 | 0 | 0 | 0 | 1.6 | 1.6 | 1.6 | 1.6
|  | 2050 | terabtu | 0 | 0 | 0 | 0 | 0 | 1.6 | 1.6 | 1.6 | 1.6
| florida agg. | 2020 | terabtu | 0 | 0 | 0 | 0 | 0 | 1.5 | 1.5 | 1.5 | 1.5
|  | 2025 | terabtu | 0 | 0 | 0 | 0 | 0 | 3.8 | 3.8 | 3.8 | 3.8
|  | 2030 | terabtu | 0 | 0 | 0 | 0 | 0 | 3.5 | 3.5 | 3.5 | 3.5
|  | 2035 | terabtu | 0 | 0 | 0 | 0 | 0 | 4.4 | 4.4 | 4.4 | 4.4
|  | 2040 | terabtu | 0 | 0 | 0 | 0 | 0 | 5.6 | 5.6 | 5.6 | 5.6
|  | 2045 | terabtu | 0 | 0 | 0 | 0 | 0 | 5.6 | 5.6 | 5.6 | 5.6
|  | 2050 | terabtu | 0 | 0 | 0 | 0 | 0 | 5.6 | 5.6 | 5.6 | 5.6
| hawaii agg. | 2020 | terabtu | 0 | 0 | 0 | 0 | 0 | 0 | 0 | 0 | 0
|  | 2025 | terabtu | 0 | 0 | 0 | 0 | 0 | 0 | 0 | 0 | 0
|  | 2030 | terabtu | 0 | 0 | 0 | 0 | 0 | 0 | 0 | 0 | 0
|  | 2035 | terabtu | 0 | 0 | 0 | 0 | 0 | 0 | 0 | 0 | 0
|  | 2040 | terabtu | 0 | 0 | 0 | 0 | 0 | 0 | 0 | 0 | 0
|  | 2045 | terabtu | 0 | 0 | 0 | 0 | 0 | 0 | 0 | 0 | 0
|  | 2050 | terabtu | 0 | 0 | 0 | 0 | 0 | 0 | 0 | 0 | 0
| louisiana and ozarks agg. | 2020 | terabtu | 1.1 | 1.1 | 1.1 | 1.1 | 1.1 | 17.7 | 17.7 | 17.7 | 17.7
|  | 2025 | terabtu | 2 | 2 | 2 | 2 | 2 | 41.9 | 41.9 | 41.9 | 41.9
|  | 2030 | terabtu | 3 | 3 | 3 | 3 | 3 | 58 | 58 | 58 | 58
|  | 2035 | terabtu | 2.5 | 2.5 | 2.5 | 2.5 | 2.5 | 64.9 | 64.9 | 64.9 | 64.9
|  | 2040 | terabtu | 2.7 | 2.7 | 2.7 | 2.7 | 2.7 | 101.6 | 101.6 | 101.6 | 101.6
|  | 2045 | terabtu | 2.7 | 2.7 | 2.7 | 2.7 | 2.7 | 101.6 | 101.6 | 101.6 | 101.6
|  | 2050 | terabtu | 2.7 | 2.7 | 2.7 | 2.7 | 2.7 | 101.6 | 101.6 | 101.6 | 101.6
| lower midwest agg. | 2020 | terabtu | 0.1 | 0.1 | 0.1 | 0.1 | 0.1 | 34.6 | 34.6 | 34.6 | 34.6
|  | 2025 | terabtu | 0.1 | 0.1 | 0.1 | 0.1 | 0.1 | 59.2 | 59.2 | 59.2 | 59.2
|  | 2030 | terabtu | 2 | 2 | 2 | 2 | 2 | 65.4 | 65.4 | 65.4 | 65.4
|  | 2035 | terabtu | 0.8 | 0.8 | 0.8 | 0.8 | 0.8 | 57.9 | 57.9 | 57.9 | 57.9
|  | 2040 | terabtu | 0.1 | 0.1 | 0.1 | 0.1 | 0.1 | 79.3 | 79.3 | 79.3 | 79.3
|  | 2045 | terabtu | 0.1 | 0.1 | 0.1 | 0.1 | 0.1 | 79.3 | 79.3 | 79.3 | 79.3
|  | 2050 | terabtu | 0.1 | 0.1 | 0.1 | 0.1 | 0.1 | 79.3 | 79.3 | 79.3 | 79.3
| mid-atlantic and great lakes agg. | 2020 | terabtu | 8.3 | 8.3 | 8.3 | 8.3 | 8.3 | 32.6 | 32.6 | 32.6 | 32.6
|  | 2025 | terabtu | 10.1 | 10.1 | 10.1 | 10.1 | 10.1 | 81.8 | 81.8 | 81.8 | 81.8
|  | 2030 | terabtu | 16.2 | 16.2 | 16.2 | 16.2 | 16.2 | 131.3 | 131.3 | 131.3 | 131.3
|  | 2035 | terabtu | 15.5 | 15.5 | 15.5 | 15.5 | 15.5 | 147.8 | 147.8 | 147.8 | 147.8
|  | 2040 | terabtu | 13.1 | 13.1 | 13.1 | 13.1 | 13.1 | 185.5 | 185.5 | 185.5 | 185.5
|  | 2045 | terabtu | 13.1 | 13.1 | 13.1 | 13.1 | 13.1 | 185.5 | 185.5 | 185.5 | 185.5
|  | 2050 | terabtu | 13.1 | 13.1 | 13.1 | 13.1 | 13.1 | 185.5 | 185.5 | 185.5 | 185.5
| new england agg. | 2020 | terabtu | 0 | 0 | 0 | 0 | 0 | 0 | 0 | 0 | 0
|  | 2025 | terabtu | 0 | 0 | 0 | 0 | 0 | 0.4 | 0.4 | 0.4 | 0.4
|  | 2030 | terabtu | 0 | 0 | 0 | 0 | 0 | 0.6 | 0.6 | 0.6 | 0.6
|  | 2035 | terabtu | 0 | 0 | 0 | 0 | 0 | 0.7 | 0.7 | 0.7 | 0.7
|  | 2040 | terabtu | 0 | 0 | 0 | 0 | 0 | 0.8 | 0.8 | 0.8 | 0.8
|  | 2045 | terabtu | 0 | 0 | 0 | 0 | 0 | 0.8 | 0.8 | 0.8 | 0.8
|  | 2050 | terabtu | 0 | 0 | 0 | 0 | 0 | 0.8 | 0.8 | 0.8 | 0.8
| new york agg. | 2020 | terabtu | 0.9 | 0.9 | 0.9 | 0.9 | 0.9 | 1.6 | 1.6 | 1.6 | 1.6
|  | 2025 | terabtu | 0.6 | 0.6 | 0.6 | 0.6 | 0.6 | 2.3 | 2.3 | 2.3 | 2.3
|  | 2030 | terabtu | 0.4 | 0.4 | 0.4 | 0.4 | 0.4 | 2.9 | 2.9 | 2.9 | 2.9
|  | 2035 | terabtu | 1.4 | 1.4 | 1.4 | 1.4 | 1.4 | 4 | 4 | 4 | 4
|  | 2040 | terabtu | 1.2 | 1.2 | 1.2 | 1.2 | 1.2 | 6.3 | 6.3 | 6.3 | 6.3
|  | 2045 | terabtu | 1.2 | 1.2 | 1.2 | 1.2 | 1.2 | 6.3 | 6.3 | 6.3 | 6.3
|  | 2050 | terabtu | 1.2 | 1.2 | 1.2 | 1.2 | 1.2 | 6.3 | 6.3 | 6.3 | 6.3
| pacific northwest agg. | 2020 | terabtu | 1.6 | 1.6 | 1.6 | 1.6 | 1.6 | 2.2 | 2.2 | 2.2 | 2.2
|  | 2025 | terabtu | 2.8 | 2.8 | 2.8 | 2.8 | 2.8 | 4.8 | 4.8 | 4.8 | 4.8
|  | 2030 | terabtu | 2.6 | 2.6 | 2.6 | 2.6 | 2.6 | 6.1 | 6.1 | 6.1 | 6.1
|  | 2035 | terabtu | 1.7 | 1.7 | 1.7 | 1.7 | 1.7 | 5.3 | 5.3 | 5.3 | 5.3
|  | 2040 | terabtu | 2 | 2 | 2 | 2 | 2 | 3.8 | 3.8 | 3.8 | 3.8
|  | 2045 | terabtu | 2 | 2 | 2 | 2 | 2 | 3.8 | 3.8 | 3.8 | 3.8
|  | 2050 | terabtu | 2 | 2 | 2 | 2 | 2 | 3.8 | 3.8 | 3.8 | 3.8
| rocky mountains agg. | 2020 | terabtu | 0.8 | 0.8 | 0.8 | 0.8 | 0.8 | 1.7 | 1.7 | 1.7 | 1.7
|  | 2025 | terabtu | 0.9 | 0.9 | 0.9 | 0.9 | 0.9 | 2.1 | 2.1 | 2.1 | 2.1
|  | 2030 | terabtu | 0.8 | 0.8 | 0.8 | 0.8 | 0.8 | 3.7 | 3.7 | 3.7 | 3.7
|  | 2035 | terabtu | 1.2 | 1.2 | 1.2 | 1.2 | 1.2 | 3.8 | 3.8 | 3.8 | 3.8
|  | 2040 | terabtu | 0.5 | 0.5 | 0.5 | 0.5 | 0.5 | 6.4 | 6.4 | 6.4 | 6.4
|  | 2045 | terabtu | 0.5 | 0.5 | 0.5 | 0.5 | 0.5 | 6.4 | 6.4 | 6.4 | 6.4
|  | 2050 | terabtu | 0.5 | 0.5 | 0.5 | 0.5 | 0.5 | 6.4 | 6.4 | 6.4 | 6.4
| southeast agg. | 2020 | terabtu | 0 | 0 | 0 | 0 | 0 | 24.3 | 24.3 | 24.3 | 24.3
|  | 2025 | terabtu | 0 | 0 | 0 | 0 | 0 | 66.5 | 66.5 | 66.5 | 66.5
|  | 2030 | terabtu | 0.1 | 0.1 | 0.1 | 0.1 | 0.1 | 88.5 | 88.5 | 88.5 | 88.5
|  | 2035 | terabtu | 0 | 0 | 0 | 0 | 0 | 111.8 | 111.8 | 111.8 | 111.8
|  | 2040 | terabtu | 0 | 0 | 0 | 0 | 0 | 124.7 | 124.7 | 124.7 | 124.7
|  | 2045 | terabtu | 0 | 0 | 0 | 0 | 0 | 124.7 | 124.7 | 124.7 | 124.7
|  | 2050 | terabtu | 0 | 0 | 0 | 0 | 0 | 124.7 | 124.7 | 124.7 | 124.7
| texas agg. | 2020 | terabtu | 0 | 0 | 0 | 0 | 0 | 15.4 | 15.4 | 15.4 | 15.4
|  | 2025 | terabtu | 0 | 0 | 0 | 0 | 0 | 43.9 | 43.9 | 43.9 | 43.9
|  | 2030 | terabtu | 0 | 0 | 0 | 0 | 0 | 43.1 | 43.1 | 43.1 | 43.1
|  | 2035 | terabtu | 0 | 0 | 0 | 0 | 0 | 39.1 | 39.1 | 39.1 | 39.1
|  | 2040 | terabtu | 0 | 0 | 0 | 0 | 0 | 46.5 | 46.5 | 46.5 | 46.5
|  | 2045 | terabtu | 0 | 0 | 0 | 0 | 0 | 46.5 | 46.5 | 46.5 | 46.5
|  | 2050 | terabtu | 0 | 0 | 0 | 0 | 0 | 46.5 | 46.5 | 46.5 | 46.5
| upper midwest agg. | 2020 | terabtu | 14.8 | 14.8 | 14.8 | 14.8 | 14.8 | 32.6 | 32.6 | 32.6 | 32.6
|  | 2025 | terabtu | 22.3 | 22.3 | 22.3 | 22.3 | 22.3 | 78.8 | 78.8 | 78.8 | 78.8
|  | 2030 | terabtu | 21.7 | 21.7 | 21.7 | 21.7 | 21.7 | 104 | 104 | 104 | 104
|  | 2035 | terabtu | 19.4 | 19.4 | 19.4 | 19.4 | 19.4 | 130.9 | 130.9 | 130.9 | 130.9
|  | 2040 | terabtu | 14.1 | 14.1 | 14.1 | 14.1 | 14.1 | 144.4 | 144.4 | 144.4 | 144.4
|  | 2045 | terabtu | 14.1 | 14.1 | 14.1 | 14.1 | 14.1 | 144.4 | 144.4 | 144.4 | 144.4
|  | 2050 | terabtu | 14.1 | 14.1 | 14.1 | 14.1 | 14.1 | 144.4 | 144.4 | 144.4 | 144.4
| utah/nevada agg. | 2020 | terabtu | 0 | 0 | 0 | 0 | 0 | 0 | 0 | 0 | 0
|  | 2025 | terabtu | 0 | 0 | 0 | 0 | 0 | 0.1 | 0.1 | 0.1 | 0.1
|  | 2030 | terabtu | 0 | 0 | 0 | 0 | 0 | 0.1 | 0.1 | 0.1 | 0.1
|  | 2035 | terabtu | 0 | 0 | 0 | 0 | 0 | 0 | 0 | 0 | 0
|  | 2040 | terabtu | 0 | 0 | 0 | 0 | 0 | 0 | 0 | 0 | 0
|  | 2045 | terabtu | 0 | 0 | 0 | 0 | 0 | 0 | 0 | 0 | 0
|  | 2050 | terabtu | 0 | 0 | 0 | 0 | 0 | 0 | 0 | 0 | 0
biomass primary - herbaceous_125 | alaska agg. | 2020 | terabtu | 0 | 0 | 0 | 0 | 0 | 0 | 0 | 0 | 0
|  | 2025 | terabtu | 0 | 0 | 0 | 0 | 0 | 0 | 0 | 0 | 0
|  | 2030 | terabtu | 0 | 0 | 0 | 0 | 0 | 0 | 0 | 0 | 0
|  | 2035 | terabtu | 0 | 0 | 0 | 0 | 0 | 0 | 0 | 0 | 0
|  | 2040 | terabtu | 0 | 0 | 0 | 0 | 0 | 0 | 0 | 0 | 0
|  | 2045 | terabtu | 0 | 0 | 0 | 0 | 0 | 0 | 0 | 0 | 0
|  | 2050 | terabtu | 0 | 0 | 0 | 0 | 0 | 0 | 0 | 0 | 0
| california agg. | 2020 | terabtu | 0 | 0 | 0 | 0 | 0 | 0 | 0 | 0 | 0
|  | 2025 | terabtu | 0 | 0 | 0 | 0 | 0 | 0 | 0 | 0 | 0
|  | 2030 | terabtu | 0 | 0 | 0 | 0 | 0 | 0 | 0 | 0 | 0
|  | 2035 | terabtu | 0 | 0 | 0 | 0 | 0 | 0 | 0 | 0 | 0
|  | 2040 | terabtu | 0 | 0 | 0 | 0 | 0 | 0 | 0 | 0 | 0
|  | 2045 | terabtu | 0 | 0 | 0 | 0 | 0 | 0 | 0 | 0 | 0
|  | 2050 | terabtu | 0 | 0 | 0 | 0 | 0 | 0 | 0 | 0 | 0
| desert southwest agg. | 2020 | terabtu | 0.5 | 0.5 | 0.5 | 0.5 | 0.5 | 0.6 | 0.6 | 0.6 | 0.6
|  | 2025 | terabtu | 0 | 0 | 0 | 0 | 0 | 0.6 | 0.6 | 0.6 | 0.6
|  | 2030 | terabtu | 0 | 0 | 0 | 0 | 0 | 0.6 | 0.6 | 0.6 | 0.6
|  | 2035 | terabtu | 0 | 0 | 0 | 0 | 0 | 0.4 | 0.4 | 0.4 | 0.4
|  | 2040 | terabtu | 0 | 0 | 0 | 0 | 0 | 0.7 | 0.7 | 0.7 | 0.7
|  | 2045 | terabtu | 0 | 0 | 0 | 0 | 0 | 0.7 | 0.7 | 0.7 | 0.7
|  | 2050 | terabtu | 0 | 0 | 0 | 0 | 0 | 0.7 | 0.7 | 0.7 | 0.7
| florida agg. | 2020 | terabtu | 0 | 0 | 0 | 0 | 0 | 0 | 0 | 0 | 0
|  | 2025 | terabtu | 0 | 0 | 0 | 0 | 0 | 0 | 0 | 0 | 0
|  | 2030 | terabtu | 0 | 0 | 0 | 0 | 0 | 0 | 0 | 0 | 0
|  | 2035 | terabtu | 0 | 0 | 0 | 0 | 0 | 0 | 0 | 0 | 0
|  | 2040 | terabtu | 0 | 0 | 0 | 0 | 0 | 0 | 0 | 0 | 0
|  | 2045 | terabtu | 0 | 0 | 0 | 0 | 0 | 0 | 0 | 0 | 0
|  | 2050 | terabtu | 0 | 0 | 0 | 0 | 0 | 0 | 0 | 0 | 0
| hawaii agg. | 2020 | terabtu | 0 | 0 | 0 | 0 | 0 | 0 | 0 | 0 | 0
|  | 2025 | terabtu | 0 | 0 | 0 | 0 | 0 | 0 | 0 | 0 | 0
|  | 2030 | terabtu | 0 | 0 | 0 | 0 | 0 | 0 | 0 | 0 | 0
|  | 2035 | terabtu | 0 | 0 | 0 | 0 | 0 | 0 | 0 | 0 | 0
|  | 2040 | terabtu | 0 | 0 | 0 | 0 | 0 | 0 | 0 | 0 | 0
|  | 2045 | terabtu | 0 | 0 | 0 | 0 | 0 | 0 | 0 | 0 | 0
|  | 2050 | terabtu | 0 | 0 | 0 | 0 | 0 | 0 | 0 | 0 | 0
| louisiana and ozarks agg. | 2020 | terabtu | 1.6 | 1.6 | 1.6 | 1.6 | 1.6 | 15.5 | 15.5 | 15.5 | 15.5
|  | 2025 | terabtu | 3.2 | 3.2 | 3.2 | 3.2 | 3.2 | 36.3 | 36.3 | 36.3 | 36.3
|  | 2030 | terabtu | 1.6 | 1.6 | 1.6 | 1.6 | 1.6 | 36.2 | 36.2 | 36.2 | 36.2
|  | 2035 | terabtu | 1.6 | 1.6 | 1.6 | 1.6 | 1.6 | 40.5 | 40.5 | 40.5 | 40.5
|  | 2040 | terabtu | 1.2 | 1.2 | 1.2 | 1.2 | 1.2 | 62.9 | 62.9 | 62.9 | 62.9
|  | 2045 | terabtu | 1.2 | 1.2 | 1.2 | 1.2 | 1.2 | 62.9 | 62.9 | 62.9 | 62.9
|  | 2050 | terabtu | 1.2 | 1.2 | 1.2 | 1.2 | 1.2 | 62.9 | 62.9 | 62.9 | 62.9
| lower midwest agg. | 2020 | terabtu | 1.5 | 1.5 | 1.5 | 1.5 | 1.5 | 14.9 | 14.9 | 14.9 | 14.9
|  | 2025 | terabtu | 0.4 | 0.4 | 0.4 | 0.4 | 0.4 | 26 | 26 | 26 | 26
|  | 2030 | terabtu | 0.1 | 0.1 | 0.1 | 0.1 | 0.1 | 25.3 | 25.3 | 25.3 | 25.3
|  | 2035 | terabtu | 0 | 0 | 0 | 0 | 0 | 51.1 | 51.1 | 51.1 | 51.1
|  | 2040 | terabtu | 0 | 0 | 0 | 0 | 0 | 61.5 | 61.5 | 61.5 | 61.5
|  | 2045 | terabtu | 0 | 0 | 0 | 0 | 0 | 61.5 | 61.5 | 61.5 | 61.5
|  | 2050 | terabtu | 0 | 0 | 0 | 0 | 0 | 61.5 | 61.5 | 61.5 | 61.5
| mid-atlantic and great lakes agg. | 2020 | terabtu | 10.4 | 10.4 | 10.4 | 10.4 | 10.4 | 47.3 | 47.3 | 47.3 | 47.3
|  | 2025 | terabtu | 17.6 | 17.6 | 17.6 | 17.6 | 17.6 | 134.4 | 134.4 | 134.4 | 134.4
|  | 2030 | terabtu | 11.3 | 11.3 | 11.3 | 11.3 | 11.3 | 143.1 | 143.1 | 143.1 | 143.1
|  | 2035 | terabtu | 11.7 | 11.7 | 11.7 | 11.7 | 11.7 | 116 | 116 | 116 | 116
|  | 2040 | terabtu | 5 | 5 | 5 | 5 | 5 | 147.1 | 147.1 | 147.1 | 147.1
|  | 2045 | terabtu | 5 | 5 | 5 | 5 | 5 | 147.1 | 147.1 | 147.1 | 147.1
|  | 2050 | terabtu | 5 | 5 | 5 | 5 | 5 | 147.1 | 147.1 | 147.1 | 147.1
| new england agg. | 2020 | terabtu | 0 | 0 | 0 | 0 | 0 | 0.1 | 0.1 | 0.1 | 0.1
|  | 2025 | terabtu | 0 | 0 | 0 | 0 | 0 | 0.3 | 0.3 | 0.3 | 0.3
|  | 2030 | terabtu | 0 | 0 | 0 | 0 | 0 | 0.4 | 0.4 | 0.4 | 0.4
|  | 2035 | terabtu | 0 | 0 | 0 | 0 | 0 | 0.5 | 0.5 | 0.5 | 0.5
|  | 2040 | terabtu | 0 | 0 | 0 | 0 | 0 | 0.8 | 0.8 | 0.8 | 0.8
|  | 2045 | terabtu | 0 | 0 | 0 | 0 | 0 | 0.8 | 0.8 | 0.8 | 0.8
|  | 2050 | terabtu | 0 | 0 | 0 | 0 | 0 | 0.8 | 0.8 | 0.8 | 0.8
| new york agg. | 2020 | terabtu | 0.4 | 0.4 | 0.4 | 0.4 | 0.4 | 1 | 1 | 1 | 1
|  | 2025 | terabtu | 0.8 | 0.8 | 0.8 | 0.8 | 0.8 | 2.9 | 2.9 | 2.9 | 2.9
|  | 2030 | terabtu | 1.7 | 1.7 | 1.7 | 1.7 | 1.7 | 4.5 | 4.5 | 4.5 | 4.5
|  | 2035 | terabtu | 1.3 | 1.3 | 1.3 | 1.3 | 1.3 | 4.1 | 4.1 | 4.1 | 4.1
|  | 2040 | terabtu | 0.5 | 0.5 | 0.5 | 0.5 | 0.5 | 4.4 | 4.4 | 4.4 | 4.4
|  | 2045 | terabtu | 0.5 | 0.5 | 0.5 | 0.5 | 0.5 | 4.4 | 4.4 | 4.4 | 4.4
|  | 2050 | terabtu | 0.5 | 0.5 | 0.5 | 0.5 | 0.5 | 4.4 | 4.4 | 4.4 | 4.4
| pacific northwest agg. | 2020 | terabtu | 0.5 | 0.5 | 0.5 | 0.5 | 0.5 | 1.3 | 1.3 | 1.3 | 1.3
|  | 2025 | terabtu | 2.4 | 2.4 | 2.4 | 2.4 | 2.4 | 4 | 4 | 4 | 4
|  | 2030 | terabtu | 1.4 | 1.4 | 1.4 | 1.4 | 1.4 | 2.2 | 2.2 | 2.2 | 2.2
|  | 2035 | terabtu | 1.1 | 1.1 | 1.1 | 1.1 | 1.1 | 1.4 | 1.4 | 1.4 | 1.4
|  | 2040 | terabtu | 1 | 1 | 1 | 1 | 1 | 1.2 | 1.2 | 1.2 | 1.2
|  | 2045 | terabtu | 1 | 1 | 1 | 1 | 1 | 1.2 | 1.2 | 1.2 | 1.2
|  | 2050 | terabtu | 1 | 1 | 1 | 1 | 1 | 1.2 | 1.2 | 1.2 | 1.2
| rocky mountains agg. | 2020 | terabtu | 0.8 | 0.8 | 0.8 | 0.8 | 0.8 | 4 | 4 | 4 | 4
|  | 2025 | terabtu | 0.5 | 0.5 | 0.5 | 0.5 | 0.5 | 8.5 | 8.5 | 8.5 | 8.5
|  | 2030 | terabtu | 0.3 | 0.3 | 0.3 | 0.3 | 0.3 | 6.5 | 6.5 | 6.5 | 6.5
|  | 2035 | terabtu | 0.7 | 0.7 | 0.7 | 0.7 | 0.7 | 3.9 | 3.9 | 3.9 | 3.9
|  | 2040 | terabtu | 0.3 | 0.3 | 0.3 | 0.3 | 0.3 | 3.4 | 3.4 | 3.4 | 3.4
|  | 2045 | terabtu | 0.3 | 0.3 | 0.3 | 0.3 | 0.3 | 3.4 | 3.4 | 3.4 | 3.4
|  | 2050 | terabtu | 0.3 | 0.3 | 0.3 | 0.3 | 0.3 | 3.4 | 3.4 | 3.4 | 3.4
| southeast agg. | 2020 | terabtu | 0 | 0 | 0 | 0 | 0 | 27.4 | 27.4 | 27.4 | 27.4
|  | 2025 | terabtu | 0 | 0 | 0 | 0 | 0 | 48.1 | 48.1 | 48.1 | 48.1
|  | 2030 | terabtu | 0 | 0 | 0 | 0 | 0 | 64.3 | 64.3 | 64.3 | 64.3
|  | 2035 | terabtu | 0 | 0 | 0 | 0 | 0 | 78.2 | 78.2 | 78.2 | 78.2
|  | 2040 | terabtu | 0 | 0 | 0 | 0 | 0 | 51.7 | 51.7 | 51.7 | 51.7
|  | 2045 | terabtu | 0 | 0 | 0 | 0 | 0 | 51.7 | 51.7 | 51.7 | 51.7
|  | 2050 | terabtu | 0 | 0 | 0 | 0 | 0 | 51.7 | 51.7 | 51.7 | 51.7
| texas agg. | 2020 | terabtu | 0 | 0 | 0 | 0 | 0 | 1 | 1 | 1 | 1
|  | 2025 | terabtu | 0 | 0 | 0 | 0 | 0 | 15.3 | 15.3 | 15.3 | 15.3
|  | 2030 | terabtu | 0 | 0 | 0 | 0 | 0 | 16.6 | 16.6 | 16.6 | 16.6
|  | 2035 | terabtu | 0 | 0 | 0 | 0 | 0 | 11.9 | 11.9 | 11.9 | 11.9
|  | 2040 | terabtu | 0 | 0 | 0 | 0 | 0 | 20.1 | 20.1 | 20.1 | 20.1
|  | 2045 | terabtu | 0 | 0 | 0 | 0 | 0 | 20.1 | 20.1 | 20.1 | 20.1
|  | 2050 | terabtu | 0 | 0 | 0 | 0 | 0 | 20.1 | 20.1 | 20.1 | 20.1
| upper midwest agg. | 2020 | terabtu | 23.4 | 23.4 | 23.4 | 23.4 | 23.4 | 53.1 | 53.1 | 53.1 | 53.1
|  | 2025 | terabtu | 32 | 32 | 32 | 32 | 32 | 114 | 114 | 114 | 114
|  | 2030 | terabtu | 20.1 | 20.1 | 20.1 | 20.1 | 20.1 | 120.2 | 120.2 | 120.2 | 120.2
|  | 2035 | terabtu | 15.4 | 15.4 | 15.4 | 15.4 | 15.4 | 110.1 | 110.1 | 110.1 | 110.1
|  | 2040 | terabtu | 32.7 | 32.7 | 32.7 | 32.7 | 32.7 | 146 | 146 | 146 | 146
|  | 2045 | terabtu | 32.7 | 32.7 | 32.7 | 32.7 | 32.7 | 146 | 146 | 146 | 146
|  | 2050 | terabtu | 32.7 | 32.7 | 32.7 | 32.7 | 32.7 | 146 | 146 | 146 | 146
| utah/nevada agg. | 2020 | terabtu | 0 | 0 | 0 | 0 | 0 | 0.1 | 0.1 | 0.1 | 0.1
|  | 2025 | terabtu | 0 | 0 | 0 | 0 | 0 | 0 | 0 | 0 | 0
|  | 2030 | terabtu | 0 | 0 | 0 | 0 | 0 | 0 | 0 | 0 | 0
|  | 2035 | terabtu | 0 | 0 | 0 | 0 | 0 | 0 | 0 | 0 | 0
|  | 2040 | terabtu | 0 | 0 | 0 | 0 | 0 | 0 | 0 | 0 | 0
|  | 2045 | terabtu | 0 | 0 | 0 | 0 | 0 | 0 | 0 | 0 | 0
|  | 2050 | terabtu | 0 | 0 | 0 | 0 | 0 | 0 | 0 | 0 | 0
biomass primary - herbaceous_130 | alaska agg. | 2020 | terabtu | 0 | 0 | 0 | 0 | 0 | 0 | 0 | 0 | 0
|  | 2025 | terabtu | 0 | 0 | 0 | 0 | 0 | 0 | 0 | 0 | 0
|  | 2030 | terabtu | 0 | 0 | 0 | 0 | 0 | 0 | 0 | 0 | 0
|  | 2035 | terabtu | 0 | 0 | 0 | 0 | 0 | 0 | 0 | 0 | 0
|  | 2040 | terabtu | 0 | 0 | 0 | 0 | 0 | 0 | 0 | 0 | 0
|  | 2045 | terabtu | 0 | 0 | 0 | 0 | 0 | 0 | 0 | 0 | 0
|  | 2050 | terabtu | 0 | 0 | 0 | 0 | 0 | 0 | 0 | 0 | 0
| california agg. | 2020 | terabtu | 0 | 0 | 0 | 0 | 0 | 0 | 0 | 0 | 0
|  | 2025 | terabtu | 0 | 0 | 0 | 0 | 0 | 0 | 0 | 0 | 0
|  | 2030 | terabtu | 0 | 0 | 0 | 0 | 0 | 0 | 0 | 0 | 0
|  | 2035 | terabtu | 0 | 0 | 0 | 0 | 0 | 0 | 0 | 0 | 0
|  | 2040 | terabtu | 0 | 0 | 0 | 0 | 0 | 0 | 0 | 0 | 0
|  | 2045 | terabtu | 0 | 0 | 0 | 0 | 0 | 0 | 0 | 0 | 0
|  | 2050 | terabtu | 0 | 0 | 0 | 0 | 0 | 0 | 0 | 0 | 0
| desert southwest agg. | 2020 | terabtu | 0 | 0 | 0 | 0 | 0 | 0.3 | 0.3 | 0.3 | 0.3
|  | 2025 | terabtu | 0 | 0 | 0 | 0 | 0 | 0.7 | 0.7 | 0.7 | 0.7
|  | 2030 | terabtu | 0 | 0 | 0 | 0 | 0 | 0.9 | 0.9 | 0.9 | 0.9
|  | 2035 | terabtu | 0 | 0 | 0 | 0 | 0 | 0.7 | 0.7 | 0.7 | 0.7
|  | 2040 | terabtu | 0.1 | 0.1 | 0.1 | 0.1 | 0.1 | 0.6 | 0.6 | 0.6 | 0.6
|  | 2045 | terabtu | 0.1 | 0.1 | 0.1 | 0.1 | 0.1 | 0.6 | 0.6 | 0.6 | 0.6
|  | 2050 | terabtu | 0.1 | 0.1 | 0.1 | 0.1 | 0.1 | 0.6 | 0.6 | 0.6 | 0.6
| florida agg. | 2020 | terabtu | 0 | 0 | 0 | 0 | 0 | 1.3 | 1.3 | 1.3 | 1.3
|  | 2025 | terabtu | 0 | 0 | 0 | 0 | 0 | 2.8 | 2.8 | 2.8 | 2.8
|  | 2030 | terabtu | 0 | 0 | 0 | 0 | 0 | 4.4 | 4.4 | 4.4 | 4.4
|  | 2035 | terabtu | 0 | 0 | 0 | 0 | 0 | 4.4 | 4.4 | 4.4 | 4.4
|  | 2040 | terabtu | 0 | 0 | 0 | 0 | 0 | 5.4 | 5.4 | 5.4 | 5.4
|  | 2045 | terabtu | 0 | 0 | 0 | 0 | 0 | 5.4 | 5.4 | 5.4 | 5.4
|  | 2050 | terabtu | 0 | 0 | 0 | 0 | 0 | 5.4 | 5.4 | 5.4 | 5.4
| hawaii agg. | 2020 | terabtu | 0 | 0 | 0 | 0 | 0 | 0 | 0 | 0 | 0
|  | 2025 | terabtu | 0 | 0 | 0 | 0 | 0 | 0 | 0 | 0 | 0
|  | 2030 | terabtu | 0 | 0 | 0 | 0 | 0 | 0 | 0 | 0 | 0
|  | 2035 | terabtu | 0 | 0 | 0 | 0 | 0 | 0 | 0 | 0 | 0
|  | 2040 | terabtu | 0 | 0 | 0 | 0 | 0 | 0 | 0 | 0 | 0
|  | 2045 | terabtu | 0 | 0 | 0 | 0 | 0 | 0 | 0 | 0 | 0
|  | 2050 | terabtu | 0 | 0 | 0 | 0 | 0 | 0 | 0 | 0 | 0
| louisiana and ozarks agg. | 2020 | terabtu | 1.3 | 1.3 | 1.3 | 1.3 | 1.3 | 24.2 | 24.2 | 24.2 | 24.2
|  | 2025 | terabtu | 1.3 | 1.3 | 1.3 | 1.3 | 1.3 | 44.6 | 44.6 | 44.6 | 44.6
|  | 2030 | terabtu | 1.5 | 1.5 | 1.5 | 1.5 | 1.5 | 50.6 | 50.6 | 50.6 | 50.6
|  | 2035 | terabtu | 2.2 | 2.2 | 2.2 | 2.2 | 2.2 | 79 | 79 | 79 | 79
|  | 2040 | terabtu | 0.5 | 0.5 | 0.5 | 0.5 | 0.5 | 63.5 | 63.5 | 63.5 | 63.5
|  | 2045 | terabtu | 0.5 | 0.5 | 0.5 | 0.5 | 0.5 | 63.5 | 63.5 | 63.5 | 63.5
|  | 2050 | terabtu | 0.5 | 0.5 | 0.5 | 0.5 | 0.5 | 63.5 | 63.5 | 63.5 | 63.5
| lower midwest agg. | 2020 | terabtu | 1.5 | 1.5 | 1.5 | 1.5 | 1.5 | 13.8 | 13.8 | 13.8 | 13.8
|  | 2025 | terabtu | 0.6 | 0.6 | 0.6 | 0.6 | 0.6 | 28.5 | 28.5 | 28.5 | 28.5
|  | 2030 | terabtu | 0.5 | 0.5 | 0.5 | 0.5 | 0.5 | 22.4 | 22.4 | 22.4 | 22.4
|  | 2035 | terabtu | 0.1 | 0.1 | 0.1 | 0.1 | 0.1 | 32.4 | 32.4 | 32.4 | 32.4
|  | 2040 | terabtu | 0 | 0 | 0 | 0 | 0 | 46.7 | 46.7 | 46.7 | 46.7
|  | 2045 | terabtu | 0 | 0 | 0 | 0 | 0 | 46.7 | 46.7 | 46.7 | 46.7
|  | 2050 | terabtu | 0 | 0 | 0 | 0 | 0 | 46.7 | 46.7 | 46.7 | 46.7
| mid-atlantic and great lakes agg. | 2020 | terabtu | 10 | 10 | 10 | 10 | 10 | 55 | 55 | 55 | 55
|  | 2025 | terabtu | 6.4 | 6.4 | 6.4 | 6.4 | 6.4 | 104.8 | 104.8 | 104.8 | 104.8
|  | 2030 | terabtu | 8.4 | 8.4 | 8.4 | 8.4 | 8.4 | 118.6 | 118.6 | 118.6 | 118.6
|  | 2035 | terabtu | 7.5 | 7.5 | 7.5 | 7.5 | 7.5 | 102.8 | 102.8 | 102.8 | 102.8
|  | 2040 | terabtu | 7 | 7 | 7 | 7 | 7 | 157.5 | 157.5 | 157.5 | 157.5
|  | 2045 | terabtu | 7 | 7 | 7 | 7 | 7 | 157.5 | 157.5 | 157.5 | 157.5
|  | 2050 | terabtu | 7 | 7 | 7 | 7 | 7 | 157.5 | 157.5 | 157.5 | 157.5
| new england agg. | 2020 | terabtu | 0 | 0 | 0 | 0 | 0 | 0.1 | 0.1 | 0.1 | 0.1
|  | 2025 | terabtu | 0 | 0 | 0 | 0 | 0 | 0.4 | 0.4 | 0.4 | 0.4
|  | 2030 | terabtu | 0 | 0 | 0 | 0 | 0 | 0.8 | 0.8 | 0.8 | 0.8
|  | 2035 | terabtu | 0 | 0 | 0 | 0 | 0 | 0.9 | 0.9 | 0.9 | 0.9
|  | 2040 | terabtu | 0 | 0 | 0 | 0 | 0 | 1.1 | 1.1 | 1.1 | 1.1
|  | 2045 | terabtu | 0 | 0 | 0 | 0 | 0 | 1.1 | 1.1 | 1.1 | 1.1
|  | 2050 | terabtu | 0 | 0 | 0 | 0 | 0 | 1.1 | 1.1 | 1.1 | 1.1
| new york agg. | 2020 | terabtu | 0.2 | 0.2 | 0.2 | 0.2 | 0.2 | 1.3 | 1.3 | 1.3 | 1.3
|  | 2025 | terabtu | 1.1 | 1.1 | 1.1 | 1.1 | 1.1 | 2.9 | 2.9 | 2.9 | 2.9
|  | 2030 | terabtu | 0.4 | 0.4 | 0.4 | 0.4 | 0.4 | 2.7 | 2.7 | 2.7 | 2.7
|  | 2035 | terabtu | 0 | 0 | 0 | 0 | 0 | 2.4 | 2.4 | 2.4 | 2.4
|  | 2040 | terabtu | 0.4 | 0.4 | 0.4 | 0.4 | 0.4 | 7.9 | 7.9 | 7.9 | 7.9
|  | 2045 | terabtu | 0.4 | 0.4 | 0.4 | 0.4 | 0.4 | 7.9 | 7.9 | 7.9 | 7.9
|  | 2050 | terabtu | 0.4 | 0.4 | 0.4 | 0.4 | 0.4 | 7.9 | 7.9 | 7.9 | 7.9
| pacific northwest agg. | 2020 | terabtu | 1.9 | 1.9 | 1.9 | 1.9 | 1.9 | 2.2 | 2.2 | 2.2 | 2.2
|  | 2025 | terabtu | 0.5 | 0.5 | 0.5 | 0.5 | 0.5 | 2 | 2 | 2 | 2
|  | 2030 | terabtu | 0.8 | 0.8 | 0.8 | 0.8 | 0.8 | 1.4 | 1.4 | 1.4 | 1.4
|  | 2035 | terabtu | 0.6 | 0.6 | 0.6 | 0.6 | 0.6 | 0.7 | 0.7 | 0.7 | 0.7
|  | 2040 | terabtu | 0.6 | 0.6 | 0.6 | 0.6 | 0.6 | 0.3 | 0.3 | 0.3 | 0.3
|  | 2045 | terabtu | 0.6 | 0.6 | 0.6 | 0.6 | 0.6 | 0.3 | 0.3 | 0.3 | 0.3
|  | 2050 | terabtu | 0.6 | 0.6 | 0.6 | 0.6 | 0.6 | 0.3 | 0.3 | 0.3 | 0.3
| rocky mountains agg. | 2020 | terabtu | 0.3 | 0.3 | 0.3 | 0.3 | 0.3 | 2.1 | 2.1 | 2.1 | 2.1
|  | 2025 | terabtu | 0.7 | 0.7 | 0.7 | 0.7 | 0.7 | 7.6 | 7.6 | 7.6 | 7.6
|  | 2030 | terabtu | 0.3 | 0.3 | 0.3 | 0.3 | 0.3 | 3.5 | 3.5 | 3.5 | 3.5
|  | 2035 | terabtu | 0.4 | 0.4 | 0.4 | 0.4 | 0.4 | 2 | 2 | 2 | 2
|  | 2040 | terabtu | 0 | 0 | 0 | 0 | 0 | 2.4 | 2.4 | 2.4 | 2.4
|  | 2045 | terabtu | 0 | 0 | 0 | 0 | 0 | 2.4 | 2.4 | 2.4 | 2.4
|  | 2050 | terabtu | 0 | 0 | 0 | 0 | 0 | 2.4 | 2.4 | 2.4 | 2.4
| southeast agg. | 2020 | terabtu | 0 | 0 | 0 | 0 | 0 | 25.9 | 25.9 | 25.9 | 25.9
|  | 2025 | terabtu | 0 | 0 | 0 | 0 | 0 | 36.6 | 36.6 | 36.6 | 36.6
|  | 2030 | terabtu | 0 | 0 | 0 | 0 | 0 | 52.9 | 52.9 | 52.9 | 52.9
|  | 2035 | terabtu | 0 | 0 | 0 | 0 | 0 | 46.3 | 46.3 | 46.3 | 46.3
|  | 2040 | terabtu | 0 | 0 | 0 | 0 | 0 | 37.8 | 37.8 | 37.8 | 37.8
|  | 2045 | terabtu | 0 | 0 | 0 | 0 | 0 | 37.8 | 37.8 | 37.8 | 37.8
|  | 2050 | terabtu | 0 | 0 | 0 | 0 | 0 | 37.8 | 37.8 | 37.8 | 37.8
| texas agg. | 2020 | terabtu | 0 | 0 | 0 | 0 | 0 | 7.8 | 7.8 | 7.8 | 7.8
|  | 2025 | terabtu | 0 | 0 | 0 | 0 | 0 | 17.3 | 17.3 | 17.3 | 17.3
|  | 2030 | terabtu | 0 | 0 | 0 | 0 | 0 | 22.9 | 22.9 | 22.9 | 22.9
|  | 2035 | terabtu | 0 | 0 | 0 | 0 | 0 | 20.8 | 20.8 | 20.8 | 20.8
|  | 2040 | terabtu | 0 | 0 | 0 | 0 | 0 | 19.4 | 19.4 | 19.4 | 19.4
|  | 2045 | terabtu | 0 | 0 | 0 | 0 | 0 | 19.4 | 19.4 | 19.4 | 19.4
|  | 2050 | terabtu | 0 | 0 | 0 | 0 | 0 | 19.4 | 19.4 | 19.4 | 19.4
| upper midwest agg. | 2020 | terabtu | 22.2 | 22.2 | 22.2 | 22.2 | 22.2 | 74.5 | 74.5 | 74.5 | 74.5
|  | 2025 | terabtu | 4.9 | 4.9 | 4.9 | 4.9 | 4.9 | 121.7 | 121.7 | 121.7 | 121.7
|  | 2030 | terabtu | 8 | 8 | 8 | 8 | 8 | 124.9 | 124.9 | 124.9 | 124.9
|  | 2035 | terabtu | 20 | 20 | 20 | 20 | 20 | 97 | 97 | 97 | 97
|  | 2040 | terabtu | 7.1 | 7.1 | 7.1 | 7.1 | 7.1 | 126.8 | 126.8 | 126.8 | 126.8
|  | 2045 | terabtu | 7.1 | 7.1 | 7.1 | 7.1 | 7.1 | 126.8 | 126.8 | 126.8 | 126.8
|  | 2050 | terabtu | 7.1 | 7.1 | 7.1 | 7.1 | 7.1 | 126.8 | 126.8 | 126.8 | 126.8
| utah/nevada agg. | 2020 | terabtu | 0 | 0 | 0 | 0 | 0 | 0 | 0 | 0 | 0
|  | 2025 | terabtu | 0 | 0 | 0 | 0 | 0 | 0 | 0 | 0 | 0
|  | 2030 | terabtu | 0 | 0 | 0 | 0 | 0 | 0 | 0 | 0 | 0
|  | 2035 | terabtu | 0 | 0 | 0 | 0 | 0 | 0 | 0 | 0 | 0
|  | 2040 | terabtu | 0 | 0 | 0 | 0 | 0 | 0 | 0 | 0 | 0
|  | 2045 | terabtu | 0 | 0 | 0 | 0 | 0 | 0 | 0 | 0 | 0
|  | 2050 | terabtu | 0 | 0 | 0 | 0 | 0 | 0 | 0 | 0 | 0
biomass primary - herbaceous_135 | alaska agg. | 2020 | terabtu | 0 | 0 | 0 | 0 | 0 | 0 | 0 | 0 | 0
|  | 2025 | terabtu | 0 | 0 | 0 | 0 | 0 | 0 | 0 | 0 | 0
|  | 2030 | terabtu | 0 | 0 | 0 | 0 | 0 | 0 | 0 | 0 | 0
|  | 2035 | terabtu | 0 | 0 | 0 | 0 | 0 | 0 | 0 | 0 | 0
|  | 2040 | terabtu | 0 | 0 | 0 | 0 | 0 | 0 | 0 | 0 | 0
|  | 2045 | terabtu | 0 | 0 | 0 | 0 | 0 | 0 | 0 | 0 | 0
|  | 2050 | terabtu | 0 | 0 | 0 | 0 | 0 | 0 | 0 | 0 | 0
| california agg. | 2020 | terabtu | 0 | 0 | 0 | 0 | 0 | 0 | 0 | 0 | 0
|  | 2025 | terabtu | 0 | 0 | 0 | 0 | 0 | 0 | 0 | 0 | 0
|  | 2030 | terabtu | 0 | 0 | 0 | 0 | 0 | 0 | 0 | 0 | 0
|  | 2035 | terabtu | 0 | 0 | 0 | 0 | 0 | 0 | 0 | 0 | 0
|  | 2040 | terabtu | 0 | 0 | 0 | 0 | 0 | 0 | 0 | 0 | 0
|  | 2045 | terabtu | 0 | 0 | 0 | 0 | 0 | 0 | 0 | 0 | 0
|  | 2050 | terabtu | 0 | 0 | 0 | 0 | 0 | 0 | 0 | 0 | 0
| desert southwest agg. | 2020 | terabtu | 0 | 0 | 0 | 0 | 0 | 0.1 | 0.1 | 0.1 | 0.1
|  | 2025 | terabtu | 0 | 0 | 0 | 0 | 0 | 0.6 | 0.6 | 0.6 | 0.6
|  | 2030 | terabtu | 0 | 0 | 0 | 0 | 0 | 0.6 | 0.6 | 0.6 | 0.6
|  | 2035 | terabtu | 0 | 0 | 0 | 0 | 0 | 0.2 | 0.2 | 0.2 | 0.2
|  | 2040 | terabtu | 0 | 0 | 0 | 0 | 0 | 0.4 | 0.4 | 0.4 | 0.4
|  | 2045 | terabtu | 0 | 0 | 0 | 0 | 0 | 0.4 | 0.4 | 0.4 | 0.4
|  | 2050 | terabtu | 0 | 0 | 0 | 0 | 0 | 0.4 | 0.4 | 0.4 | 0.4
| florida agg. | 2020 | terabtu | 0 | 0 | 0 | 0 | 0 | 0 | 0 | 0 | 0
|  | 2025 | terabtu | 0 | 0 | 0 | 0 | 0 | 0 | 0 | 0 | 0
|  | 2030 | terabtu | 0 | 0 | 0 | 0 | 0 | 0 | 0 | 0 | 0
|  | 2035 | terabtu | 0 | 0 | 0 | 0 | 0 | 0 | 0 | 0 | 0
|  | 2040 | terabtu | 0 | 0 | 0 | 0 | 0 | 0 | 0 | 0 | 0
|  | 2045 | terabtu | 0 | 0 | 0 | 0 | 0 | 0 | 0 | 0 | 0
|  | 2050 | terabtu | 0 | 0 | 0 | 0 | 0 | 0 | 0 | 0 | 0
| hawaii agg. | 2020 | terabtu | 0 | 0 | 0 | 0 | 0 | 0 | 0 | 0 | 0
|  | 2025 | terabtu | 0 | 0 | 0 | 0 | 0 | 0 | 0 | 0 | 0
|  | 2030 | terabtu | 0 | 0 | 0 | 0 | 0 | 0 | 0 | 0 | 0
|  | 2035 | terabtu | 0 | 0 | 0 | 0 | 0 | 0 | 0 | 0 | 0
|  | 2040 | terabtu | 0 | 0 | 0 | 0 | 0 | 0 | 0 | 0 | 0
|  | 2045 | terabtu | 0 | 0 | 0 | 0 | 0 | 0 | 0 | 0 | 0
|  | 2050 | terabtu | 0 | 0 | 0 | 0 | 0 | 0 | 0 | 0 | 0
| louisiana and ozarks agg. | 2020 | terabtu | 0.6 | 0.6 | 0.6 | 0.6 | 0.6 | 14.3 | 14.3 | 14.3 | 14.3
|  | 2025 | terabtu | 1.1 | 1.1 | 1.1 | 1.1 | 1.1 | 27.7 | 27.7 | 27.7 | 27.7
|  | 2030 | terabtu | 2 | 2 | 2 | 2 | 2 | 45.1 | 45.1 | 45.1 | 45.1
|  | 2035 | terabtu | 0.8 | 0.8 | 0.8 | 0.8 | 0.8 | 32.5 | 32.5 | 32.5 | 32.5
|  | 2040 | terabtu | 1.1 | 1.1 | 1.1 | 1.1 | 1.1 | 50.8 | 50.8 | 50.8 | 50.8
|  | 2045 | terabtu | 1.1 | 1.1 | 1.1 | 1.1 | 1.1 | 50.8 | 50.8 | 50.8 | 50.8
|  | 2050 | terabtu | 1.1 | 1.1 | 1.1 | 1.1 | 1.1 | 50.8 | 50.8 | 50.8 | 50.8
| lower midwest agg. | 2020 | terabtu | 0.8 | 0.8 | 0.8 | 0.8 | 0.8 | 1.4 | 1.4 | 1.4 | 1.4
|  | 2025 | terabtu | 0.1 | 0.1 | 0.1 | 0.1 | 0.1 | 9.1 | 9.1 | 9.1 | 9.1
|  | 2030 | terabtu | 0.6 | 0.6 | 0.6 | 0.6 | 0.6 | 24.9 | 24.9 | 24.9 | 24.9
|  | 2035 | terabtu | 0.1 | 0.1 | 0.1 | 0.1 | 0.1 | 39.5 | 39.5 | 39.5 | 39.5
|  | 2040 | terabtu | 0.9 | 0.9 | 0.9 | 0.9 | 0.9 | 53.7 | 53.7 | 53.7 | 53.7
|  | 2045 | terabtu | 0.9 | 0.9 | 0.9 | 0.9 | 0.9 | 53.7 | 53.7 | 53.7 | 53.7
|  | 2050 | terabtu | 0.9 | 0.9 | 0.9 | 0.9 | 0.9 | 53.7 | 53.7 | 53.7 | 53.7
| mid-atlantic and great lakes agg. | 2020 | terabtu | 1.4 | 1.4 | 1.4 | 1.4 | 1.4 | 42.9 | 42.9 | 42.9 | 42.9
|  | 2025 | terabtu | 5.7 | 5.7 | 5.7 | 5.7 | 5.7 | 122.5 | 122.5 | 122.5 | 122.5
|  | 2030 | terabtu | 5 | 5 | 5 | 5 | 5 | 118.3 | 118.3 | 118.3 | 118.3
|  | 2035 | terabtu | 0.1 | 0.1 | 0.1 | 0.1 | 0.1 | 37 | 37 | 37 | 37
|  | 2040 | terabtu | 2.3 | 2.3 | 2.3 | 2.3 | 2.3 | 128.8 | 128.8 | 128.8 | 128.8
|  | 2045 | terabtu | 2.3 | 2.3 | 2.3 | 2.3 | 2.3 | 128.8 | 128.8 | 128.8 | 128.8
|  | 2050 | terabtu | 2.3 | 2.3 | 2.3 | 2.3 | 2.3 | 128.8 | 128.8 | 128.8 | 128.8
| new england agg. | 2020 | terabtu | 0 | 0 | 0 | 0 | 0 | 0.1 | 0.1 | 0.1 | 0.1
|  | 2025 | terabtu | 0 | 0 | 0 | 0 | 0 | 0.6 | 0.6 | 0.6 | 0.6
|  | 2030 | terabtu | 0 | 0 | 0 | 0 | 0 | 0.9 | 0.9 | 0.9 | 0.9
|  | 2035 | terabtu | 0 | 0 | 0 | 0 | 0 | 0.9 | 0.9 | 0.9 | 0.9
|  | 2040 | terabtu | 0 | 0 | 0 | 0 | 0 | 0.8 | 0.8 | 0.8 | 0.8
|  | 2045 | terabtu | 0 | 0 | 0 | 0 | 0 | 0.8 | 0.8 | 0.8 | 0.8
|  | 2050 | terabtu | 0 | 0 | 0 | 0 | 0 | 0.8 | 0.8 | 0.8 | 0.8
| new york agg. | 2020 | terabtu | 0.5 | 0.5 | 0.5 | 0.5 | 0.5 | 2.6 | 2.6 | 2.6 | 2.6
|  | 2025 | terabtu | 0 | 0 | 0 | 0 | 0 | 1.5 | 1.5 | 1.5 | 1.5
|  | 2030 | terabtu | 0 | 0 | 0 | 0 | 0 | 2.8 | 2.8 | 2.8 | 2.8
|  | 2035 | terabtu | 0 | 0 | 0 | 0 | 0 | 3 | 3 | 3 | 3
|  | 2040 | terabtu | 0 | 0 | 0 | 0 | 0 | 3.5 | 3.5 | 3.5 | 3.5
|  | 2045 | terabtu | 0 | 0 | 0 | 0 | 0 | 3.5 | 3.5 | 3.5 | 3.5
|  | 2050 | terabtu | 0 | 0 | 0 | 0 | 0 | 3.5 | 3.5 | 3.5 | 3.5
| pacific northwest agg. | 2020 | terabtu | 0.3 | 0.3 | 0.3 | 0.3 | 0.3 | 0.3 | 0.3 | 0.3 | 0.3
|  | 2025 | terabtu | 0.6 | 0.6 | 0.6 | 0.6 | 0.6 | 2.7 | 2.7 | 2.7 | 2.7
|  | 2030 | terabtu | 0.4 | 0.4 | 0.4 | 0.4 | 0.4 | 2.7 | 2.7 | 2.7 | 2.7
|  | 2035 | terabtu | 0.4 | 0.4 | 0.4 | 0.4 | 0.4 | 0.5 | 0.5 | 0.5 | 0.5
|  | 2040 | terabtu | 0.6 | 0.6 | 0.6 | 0.6 | 0.6 | 0.9 | 0.9 | 0.9 | 0.9
|  | 2045 | terabtu | 0.6 | 0.6 | 0.6 | 0.6 | 0.6 | 0.9 | 0.9 | 0.9 | 0.9
|  | 2050 | terabtu | 0.6 | 0.6 | 0.6 | 0.6 | 0.6 | 0.9 | 0.9 | 0.9 | 0.9
| rocky mountains agg. | 2020 | terabtu | 1 | 1 | 1 | 1 | 1 | 2.9 | 2.9 | 2.9 | 2.9
|  | 2025 | terabtu | 0.7 | 0.7 | 0.7 | 0.7 | 0.7 | 3.5 | 3.5 | 3.5 | 3.5
|  | 2030 | terabtu | 0.2 | 0.2 | 0.2 | 0.2 | 0.2 | 3.1 | 3.1 | 3.1 | 3.1
|  | 2035 | terabtu | 0.3 | 0.3 | 0.3 | 0.3 | 0.3 | 0.5 | 0.5 | 0.5 | 0.5
|  | 2040 | terabtu | 0.4 | 0.4 | 0.4 | 0.4 | 0.4 | 1.9 | 1.9 | 1.9 | 1.9
|  | 2045 | terabtu | 0.4 | 0.4 | 0.4 | 0.4 | 0.4 | 1.9 | 1.9 | 1.9 | 1.9
|  | 2050 | terabtu | 0.4 | 0.4 | 0.4 | 0.4 | 0.4 | 1.9 | 1.9 | 1.9 | 1.9
| southeast agg. | 2020 | terabtu | 0 | 0 | 0 | 0 | 0 | 13.8 | 13.8 | 13.8 | 13.8
|  | 2025 | terabtu | 0 | 0 | 0 | 0 | 0 | 22.9 | 22.9 | 22.9 | 22.9
|  | 2030 | terabtu | 0 | 0 | 0 | 0 | 0 | 30.8 | 30.8 | 30.8 | 30.8
|  | 2035 | terabtu | 0 | 0 | 0 | 0 | 0 | 22.6 | 22.6 | 22.6 | 22.6
|  | 2040 | terabtu | 0 | 0 | 0 | 0 | 0 | 27.1 | 27.1 | 27.1 | 27.1
|  | 2045 | terabtu | 0 | 0 | 0 | 0 | 0 | 27.1 | 27.1 | 27.1 | 27.1
|  | 2050 | terabtu | 0 | 0 | 0 | 0 | 0 | 27.1 | 27.1 | 27.1 | 27.1
| texas agg. | 2020 | terabtu | 0 | 0 | 0 | 0 | 0 | 0 | 0 | 0 | 0
|  | 2025 | terabtu | 0 | 0 | 0 | 0 | 0 | 11.3 | 11.3 | 11.3 | 11.3
|  | 2030 | terabtu | 0 | 0 | 0 | 0 | 0 | 14.1 | 14.1 | 14.1 | 14.1
|  | 2035 | terabtu | 0 | 0 | 0 | 0 | 0 | 7.4 | 7.4 | 7.4 | 7.4
|  | 2040 | terabtu | 0 | 0 | 0 | 0 | 0 | 11 | 11 | 11 | 11
|  | 2045 | terabtu | 0 | 0 | 0 | 0 | 0 | 11 | 11 | 11 | 11
|  | 2050 | terabtu | 0 | 0 | 0 | 0 | 0 | 11 | 11 | 11 | 11
| upper midwest agg. | 2020 | terabtu | 7.3 | 7.3 | 7.3 | 7.3 | 7.3 | 50.2 | 50.2 | 50.2 | 50.2
|  | 2025 | terabtu | 10.1 | 10.1 | 10.1 | 10.1 | 10.1 | 116.6 | 116.6 | 116.6 | 116.6
|  | 2030 | terabtu | 17.4 | 17.4 | 17.4 | 17.4 | 17.4 | 136.6 | 136.6 | 136.6 | 136.6
|  | 2035 | terabtu | 14.7 | 14.7 | 14.7 | 14.7 | 14.7 | 38.1 | 38.1 | 38.1 | 38.1
|  | 2040 | terabtu | 8.2 | 8.2 | 8.2 | 8.2 | 8.2 | 78.6 | 78.6 | 78.6 | 78.6
|  | 2045 | terabtu | 8.2 | 8.2 | 8.2 | 8.2 | 8.2 | 78.6 | 78.6 | 78.6 | 78.6
|  | 2050 | terabtu | 8.2 | 8.2 | 8.2 | 8.2 | 8.2 | 78.6 | 78.6 | 78.6 | 78.6
| utah/nevada agg. | 2020 | terabtu | 0 | 0 | 0 | 0 | 0 | 0 | 0 | 0 | 0
|  | 2025 | terabtu | 0 | 0 | 0 | 0 | 0 | 0 | 0 | 0 | 0
|  | 2030 | terabtu | 0 | 0 | 0 | 0 | 0 | 0 | 0 | 0 | 0
|  | 2035 | terabtu | 0 | 0 | 0 | 0 | 0 | 0 | 0 | 0 | 0
|  | 2040 | terabtu | 0 | 0 | 0 | 0 | 0 | 0 | 0 | 0 | 0
|  | 2045 | terabtu | 0 | 0 | 0 | 0 | 0 | 0 | 0 | 0 | 0
|  | 2050 | terabtu | 0 | 0 | 0 | 0 | 0 | 0 | 0 | 0 | 0
biomass primary - herbaceous_140 | alaska agg. | 2020 | terabtu | 0 | 0 | 0 | 0 | 0 | 0 | 0 | 0 | 0
|  | 2025 | terabtu | 0 | 0 | 0 | 0 | 0 | 0 | 0 | 0 | 0
|  | 2030 | terabtu | 0 | 0 | 0 | 0 | 0 | 0 | 0 | 0 | 0
|  | 2035 | terabtu | 0 | 0 | 0 | 0 | 0 | 0 | 0 | 0 | 0
|  | 2040 | terabtu | 0 | 0 | 0 | 0 | 0 | 0 | 0 | 0 | 0
|  | 2045 | terabtu | 0 | 0 | 0 | 0 | 0 | 0 | 0 | 0 | 0
|  | 2050 | terabtu | 0 | 0 | 0 | 0 | 0 | 0 | 0 | 0 | 0
| california agg. | 2020 | terabtu | 0 | 0 | 0 | 0 | 0 | 0 | 0 | 0 | 0
|  | 2025 | terabtu | 0 | 0 | 0 | 0 | 0 | 0 | 0 | 0 | 0
|  | 2030 | terabtu | 0 | 0 | 0 | 0 | 0 | 0 | 0 | 0 | 0
|  | 2035 | terabtu | 0 | 0 | 0 | 0 | 0 | 0 | 0 | 0 | 0
|  | 2040 | terabtu | 0 | 0 | 0 | 0 | 0 | 0 | 0 | 0 | 0
|  | 2045 | terabtu | 0 | 0 | 0 | 0 | 0 | 0 | 0 | 0 | 0
|  | 2050 | terabtu | 0 | 0 | 0 | 0 | 0 | 0 | 0 | 0 | 0
| desert southwest agg. | 2020 | terabtu | 0 | 0 | 0 | 0 | 0 | 0.2 | 0.2 | 0.2 | 0.2
|  | 2025 | terabtu | 0 | 0 | 0 | 0 | 0 | 0.5 | 0.5 | 0.5 | 0.5
|  | 2030 | terabtu | 0 | 0 | 0 | 0 | 0 | 0.6 | 0.6 | 0.6 | 0.6
|  | 2035 | terabtu | 0 | 0 | 0 | 0 | 0 | 0.5 | 0.5 | 0.5 | 0.5
|  | 2040 | terabtu | 0 | 0 | 0 | 0 | 0 | 1.1 | 1.1 | 1.1 | 1.1
|  | 2045 | terabtu | 0 | 0 | 0 | 0 | 0 | 1.1 | 1.1 | 1.1 | 1.1
|  | 2050 | terabtu | 0 | 0 | 0 | 0 | 0 | 1.1 | 1.1 | 1.1 | 1.1
| florida agg. | 2020 | terabtu | 0 | 0 | 0 | 0 | 0 | 0 | 0 | 0 | 0
|  | 2025 | terabtu | 0 | 0 | 0 | 0 | 0 | 0 | 0 | 0 | 0
|  | 2030 | terabtu | 0 | 0 | 0 | 0 | 0 | 0 | 0 | 0 | 0
|  | 2035 | terabtu | 0 | 0 | 0 | 0 | 0 | 1.3 | 1.3 | 1.3 | 1.3
|  | 2040 | terabtu | 0 | 0 | 0 | 0 | 0 | 2.5 | 2.5 | 2.5 | 2.5
|  | 2045 | terabtu | 0 | 0 | 0 | 0 | 0 | 2.5 | 2.5 | 2.5 | 2.5
|  | 2050 | terabtu | 0 | 0 | 0 | 0 | 0 | 2.5 | 2.5 | 2.5 | 2.5
| hawaii agg. | 2020 | terabtu | 0 | 0 | 0 | 0 | 0 | 0 | 0 | 0 | 0
|  | 2025 | terabtu | 0 | 0 | 0 | 0 | 0 | 0 | 0 | 0 | 0
|  | 2030 | terabtu | 0 | 0 | 0 | 0 | 0 | 0 | 0 | 0 | 0
|  | 2035 | terabtu | 0 | 0 | 0 | 0 | 0 | 0 | 0 | 0 | 0
|  | 2040 | terabtu | 0 | 0 | 0 | 0 | 0 | 0 | 0 | 0 | 0
|  | 2045 | terabtu | 0 | 0 | 0 | 0 | 0 | 0 | 0 | 0 | 0
|  | 2050 | terabtu | 0 | 0 | 0 | 0 | 0 | 0 | 0 | 0 | 0
| louisiana and ozarks agg. | 2020 | terabtu | 0.5 | 0.5 | 0.5 | 0.5 | 0.5 | 15.1 | 15.1 | 15.1 | 15.1
|  | 2025 | terabtu | 1.8 | 1.8 | 1.8 | 1.8 | 1.8 | 25.9 | 25.9 | 25.9 | 25.9
|  | 2030 | terabtu | 0.9 | 0.9 | 0.9 | 0.9 | 0.9 | 42.4 | 42.4 | 42.4 | 42.4
|  | 2035 | terabtu | 1.5 | 1.5 | 1.5 | 1.5 | 1.5 | 36.8 | 36.8 | 36.8 | 36.8
|  | 2040 | terabtu | 0.6 | 0.6 | 0.6 | 0.6 | 0.6 | 25.6 | 25.6 | 25.6 | 25.6
|  | 2045 | terabtu | 0.6 | 0.6 | 0.6 | 0.6 | 0.6 | 25.6 | 25.6 | 25.6 | 25.6
|  | 2050 | terabtu | 0.6 | 0.6 | 0.6 | 0.6 | 0.6 | 25.6 | 25.6 | 25.6 | 25.6
| lower midwest agg. | 2020 | terabtu | 0.4 | 0.4 | 0.4 | 0.4 | 0.4 | 5.4 | 5.4 | 5.4 | 5.4
|  | 2025 | terabtu | 0.2 | 0.2 | 0.2 | 0.2 | 0.2 | 16.5 | 16.5 | 16.5 | 16.5
|  | 2030 | terabtu | 0.9 | 0.9 | 0.9 | 0.9 | 0.9 | 28 | 28 | 28 | 28
|  | 2035 | terabtu | 1.8 | 1.8 | 1.8 | 1.8 | 1.8 | 27.3 | 27.3 | 27.3 | 27.3
|  | 2040 | terabtu | 0.6 | 0.6 | 0.6 | 0.6 | 0.6 | 31.8 | 31.8 | 31.8 | 31.8
|  | 2045 | terabtu | 0.6 | 0.6 | 0.6 | 0.6 | 0.6 | 31.8 | 31.8 | 31.8 | 31.8
|  | 2050 | terabtu | 0.6 | 0.6 | 0.6 | 0.6 | 0.6 | 31.8 | 31.8 | 31.8 | 31.8
| mid-atlantic and great lakes agg. | 2020 | terabtu | 1.6 | 1.6 | 1.6 | 1.6 | 1.6 | 35.7 | 35.7 | 35.7 | 35.7
|  | 2025 | terabtu | 1.9 | 1.9 | 1.9 | 1.9 | 1.9 | 83.3 | 83.3 | 83.3 | 83.3
|  | 2030 | terabtu | 1.1 | 1.1 | 1.1 | 1.1 | 1.1 | 73.2 | 73.2 | 73.2 | 73.2
|  | 2035 | terabtu | 3.2 | 3.2 | 3.2 | 3.2 | 3.2 | 69.5 | 69.5 | 69.5 | 69.5
|  | 2040 | terabtu | 0.7 | 0.7 | 0.7 | 0.7 | 0.7 | 77.6 | 77.6 | 77.6 | 77.6
|  | 2045 | terabtu | 0.7 | 0.7 | 0.7 | 0.7 | 0.7 | 77.6 | 77.6 | 77.6 | 77.6
|  | 2050 | terabtu | 0.7 | 0.7 | 0.7 | 0.7 | 0.7 | 77.6 | 77.6 | 77.6 | 77.6
| new england agg. | 2020 | terabtu | 0 | 0 | 0 | 0 | 0 | 0.1 | 0.1 | 0.1 | 0.1
|  | 2025 | terabtu | 0 | 0 | 0 | 0 | 0 | 0.5 | 0.5 | 0.5 | 0.5
|  | 2030 | terabtu | 0 | 0 | 0 | 0 | 0 | 0.8 | 0.8 | 0.8 | 0.8
|  | 2035 | terabtu | 0 | 0 | 0 | 0 | 0 | 0.6 | 0.6 | 0.6 | 0.6
|  | 2040 | terabtu | 0 | 0 | 0 | 0 | 0 | 0.7 | 0.7 | 0.7 | 0.7
|  | 2045 | terabtu | 0 | 0 | 0 | 0 | 0 | 0.7 | 0.7 | 0.7 | 0.7
|  | 2050 | terabtu | 0 | 0 | 0 | 0 | 0 | 0.7 | 0.7 | 0.7 | 0.7
| new york agg. | 2020 | terabtu | 0.2 | 0.2 | 0.2 | 0.2 | 0.2 | 1.3 | 1.3 | 1.3 | 1.3
|  | 2025 | terabtu | 0.4 | 0.4 | 0.4 | 0.4 | 0.4 | 3.4 | 3.4 | 3.4 | 3.4
|  | 2030 | terabtu | 0 | 0 | 0 | 0 | 0 | 3.5 | 3.5 | 3.5 | 3.5
|  | 2035 | terabtu | 0 | 0 | 0 | 0 | 0 | 3.7 | 3.7 | 3.7 | 3.7
|  | 2040 | terabtu | 0 | 0 | 0 | 0 | 0 | 2.7 | 2.7 | 2.7 | 2.7
|  | 2045 | terabtu | 0 | 0 | 0 | 0 | 0 | 2.7 | 2.7 | 2.7 | 2.7
|  | 2050 | terabtu | 0 | 0 | 0 | 0 | 0 | 2.7 | 2.7 | 2.7 | 2.7
| pacific northwest agg. | 2020 | terabtu | 0.3 | 0.3 | 0.3 | 0.3 | 0.3 | 0.5 | 0.5 | 0.5 | 0.5
|  | 2025 | terabtu | 0.5 | 0.5 | 0.5 | 0.5 | 0.5 | 3.1 | 3.1 | 3.1 | 3.1
|  | 2030 | terabtu | 0.7 | 0.7 | 0.7 | 0.7 | 0.7 | 3.3 | 3.3 | 3.3 | 3.3
|  | 2035 | terabtu | 0.7 | 0.7 | 0.7 | 0.7 | 0.7 | 0.8 | 0.8 | 0.8 | 0.8
|  | 2040 | terabtu | 0.5 | 0.5 | 0.5 | 0.5 | 0.5 | 0.5 | 0.5 | 0.5 | 0.5
|  | 2045 | terabtu | 0.5 | 0.5 | 0.5 | 0.5 | 0.5 | 0.5 | 0.5 | 0.5 | 0.5
|  | 2050 | terabtu | 0.5 | 0.5 | 0.5 | 0.5 | 0.5 | 0.5 | 0.5 | 0.5 | 0.5
| rocky mountains agg. | 2020 | terabtu | 1 | 1 | 1 | 1 | 1 | 2.5 | 2.5 | 2.5 | 2.5
|  | 2025 | terabtu | 0.1 | 0.1 | 0.1 | 0.1 | 0.1 | 3.4 | 3.4 | 3.4 | 3.4
|  | 2030 | terabtu | 0.1 | 0.1 | 0.1 | 0.1 | 0.1 | 2.8 | 2.8 | 2.8 | 2.8
|  | 2035 | terabtu | 0 | 0 | 0 | 0 | 0 | 0.1 | 0.1 | 0.1 | 0.1
|  | 2040 | terabtu | 0 | 0 | 0 | 0 | 0 | 0.3 | 0.3 | 0.3 | 0.3
|  | 2045 | terabtu | 0 | 0 | 0 | 0 | 0 | 0.3 | 0.3 | 0.3 | 0.3
|  | 2050 | terabtu | 0 | 0 | 0 | 0 | 0 | 0.3 | 0.3 | 0.3 | 0.3
| southeast agg. | 2020 | terabtu | 0 | 0 | 0 | 0 | 0 | 9.5 | 9.5 | 9.5 | 9.5
|  | 2025 | terabtu | 0 | 0 | 0 | 0 | 0 | 18.7 | 18.7 | 18.7 | 18.7
|  | 2030 | terabtu | 0 | 0 | 0 | 0 | 0 | 20.6 | 20.6 | 20.6 | 20.6
|  | 2035 | terabtu | 0 | 0 | 0 | 0 | 0 | 20.4 | 20.4 | 20.4 | 20.4
|  | 2040 | terabtu | 0 | 0 | 0 | 0 | 0 | 27.6 | 27.6 | 27.6 | 27.6
|  | 2045 | terabtu | 0 | 0 | 0 | 0 | 0 | 27.6 | 27.6 | 27.6 | 27.6
|  | 2050 | terabtu | 0 | 0 | 0 | 0 | 0 | 27.6 | 27.6 | 27.6 | 27.6
| texas agg. | 2020 | terabtu | 0 | 0 | 0 | 0 | 0 | 5.5 | 5.5 | 5.5 | 5.5
|  | 2025 | terabtu | 0 | 0 | 0 | 0 | 0 | 12.9 | 12.9 | 12.9 | 12.9
|  | 2030 | terabtu | 0 | 0 | 0 | 0 | 0 | 16 | 16 | 16 | 16
|  | 2035 | terabtu | 0 | 0 | 0 | 0 | 0 | 16.4 | 16.4 | 16.4 | 16.4
|  | 2040 | terabtu | 0 | 0 | 0 | 0 | 0 | 34.2 | 34.2 | 34.2 | 34.2
|  | 2045 | terabtu | 0 | 0 | 0 | 0 | 0 | 34.2 | 34.2 | 34.2 | 34.2
|  | 2050 | terabtu | 0 | 0 | 0 | 0 | 0 | 34.2 | 34.2 | 34.2 | 34.2
| upper midwest agg. | 2020 | terabtu | 3.4 | 3.4 | 3.4 | 3.4 | 3.4 | 28.3 | 28.3 | 28.3 | 28.3
|  | 2025 | terabtu | 7.6 | 7.6 | 7.6 | 7.6 | 7.6 | 112.4 | 112.4 | 112.4 | 112.4
|  | 2030 | terabtu | 4.4 | 4.4 | 4.4 | 4.4 | 4.4 | 92.7 | 92.7 | 92.7 | 92.7
|  | 2035 | terabtu | 2.6 | 2.6 | 2.6 | 2.6 | 2.6 | 35.3 | 35.3 | 35.3 | 35.3
|  | 2040 | terabtu | 0.8 | 0.8 | 0.8 | 0.8 | 0.8 | 68.8 | 68.8 | 68.8 | 68.8
|  | 2045 | terabtu | 0.8 | 0.8 | 0.8 | 0.8 | 0.8 | 68.8 | 68.8 | 68.8 | 68.8
|  | 2050 | terabtu | 0.8 | 0.8 | 0.8 | 0.8 | 0.8 | 68.8 | 68.8 | 68.8 | 68.8
| utah/nevada agg. | 2020 | terabtu | 0 | 0 | 0 | 0 | 0 | 0 | 0 | 0 | 0
|  | 2025 | terabtu | 0 | 0 | 0 | 0 | 0 | 0 | 0 | 0 | 0
|  | 2030 | terabtu | 0 | 0 | 0 | 0 | 0 | 0 | 0 | 0 | 0
|  | 2035 | terabtu | 0 | 0 | 0 | 0 | 0 | 0 | 0 | 0 | 0
|  | 2040 | terabtu | 0 | 0 | 0 | 0 | 0 | 0 | 0 | 0 | 0
|  | 2045 | terabtu | 0 | 0 | 0 | 0 | 0 | 0 | 0 | 0 | 0
|  | 2050 | terabtu | 0 | 0 | 0 | 0 | 0 | 0 | 0 | 0 | 0
biomass primary - herbaceous_145 | alaska agg. | 2020 | terabtu | 0 | 0 | 0 | 0 | 0 | 0 | 0 | 0 | 0
|  | 2025 | terabtu | 0 | 0 | 0 | 0 | 0 | 0 | 0 | 0 | 0
|  | 2030 | terabtu | 0 | 0 | 0 | 0 | 0 | 0 | 0 | 0 | 0
|  | 2035 | terabtu | 0 | 0 | 0 | 0 | 0 | 0 | 0 | 0 | 0
|  | 2040 | terabtu | 0 | 0 | 0 | 0 | 0 | 0 | 0 | 0 | 0
|  | 2045 | terabtu | 0 | 0 | 0 | 0 | 0 | 0 | 0 | 0 | 0
|  | 2050 | terabtu | 0 | 0 | 0 | 0 | 0 | 0 | 0 | 0 | 0
| california agg. | 2020 | terabtu | 0 | 0 | 0 | 0 | 0 | 0 | 0 | 0 | 0
|  | 2025 | terabtu | 0 | 0 | 0 | 0 | 0 | 0 | 0 | 0 | 0
|  | 2030 | terabtu | 0 | 0 | 0 | 0 | 0 | 0 | 0 | 0 | 0
|  | 2035 | terabtu | 0 | 0 | 0 | 0 | 0 | 0 | 0 | 0 | 0
|  | 2040 | terabtu | 0 | 0 | 0 | 0 | 0 | 0 | 0 | 0 | 0
|  | 2045 | terabtu | 0 | 0 | 0 | 0 | 0 | 0 | 0 | 0 | 0
|  | 2050 | terabtu | 0 | 0 | 0 | 0 | 0 | 0 | 0 | 0 | 0
| desert southwest agg. | 2020 | terabtu | 0 | 0 | 0 | 0 | 0 | 0 | 0 | 0 | 0
|  | 2025 | terabtu | 0 | 0 | 0 | 0 | 0 | 0.3 | 0.3 | 0.3 | 0.3
|  | 2030 | terabtu | 0 | 0 | 0 | 0 | 0 | 0.4 | 0.4 | 0.4 | 0.4
|  | 2035 | terabtu | 0 | 0 | 0 | 0 | 0 | 0.4 | 0.4 | 0.4 | 0.4
|  | 2040 | terabtu | 0 | 0 | 0 | 0 | 0 | 0.6 | 0.6 | 0.6 | 0.6
|  | 2045 | terabtu | 0 | 0 | 0 | 0 | 0 | 0.6 | 0.6 | 0.6 | 0.6
|  | 2050 | terabtu | 0 | 0 | 0 | 0 | 0 | 0.6 | 0.6 | 0.6 | 0.6
| florida agg. | 2020 | terabtu | 0 | 0 | 0 | 0 | 0 | 0 | 0 | 0 | 0
|  | 2025 | terabtu | 0 | 0 | 0 | 0 | 0 | 0 | 0 | 0 | 0
|  | 2030 | terabtu | 0 | 0 | 0 | 0 | 0 | 0 | 0 | 0 | 0
|  | 2035 | terabtu | 0 | 0 | 0 | 0 | 0 | 0 | 0 | 0 | 0
|  | 2040 | terabtu | 0 | 0 | 0 | 0 | 0 | 0 | 0 | 0 | 0
|  | 2045 | terabtu | 0 | 0 | 0 | 0 | 0 | 0 | 0 | 0 | 0
|  | 2050 | terabtu | 0 | 0 | 0 | 0 | 0 | 0 | 0 | 0 | 0
| hawaii agg. | 2020 | terabtu | 0 | 0 | 0 | 0 | 0 | 0 | 0 | 0 | 0
|  | 2025 | terabtu | 0 | 0 | 0 | 0 | 0 | 0 | 0 | 0 | 0
|  | 2030 | terabtu | 0 | 0 | 0 | 0 | 0 | 0 | 0 | 0 | 0
|  | 2035 | terabtu | 0 | 0 | 0 | 0 | 0 | 0 | 0 | 0 | 0
|  | 2040 | terabtu | 0 | 0 | 0 | 0 | 0 | 0 | 0 | 0 | 0
|  | 2045 | terabtu | 0 | 0 | 0 | 0 | 0 | 0 | 0 | 0 | 0
|  | 2050 | terabtu | 0 | 0 | 0 | 0 | 0 | 0 | 0 | 0 | 0
| louisiana and ozarks agg. | 2020 | terabtu | 0.3 | 0.3 | 0.3 | 0.3 | 0.3 | 6 | 6 | 6 | 6
|  | 2025 | terabtu | 0.7 | 0.7 | 0.7 | 0.7 | 0.7 | 20.9 | 20.9 | 20.9 | 20.9
|  | 2030 | terabtu | 1.6 | 1.6 | 1.6 | 1.6 | 1.6 | 32 | 32 | 32 | 32
|  | 2035 | terabtu | 0.7 | 0.7 | 0.7 | 0.7 | 0.7 | 10.6 | 10.6 | 10.6 | 10.6
|  | 2040 | terabtu | 0.5 | 0.5 | 0.5 | 0.5 | 0.5 | 10.1 | 10.1 | 10.1 | 10.1
|  | 2045 | terabtu | 0.5 | 0.5 | 0.5 | 0.5 | 0.5 | 10.1 | 10.1 | 10.1 | 10.1
|  | 2050 | terabtu | 0.5 | 0.5 | 0.5 | 0.5 | 0.5 | 10.1 | 10.1 | 10.1 | 10.1
| lower midwest agg. | 2020 | terabtu | 2 | 2 | 2 | 2 | 2 | 6.1 | 6.1 | 6.1 | 6.1
|  | 2025 | terabtu | 1.9 | 1.9 | 1.9 | 1.9 | 1.9 | 13.8 | 13.8 | 13.8 | 13.8
|  | 2030 | terabtu | 1.8 | 1.8 | 1.8 | 1.8 | 1.8 | 26.8 | 26.8 | 26.8 | 26.8
|  | 2035 | terabtu | 0.8 | 0.8 | 0.8 | 0.8 | 0.8 | 18.1 | 18.1 | 18.1 | 18.1
|  | 2040 | terabtu | 0.5 | 0.5 | 0.5 | 0.5 | 0.5 | 9.8 | 9.8 | 9.8 | 9.8
|  | 2045 | terabtu | 0.5 | 0.5 | 0.5 | 0.5 | 0.5 | 9.8 | 9.8 | 9.8 | 9.8
|  | 2050 | terabtu | 0.5 | 0.5 | 0.5 | 0.5 | 0.5 | 9.8 | 9.8 | 9.8 | 9.8
| mid-atlantic and great lakes agg. | 2020 | terabtu | 1.4 | 1.4 | 1.4 | 1.4 | 1.4 | 15.3 | 15.3 | 15.3 | 15.3
|  | 2025 | terabtu | 0.9 | 0.9 | 0.9 | 0.9 | 0.9 | 57.3 | 57.3 | 57.3 | 57.3
|  | 2030 | terabtu | 3.4 | 3.4 | 3.4 | 3.4 | 3.4 | 79.1 | 79.1 | 79.1 | 79.1
|  | 2035 | terabtu | 0.6 | 0.6 | 0.6 | 0.6 | 0.6 | 20.6 | 20.6 | 20.6 | 20.6
|  | 2040 | terabtu | 1.1 | 1.1 | 1.1 | 1.1 | 1.1 | 30.5 | 30.5 | 30.5 | 30.5
|  | 2045 | terabtu | 1.1 | 1.1 | 1.1 | 1.1 | 1.1 | 30.5 | 30.5 | 30.5 | 30.5
|  | 2050 | terabtu | 1.1 | 1.1 | 1.1 | 1.1 | 1.1 | 30.5 | 30.5 | 30.5 | 30.5
| new england agg. | 2020 | terabtu | 0 | 0 | 0 | 0 | 0 | 0 | 0 | 0 | 0
|  | 2025 | terabtu | 0 | 0 | 0 | 0 | 0 | 0.4 | 0.4 | 0.4 | 0.4
|  | 2030 | terabtu | 0 | 0 | 0 | 0 | 0 | 0.4 | 0.4 | 0.4 | 0.4
|  | 2035 | terabtu | 0 | 0 | 0 | 0 | 0 | 0.4 | 0.4 | 0.4 | 0.4
|  | 2040 | terabtu | 0 | 0 | 0 | 0 | 0 | 0.5 | 0.5 | 0.5 | 0.5
|  | 2045 | terabtu | 0 | 0 | 0 | 0 | 0 | 0.5 | 0.5 | 0.5 | 0.5
|  | 2050 | terabtu | 0 | 0 | 0 | 0 | 0 | 0.5 | 0.5 | 0.5 | 0.5
| new york agg. | 2020 | terabtu | 0.1 | 0.1 | 0.1 | 0.1 | 0.1 | 1.1 | 1.1 | 1.1 | 1.1
|  | 2025 | terabtu | 0 | 0 | 0 | 0 | 0 | 3.7 | 3.7 | 3.7 | 3.7
|  | 2030 | terabtu | 0.1 | 0.1 | 0.1 | 0.1 | 0.1 | 2.6 | 2.6 | 2.6 | 2.6
|  | 2035 | terabtu | 0 | 0 | 0 | 0 | 0 | 3.4 | 3.4 | 3.4 | 3.4
|  | 2040 | terabtu | 0.3 | 0.3 | 0.3 | 0.3 | 0.3 | 2.1 | 2.1 | 2.1 | 2.1
|  | 2045 | terabtu | 0.3 | 0.3 | 0.3 | 0.3 | 0.3 | 2.1 | 2.1 | 2.1 | 2.1
|  | 2050 | terabtu | 0.3 | 0.3 | 0.3 | 0.3 | 0.3 | 2.1 | 2.1 | 2.1 | 2.1
| pacific northwest agg. | 2020 | terabtu | 0.2 | 0.2 | 0.2 | 0.2 | 0.2 | 1.1 | 1.1 | 1.1 | 1.1
|  | 2025 | terabtu | 0.6 | 0.6 | 0.6 | 0.6 | 0.6 | 1.5 | 1.5 | 1.5 | 1.5
|  | 2030 | terabtu | 0.7 | 0.7 | 0.7 | 0.7 | 0.7 | 2.2 | 2.2 | 2.2 | 2.2
|  | 2035 | terabtu | 0.6 | 0.6 | 0.6 | 0.6 | 0.6 | 0.6 | 0.6 | 0.6 | 0.6
|  | 2040 | terabtu | 0.2 | 0.2 | 0.2 | 0.2 | 0.2 | 0.3 | 0.3 | 0.3 | 0.3
|  | 2045 | terabtu | 0.2 | 0.2 | 0.2 | 0.2 | 0.2 | 0.3 | 0.3 | 0.3 | 0.3
|  | 2050 | terabtu | 0.2 | 0.2 | 0.2 | 0.2 | 0.2 | 0.3 | 0.3 | 0.3 | 0.3
| rocky mountains agg. | 2020 | terabtu | 0.1 | 0.1 | 0.1 | 0.1 | 0.1 | 1.4 | 1.4 | 1.4 | 1.4
|  | 2025 | terabtu | 0 | 0 | 0 | 0 | 0 | 2.8 | 2.8 | 2.8 | 2.8
|  | 2030 | terabtu | 0.1 | 0.1 | 0.1 | 0.1 | 0.1 | 1.3 | 1.3 | 1.3 | 1.3
|  | 2035 | terabtu | 0.1 | 0.1 | 0.1 | 0.1 | 0.1 | 0 | 0 | 0 | 0
|  | 2040 | terabtu | 0 | 0 | 0 | 0 | 0 | 0.2 | 0.2 | 0.2 | 0.2
|  | 2045 | terabtu | 0 | 0 | 0 | 0 | 0 | 0.2 | 0.2 | 0.2 | 0.2
|  | 2050 | terabtu | 0 | 0 | 0 | 0 | 0 | 0.2 | 0.2 | 0.2 | 0.2
| southeast agg. | 2020 | terabtu | 0 | 0 | 0 | 0 | 0 | 8.2 | 8.2 | 8.2 | 8.2
|  | 2025 | terabtu | 0 | 0 | 0 | 0 | 0 | 8.5 | 8.5 | 8.5 | 8.5
|  | 2030 | terabtu | 0 | 0 | 0 | 0 | 0 | 14.1 | 14.1 | 14.1 | 14.1
|  | 2035 | terabtu | 0 | 0 | 0 | 0 | 0 | 15 | 15 | 15 | 15
|  | 2040 | terabtu | 0 | 0 | 0 | 0 | 0 | 15.6 | 15.6 | 15.6 | 15.6
|  | 2045 | terabtu | 0 | 0 | 0 | 0 | 0 | 15.6 | 15.6 | 15.6 | 15.6
|  | 2050 | terabtu | 0 | 0 | 0 | 0 | 0 | 15.6 | 15.6 | 15.6 | 15.6
| texas agg. | 2020 | terabtu | 0 | 0 | 0 | 0 | 0 | 0 | 0 | 0 | 0
|  | 2025 | terabtu | 0 | 0 | 0 | 0 | 0 | 5.5 | 5.5 | 5.5 | 5.5
|  | 2030 | terabtu | 0 | 0 | 0 | 0 | 0 | 9.2 | 9.2 | 9.2 | 9.2
|  | 2035 | terabtu | 0 | 0 | 0 | 0 | 0 | 13.4 | 13.4 | 13.4 | 13.4
|  | 2040 | terabtu | 0 | 0 | 0 | 0 | 0 | 18.3 | 18.3 | 18.3 | 18.3
|  | 2045 | terabtu | 0 | 0 | 0 | 0 | 0 | 18.3 | 18.3 | 18.3 | 18.3
|  | 2050 | terabtu | 0 | 0 | 0 | 0 | 0 | 18.3 | 18.3 | 18.3 | 18.3
| upper midwest agg. | 2020 | terabtu | 4.9 | 4.9 | 4.9 | 4.9 | 4.9 | 27.9 | 27.9 | 27.9 | 27.9
|  | 2025 | terabtu | 1 | 1 | 1 | 1 | 1 | 88.3 | 88.3 | 88.3 | 88.3
|  | 2030 | terabtu | 1.7 | 1.7 | 1.7 | 1.7 | 1.7 | 78.4 | 78.4 | 78.4 | 78.4
|  | 2035 | terabtu | 0.8 | 0.8 | 0.8 | 0.8 | 0.8 | 1.5 | 1.5 | 1.5 | 1.5
|  | 2040 | terabtu | 1.5 | 1.5 | 1.5 | 1.5 | 1.5 | 35.4 | 35.4 | 35.4 | 35.4
|  | 2045 | terabtu | 1.5 | 1.5 | 1.5 | 1.5 | 1.5 | 35.4 | 35.4 | 35.4 | 35.4
|  | 2050 | terabtu | 1.5 | 1.5 | 1.5 | 1.5 | 1.5 | 35.4 | 35.4 | 35.4 | 35.4
| utah/nevada agg. | 2020 | terabtu | 0 | 0 | 0 | 0 | 0 | 0 | 0 | 0 | 0
|  | 2025 | terabtu | 0 | 0 | 0 | 0 | 0 | 0 | 0 | 0 | 0
|  | 2030 | terabtu | 0 | 0 | 0 | 0 | 0 | 0 | 0 | 0 | 0
|  | 2035 | terabtu | 0 | 0 | 0 | 0 | 0 | 0 | 0 | 0 | 0
|  | 2040 | terabtu | 0 | 0 | 0 | 0 | 0 | 0 | 0 | 0 | 0
|  | 2045 | terabtu | 0 | 0 | 0 | 0 | 0 | 0 | 0 | 0 | 0
|  | 2050 | terabtu | 0 | 0 | 0 | 0 | 0 | 0 | 0 | 0 | 0
biomass primary - herbaceous_150 | alaska agg. | 2020 | terabtu | 0 | 0 | 0 | 0 | 0 | 0 | 0 | 0 | 0
|  | 2025 | terabtu | 0 | 0 | 0 | 0 | 0 | 0 | 0 | 0 | 0
|  | 2030 | terabtu | 0 | 0 | 0 | 0 | 0 | 0 | 0 | 0 | 0
|  | 2035 | terabtu | 0 | 0 | 0 | 0 | 0 | 0 | 0 | 0 | 0
|  | 2040 | terabtu | 0 | 0 | 0 | 0 | 0 | 0 | 0 | 0 | 0
|  | 2045 | terabtu | 0 | 0 | 0 | 0 | 0 | 0 | 0 | 0 | 0
|  | 2050 | terabtu | 0 | 0 | 0 | 0 | 0 | 0 | 0 | 0 | 0
| california agg. | 2020 | terabtu | 0 | 0 | 0 | 0 | 0 | 0 | 0 | 0 | 0
|  | 2025 | terabtu | 0 | 0 | 0 | 0 | 0 | 0 | 0 | 0 | 0
|  | 2030 | terabtu | 0 | 0 | 0 | 0 | 0 | 0 | 0 | 0 | 0
|  | 2035 | terabtu | 0 | 0 | 0 | 0 | 0 | 0 | 0 | 0 | 0
|  | 2040 | terabtu | 0 | 0 | 0 | 0 | 0 | 0 | 0 | 0 | 0
|  | 2045 | terabtu | 0 | 0 | 0 | 0 | 0 | 0 | 0 | 0 | 0
|  | 2050 | terabtu | 0 | 0 | 0 | 0 | 0 | 0 | 0 | 0 | 0
| desert southwest agg. | 2020 | terabtu | 0 | 0 | 0 | 0 | 0 | 0.2 | 0.2 | 0.2 | 0.2
|  | 2025 | terabtu | 0 | 0 | 0 | 0 | 0 | 0.6 | 0.6 | 0.6 | 0.6
|  | 2030 | terabtu | 0 | 0 | 0 | 0 | 0 | 0.9 | 0.9 | 0.9 | 0.9
|  | 2035 | terabtu | 0 | 0 | 0 | 0 | 0 | 0.8 | 0.8 | 0.8 | 0.8
|  | 2040 | terabtu | 0 | 0 | 0 | 0 | 0 | 0.4 | 0.4 | 0.4 | 0.4
|  | 2045 | terabtu | 0 | 0 | 0 | 0 | 0 | 0.4 | 0.4 | 0.4 | 0.4
|  | 2050 | terabtu | 0 | 0 | 0 | 0 | 0 | 0.4 | 0.4 | 0.4 | 0.4
| florida agg. | 2020 | terabtu | 0 | 0 | 0 | 0 | 0 | 0.4 | 0.4 | 0.4 | 0.4
|  | 2025 | terabtu | 0 | 0 | 0 | 0 | 0 | 0 | 0 | 0 | 0
|  | 2030 | terabtu | 0 | 0 | 0 | 0 | 0 | 1 | 1 | 1 | 1
|  | 2035 | terabtu | 0 | 0 | 0 | 0 | 0 | 4.6 | 4.6 | 4.6 | 4.6
|  | 2040 | terabtu | 0 | 0 | 0 | 0 | 0 | 6.7 | 6.7 | 6.7 | 6.7
|  | 2045 | terabtu | 0 | 0 | 0 | 0 | 0 | 6.7 | 6.7 | 6.7 | 6.7
|  | 2050 | terabtu | 0 | 0 | 0 | 0 | 0 | 6.7 | 6.7 | 6.7 | 6.7
| hawaii agg. | 2020 | terabtu | 0 | 0 | 0 | 0 | 0 | 0 | 0 | 0 | 0
|  | 2025 | terabtu | 0 | 0 | 0 | 0 | 0 | 0 | 0 | 0 | 0
|  | 2030 | terabtu | 0 | 0 | 0 | 0 | 0 | 0 | 0 | 0 | 0
|  | 2035 | terabtu | 0 | 0 | 0 | 0 | 0 | 0 | 0 | 0 | 0
|  | 2040 | terabtu | 0 | 0 | 0 | 0 | 0 | 0 | 0 | 0 | 0
|  | 2045 | terabtu | 0 | 0 | 0 | 0 | 0 | 0 | 0 | 0 | 0
|  | 2050 | terabtu | 0 | 0 | 0 | 0 | 0 | 0 | 0 | 0 | 0
| louisiana and ozarks agg. | 2020 | terabtu | 0.7 | 0.7 | 0.7 | 0.7 | 0.7 | 17.3 | 17.3 | 17.3 | 17.3
|  | 2025 | terabtu | 0.6 | 0.6 | 0.6 | 0.6 | 0.6 | 33.4 | 33.4 | 33.4 | 33.4
|  | 2030 | terabtu | 0.9 | 0.9 | 0.9 | 0.9 | 0.9 | 17.8 | 17.8 | 17.8 | 17.8
|  | 2035 | terabtu | 0.5 | 0.5 | 0.5 | 0.5 | 0.5 | 21 | 21 | 21 | 21
|  | 2040 | terabtu | 0.4 | 0.4 | 0.4 | 0.4 | 0.4 | 30.4 | 30.4 | 30.4 | 30.4
|  | 2045 | terabtu | 0.4 | 0.4 | 0.4 | 0.4 | 0.4 | 30.4 | 30.4 | 30.4 | 30.4
|  | 2050 | terabtu | 0.4 | 0.4 | 0.4 | 0.4 | 0.4 | 30.4 | 30.4 | 30.4 | 30.4
| lower midwest agg. | 2020 | terabtu | 0.1 | 0.1 | 0.1 | 0.1 | 0.1 | 7.4 | 7.4 | 7.4 | 7.4
|  | 2025 | terabtu | 0.1 | 0.1 | 0.1 | 0.1 | 0.1 | 14 | 14 | 14 | 14
|  | 2030 | terabtu | 0.2 | 0.2 | 0.2 | 0.2 | 0.2 | 20.4 | 20.4 | 20.4 | 20.4
|  | 2035 | terabtu | 0.2 | 0.2 | 0.2 | 0.2 | 0.2 | 18.4 | 18.4 | 18.4 | 18.4
|  | 2040 | terabtu | 0.2 | 0.2 | 0.2 | 0.2 | 0.2 | 36.2 | 36.2 | 36.2 | 36.2
|  | 2045 | terabtu | 0.2 | 0.2 | 0.2 | 0.2 | 0.2 | 36.2 | 36.2 | 36.2 | 36.2
|  | 2050 | terabtu | 0.2 | 0.2 | 0.2 | 0.2 | 0.2 | 36.2 | 36.2 | 36.2 | 36.2
| mid-atlantic and great lakes agg. | 2020 | terabtu | 0 | 0 | 0 | 0 | 0 | 13.5 | 13.5 | 13.5 | 13.5
|  | 2025 | terabtu | 0.1 | 0.1 | 0.1 | 0.1 | 0.1 | 67.3 | 67.3 | 67.3 | 67.3
|  | 2030 | terabtu | 0.1 | 0.1 | 0.1 | 0.1 | 0.1 | 43.1 | 43.1 | 43.1 | 43.1
|  | 2035 | terabtu | 0.3 | 0.3 | 0.3 | 0.3 | 0.3 | 25.9 | 25.9 | 25.9 | 25.9
|  | 2040 | terabtu | 0.8 | 0.8 | 0.8 | 0.8 | 0.8 | 56.6 | 56.6 | 56.6 | 56.6
|  | 2045 | terabtu | 0.8 | 0.8 | 0.8 | 0.8 | 0.8 | 56.6 | 56.6 | 56.6 | 56.6
|  | 2050 | terabtu | 0.8 | 0.8 | 0.8 | 0.8 | 0.8 | 56.6 | 56.6 | 56.6 | 56.6
| new england agg. | 2020 | terabtu | 0 | 0 | 0 | 0 | 0 | 0 | 0 | 0 | 0
|  | 2025 | terabtu | 0 | 0 | 0 | 0 | 0 | 0.2 | 0.2 | 0.2 | 0.2
|  | 2030 | terabtu | 0 | 0 | 0 | 0 | 0 | 0.2 | 0.2 | 0.2 | 0.2
|  | 2035 | terabtu | 0 | 0 | 0 | 0 | 0 | 0.2 | 0.2 | 0.2 | 0.2
|  | 2040 | terabtu | 0 | 0 | 0 | 0 | 0 | 0.4 | 0.4 | 0.4 | 0.4
|  | 2045 | terabtu | 0 | 0 | 0 | 0 | 0 | 0.4 | 0.4 | 0.4 | 0.4
|  | 2050 | terabtu | 0 | 0 | 0 | 0 | 0 | 0.4 | 0.4 | 0.4 | 0.4
| new york agg. | 2020 | terabtu | 0 | 0 | 0 | 0 | 0 | 0.7 | 0.7 | 0.7 | 0.7
|  | 2025 | terabtu | 0 | 0 | 0 | 0 | 0 | 2.6 | 2.6 | 2.6 | 2.6
|  | 2030 | terabtu | 0 | 0 | 0 | 0 | 0 | 1.5 | 1.5 | 1.5 | 1.5
|  | 2035 | terabtu | 0 | 0 | 0 | 0 | 0 | 2.3 | 2.3 | 2.3 | 2.3
|  | 2040 | terabtu | 0.4 | 0.4 | 0.4 | 0.4 | 0.4 | 2.8 | 2.8 | 2.8 | 2.8
|  | 2045 | terabtu | 0.4 | 0.4 | 0.4 | 0.4 | 0.4 | 2.8 | 2.8 | 2.8 | 2.8
|  | 2050 | terabtu | 0.4 | 0.4 | 0.4 | 0.4 | 0.4 | 2.8 | 2.8 | 2.8 | 2.8
| pacific northwest agg. | 2020 | terabtu | 0.5 | 0.5 | 0.5 | 0.5 | 0.5 | 1.2 | 1.2 | 1.2 | 1.2
|  | 2025 | terabtu | 0.4 | 0.4 | 0.4 | 0.4 | 0.4 | 3.7 | 3.7 | 3.7 | 3.7
|  | 2030 | terabtu | 0.4 | 0.4 | 0.4 | 0.4 | 0.4 | 1.9 | 1.9 | 1.9 | 1.9
|  | 2035 | terabtu | 0.3 | 0.3 | 0.3 | 0.3 | 0.3 | 0.6 | 0.6 | 0.6 | 0.6
|  | 2040 | terabtu | 0.4 | 0.4 | 0.4 | 0.4 | 0.4 | 0.5 | 0.5 | 0.5 | 0.5
|  | 2045 | terabtu | 0.4 | 0.4 | 0.4 | 0.4 | 0.4 | 0.5 | 0.5 | 0.5 | 0.5
|  | 2050 | terabtu | 0.4 | 0.4 | 0.4 | 0.4 | 0.4 | 0.5 | 0.5 | 0.5 | 0.5
| rocky mountains agg. | 2020 | terabtu | 0.8 | 0.8 | 0.8 | 0.8 | 0.8 | 1.9 | 1.9 | 1.9 | 1.9
|  | 2025 | terabtu | 0.9 | 0.9 | 0.9 | 0.9 | 0.9 | 2.4 | 2.4 | 2.4 | 2.4
|  | 2030 | terabtu | 0.4 | 0.4 | 0.4 | 0.4 | 0.4 | 2.8 | 2.8 | 2.8 | 2.8
|  | 2035 | terabtu | 0 | 0 | 0 | 0 | 0 | 0.1 | 0.1 | 0.1 | 0.1
|  | 2040 | terabtu | 0.1 | 0.1 | 0.1 | 0.1 | 0.1 | 1.2 | 1.2 | 1.2 | 1.2
|  | 2045 | terabtu | 0.1 | 0.1 | 0.1 | 0.1 | 0.1 | 1.2 | 1.2 | 1.2 | 1.2
|  | 2050 | terabtu | 0.1 | 0.1 | 0.1 | 0.1 | 0.1 | 1.2 | 1.2 | 1.2 | 1.2
| southeast agg. | 2020 | terabtu | 0 | 0 | 0 | 0 | 0 | 7.2 | 7.2 | 7.2 | 7.2
|  | 2025 | terabtu | 0 | 0 | 0 | 0 | 0 | 11.8 | 11.8 | 11.8 | 11.8
|  | 2030 | terabtu | 0 | 0 | 0 | 0 | 0 | 16.8 | 16.8 | 16.8 | 16.8
|  | 2035 | terabtu | 0 | 0 | 0 | 0 | 0 | 14.7 | 14.7 | 14.7 | 14.7
|  | 2040 | terabtu | 0 | 0 | 0 | 0 | 0 | 20 | 20 | 20 | 20
|  | 2045 | terabtu | 0 | 0 | 0 | 0 | 0 | 20 | 20 | 20 | 20
|  | 2050 | terabtu | 0 | 0 | 0 | 0 | 0 | 20 | 20 | 20 | 20
| texas agg. | 2020 | terabtu | 0 | 0 | 0 | 0 | 0 | 6.6 | 6.6 | 6.6 | 6.6
|  | 2025 | terabtu | 0 | 0 | 0 | 0 | 0 | 17.2 | 17.2 | 17.2 | 17.2
|  | 2030 | terabtu | 0 | 0 | 0 | 0 | 0 | 24 | 24 | 24 | 24
|  | 2035 | terabtu | 0 | 0 | 0 | 0 | 0 | 23 | 23 | 23 | 23
|  | 2040 | terabtu | 0 | 0 | 0 | 0 | 0 | 13.4 | 13.4 | 13.4 | 13.4
|  | 2045 | terabtu | 0 | 0 | 0 | 0 | 0 | 13.4 | 13.4 | 13.4 | 13.4
|  | 2050 | terabtu | 0 | 0 | 0 | 0 | 0 | 13.4 | 13.4 | 13.4 | 13.4
| upper midwest agg. | 2020 | terabtu | 3.7 | 3.7 | 3.7 | 3.7 | 3.7 | 23.8 | 23.8 | 23.8 | 23.8
|  | 2025 | terabtu | 4.7 | 4.7 | 4.7 | 4.7 | 4.7 | 89.9 | 89.9 | 89.9 | 89.9
|  | 2030 | terabtu | 0.9 | 0.9 | 0.9 | 0.9 | 0.9 | 66.4 | 66.4 | 66.4 | 66.4
|  | 2035 | terabtu | 0.4 | 0.4 | 0.4 | 0.4 | 0.4 | 2.8 | 2.8 | 2.8 | 2.8
|  | 2040 | terabtu | 1.1 | 1.1 | 1.1 | 1.1 | 1.1 | 48.6 | 48.6 | 48.6 | 48.6
|  | 2045 | terabtu | 1.1 | 1.1 | 1.1 | 1.1 | 1.1 | 48.6 | 48.6 | 48.6 | 48.6
|  | 2050 | terabtu | 1.1 | 1.1 | 1.1 | 1.1 | 1.1 | 48.6 | 48.6 | 48.6 | 48.6
| utah/nevada agg. | 2020 | terabtu | 0 | 0 | 0 | 0 | 0 | 0 | 0 | 0 | 0
|  | 2025 | terabtu | 0 | 0 | 0 | 0 | 0 | 0 | 0 | 0 | 0
|  | 2030 | terabtu | 0 | 0 | 0 | 0 | 0 | 0 | 0 | 0 | 0
|  | 2035 | terabtu | 0 | 0 | 0 | 0 | 0 | 0 | 0 | 0 | 0
|  | 2040 | terabtu | 0 | 0 | 0 | 0 | 0 | 0 | 0 | 0 | 0
|  | 2045 | terabtu | 0 | 0 | 0 | 0 | 0 | 0 | 0 | 0 | 0
|  | 2050 | terabtu | 0 | 0 | 0 | 0 | 0 | 0 | 0 | 0 | 0
biomass primary - herbaceous_50 | alaska agg. | 2020 | terabtu | 0 | 0 | 0 | 0 | 0 | 0 | 0 | 0 | 0
|  | 2025 | terabtu | 0 | 0 | 0 | 0 | 0 | 0 | 0 | 0 | 0
|  | 2030 | terabtu | 0 | 0 | 0 | 0 | 0 | 0 | 0 | 0 | 0
|  | 2035 | terabtu | 0 | 0 | 0 | 0 | 0 | 0 | 0 | 0 | 0
|  | 2040 | terabtu | 0 | 0 | 0 | 0 | 0 | 0 | 0 | 0 | 0
|  | 2045 | terabtu | 0 | 0 | 0 | 0 | 0 | 0 | 0 | 0 | 0
|  | 2050 | terabtu | 0 | 0 | 0 | 0 | 0 | 0 | 0 | 0 | 0
| california agg. | 2020 | terabtu | 32.4 | 32.4 | 32.4 | 32.4 | 32.4 | 32.4 | 32.4 | 32.4 | 32.4
|  | 2025 | terabtu | 34.1 | 34.1 | 34.1 | 34.1 | 34.1 | 34.1 | 34.1 | 34.1 | 34.1
|  | 2030 | terabtu | 34.7 | 34.7 | 34.7 | 34.7 | 34.7 | 34.7 | 34.7 | 34.7 | 34.7
|  | 2035 | terabtu | 35.3 | 35.3 | 35.3 | 35.3 | 35.3 | 35.3 | 35.3 | 35.3 | 35.3
|  | 2040 | terabtu | 35.9 | 35.9 | 35.9 | 35.9 | 35.9 | 35.9 | 35.9 | 35.9 | 35.9
|  | 2045 | terabtu | 35.9 | 35.9 | 35.9 | 35.9 | 35.9 | 35.9 | 35.9 | 35.9 | 35.9
|  | 2050 | terabtu | 35.9 | 35.9 | 35.9 | 35.9 | 35.9 | 35.9 | 35.9 | 35.9 | 35.9
| desert southwest agg. | 2020 | terabtu | 5.8 | 5.8 | 5.8 | 5.8 | 5.8 | 5.8 | 5.8 | 5.8 | 5.8
|  | 2025 | terabtu | 6.3 | 6.3 | 6.3 | 6.3 | 6.3 | 6.3 | 6.3 | 6.3 | 6.3
|  | 2030 | terabtu | 6.4 | 6.4 | 6.4 | 6.4 | 6.4 | 6.4 | 6.4 | 6.4 | 6.4
|  | 2035 | terabtu | 6.6 | 6.6 | 6.6 | 6.6 | 6.6 | 6.6 | 6.6 | 6.6 | 6.6
|  | 2040 | terabtu | 6.8 | 6.8 | 6.8 | 6.8 | 6.8 | 6.8 | 6.8 | 6.8 | 6.8
|  | 2045 | terabtu | 6.8 | 6.8 | 6.8 | 6.8 | 6.8 | 6.8 | 6.8 | 6.8 | 6.8
|  | 2050 | terabtu | 6.8 | 6.8 | 6.8 | 6.8 | 6.8 | 6.8 | 6.8 | 6.8 | 6.8
| florida agg. | 2020 | terabtu | 0.7 | 0.7 | 0.7 | 0.7 | 0.7 | 0.7 | 0.7 | 0.7 | 0.7
|  | 2025 | terabtu | 0.8 | 0.8 | 0.8 | 0.8 | 0.8 | 0.8 | 0.8 | 0.8 | 0.8
|  | 2030 | terabtu | 0.8 | 0.8 | 0.8 | 0.8 | 0.8 | 0.8 | 0.8 | 0.8 | 0.8
|  | 2035 | terabtu | 0.8 | 0.8 | 0.8 | 0.8 | 0.8 | 0.8 | 0.8 | 0.8 | 0.8
|  | 2040 | terabtu | 0.9 | 0.9 | 0.9 | 0.9 | 0.9 | 0.9 | 0.9 | 0.9 | 0.9
|  | 2045 | terabtu | 0.9 | 0.9 | 0.9 | 0.9 | 0.9 | 0.9 | 0.9 | 0.9 | 0.9
|  | 2050 | terabtu | 0.9 | 0.9 | 0.9 | 0.9 | 0.9 | 0.9 | 0.9 | 0.9 | 0.9
| hawaii agg. | 2020 | terabtu | 0 | 0 | 0 | 0 | 0 | 0 | 0 | 0 | 0
|  | 2025 | terabtu | 0 | 0 | 0 | 0 | 0 | 0 | 0 | 0 | 0
|  | 2030 | terabtu | 0 | 0 | 0 | 0 | 0 | 0 | 0 | 0 | 0
|  | 2035 | terabtu | 0 | 0 | 0 | 0 | 0 | 0 | 0 | 0 | 0
|  | 2040 | terabtu | 0 | 0 | 0 | 0 | 0 | 0 | 0 | 0 | 0
|  | 2045 | terabtu | 0 | 0 | 0 | 0 | 0 | 0 | 0 | 0 | 0
|  | 2050 | terabtu | 0 | 0 | 0 | 0 | 0 | 0 | 0 | 0 | 0
| louisiana and ozarks agg. | 2020 | terabtu | 73.3 | 73.3 | 73.3 | 73.3 | 73.3 | 73.3 | 73.3 | 73.3 | 73.3
|  | 2025 | terabtu | 77.4 | 77.4 | 77.4 | 77.4 | 77.4 | 77.4 | 77.4 | 77.4 | 77.4
|  | 2030 | terabtu | 78.8 | 78.8 | 78.8 | 78.8 | 78.8 | 78.8 | 78.8 | 78.8 | 78.8
|  | 2035 | terabtu | 80.3 | 80.3 | 80.3 | 80.3 | 80.3 | 80.3 | 80.3 | 80.3 | 80.3
|  | 2040 | terabtu | 81.7 | 81.7 | 81.7 | 81.7 | 81.7 | 81.7 | 81.7 | 81.7 | 81.7
|  | 2045 | terabtu | 81.7 | 81.7 | 81.7 | 81.7 | 81.7 | 81.7 | 81.7 | 81.7 | 81.7
|  | 2050 | terabtu | 81.7 | 81.7 | 81.7 | 81.7 | 81.7 | 81.7 | 81.7 | 81.7 | 81.7
| lower midwest agg. | 2020 | terabtu | 22.3 | 22.3 | 22.3 | 22.3 | 22.3 | 22.3 | 22.3 | 22.3 | 22.3
|  | 2025 | terabtu | 23.7 | 23.7 | 23.7 | 23.7 | 23.7 | 23.7 | 23.7 | 23.7 | 23.7
|  | 2030 | terabtu | 24.2 | 24.2 | 24.2 | 24.2 | 24.2 | 24.2 | 24.2 | 24.2 | 24.2
|  | 2035 | terabtu | 24.8 | 24.8 | 24.8 | 24.8 | 24.8 | 24.8 | 24.8 | 24.8 | 24.8
|  | 2040 | terabtu | 25.3 | 25.3 | 25.3 | 25.3 | 25.3 | 25.3 | 25.3 | 25.3 | 25.3
|  | 2045 | terabtu | 25.3 | 25.3 | 25.3 | 25.3 | 25.3 | 25.3 | 25.3 | 25.3 | 25.3
|  | 2050 | terabtu | 25.3 | 25.3 | 25.3 | 25.3 | 25.3 | 25.3 | 25.3 | 25.3 | 25.3
| mid-atlantic and great lakes agg. | 2020 | terabtu | 0.2 | 0.2 | 0.2 | 0.2 | 0.2 | 0.2 | 0.2 | 0.2 | 0.2
|  | 2025 | terabtu | 0.2 | 0.2 | 0.2 | 0.2 | 0.2 | 0.2 | 0.2 | 0.2 | 0.2
|  | 2030 | terabtu | 0.2 | 0.2 | 0.2 | 0.2 | 0.2 | 0.2 | 0.2 | 0.2 | 0.2
|  | 2035 | terabtu | 0.2 | 0.2 | 0.2 | 0.2 | 0.2 | 0.2 | 0.2 | 0.2 | 0.2
|  | 2040 | terabtu | 0.2 | 0.2 | 0.2 | 0.2 | 0.2 | 0.2 | 0.2 | 0.2 | 0.2
|  | 2045 | terabtu | 0.2 | 0.2 | 0.2 | 0.2 | 0.2 | 0.2 | 0.2 | 0.2 | 0.2
|  | 2050 | terabtu | 0.2 | 0.2 | 0.2 | 0.2 | 0.2 | 0.2 | 0.2 | 0.2 | 0.2
| new england agg. | 2020 | terabtu | 0 | 0 | 0 | 0 | 0 | 0 | 0 | 0 | 0
|  | 2025 | terabtu | 0 | 0 | 0 | 0 | 0 | 0 | 0 | 0 | 0
|  | 2030 | terabtu | 0 | 0 | 0 | 0 | 0 | 0 | 0 | 0 | 0
|  | 2035 | terabtu | 0 | 0 | 0 | 0 | 0 | 0 | 0 | 0 | 0
|  | 2040 | terabtu | 0 | 0 | 0 | 0 | 0 | 0 | 0 | 0 | 0
|  | 2045 | terabtu | 0 | 0 | 0 | 0 | 0 | 0 | 0 | 0 | 0
|  | 2050 | terabtu | 0 | 0 | 0 | 0 | 0 | 0 | 0 | 0 | 0
| new york agg. | 2020 | terabtu | 0 | 0 | 0 | 0 | 0 | 0 | 0 | 0 | 0
|  | 2025 | terabtu | 0 | 0 | 0 | 0 | 0 | 0 | 0 | 0 | 0
|  | 2030 | terabtu | 0 | 0 | 0 | 0 | 0 | 0 | 0 | 0 | 0
|  | 2035 | terabtu | 0 | 0 | 0 | 0 | 0 | 0 | 0 | 0 | 0
|  | 2040 | terabtu | 0 | 0 | 0 | 0 | 0 | 0 | 0 | 0 | 0
|  | 2045 | terabtu | 0 | 0 | 0 | 0 | 0 | 0 | 0 | 0 | 0
|  | 2050 | terabtu | 0 | 0 | 0 | 0 | 0 | 0 | 0 | 0 | 0
| pacific northwest agg. | 2020 | terabtu | 0.1 | 0.1 | 0.1 | 0.1 | 0.1 | 0.1 | 0.1 | 0.1 | 0.1
|  | 2025 | terabtu | 0.1 | 0.1 | 0.1 | 0.1 | 0.1 | 0.1 | 0.1 | 0.1 | 0.1
|  | 2030 | terabtu | 0.1 | 0.1 | 0.1 | 0.1 | 0.1 | 0.1 | 0.1 | 0.1 | 0.1
|  | 2035 | terabtu | 0.1 | 0.1 | 0.1 | 0.1 | 0.1 | 0.1 | 0.1 | 0.1 | 0.1
|  | 2040 | terabtu | 0.1 | 0.1 | 0.1 | 0.1 | 0.1 | 0.1 | 0.1 | 0.1 | 0.1
|  | 2045 | terabtu | 0.1 | 0.1 | 0.1 | 0.1 | 0.1 | 0.1 | 0.1 | 0.1 | 0.1
|  | 2050 | terabtu | 0.1 | 0.1 | 0.1 | 0.1 | 0.1 | 0.1 | 0.1 | 0.1 | 0.1
| rocky mountains agg. | 2020 | terabtu | 0 | 0 | 0 | 0 | 0 | 0 | 0 | 0 | 0
|  | 2025 | terabtu | 0 | 0 | 0 | 0 | 0 | 0 | 0 | 0 | 0
|  | 2030 | terabtu | 0 | 0 | 0 | 0 | 0 | 0 | 0 | 0 | 0
|  | 2035 | terabtu | 0 | 0 | 0 | 0 | 0 | 0 | 0 | 0 | 0
|  | 2040 | terabtu | 0 | 0 | 0 | 0 | 0 | 0 | 0 | 0 | 0
|  | 2045 | terabtu | 0 | 0 | 0 | 0 | 0 | 0 | 0 | 0 | 0
|  | 2050 | terabtu | 0 | 0 | 0 | 0 | 0 | 0 | 0 | 0 | 0
| southeast agg. | 2020 | terabtu | 37.9 | 37.9 | 37.9 | 37.9 | 37.9 | 37.9 | 37.9 | 37.9 | 37.9
|  | 2025 | terabtu | 40.9 | 40.9 | 40.9 | 40.9 | 40.9 | 40.9 | 40.9 | 40.9 | 40.9
|  | 2030 | terabtu | 42.3 | 42.3 | 42.3 | 42.3 | 42.3 | 42.3 | 42.3 | 42.3 | 42.3
|  | 2035 | terabtu | 43.6 | 43.6 | 43.6 | 43.6 | 43.6 | 43.6 | 43.6 | 43.6 | 43.6
|  | 2040 | terabtu | 45 | 45 | 45 | 45 | 45 | 45 | 45 | 45 | 45
|  | 2045 | terabtu | 45 | 45 | 45 | 45 | 45 | 45 | 45 | 45 | 45
|  | 2050 | terabtu | 45 | 45 | 45 | 45 | 45 | 45 | 45 | 45 | 45
| texas agg. | 2020 | terabtu | 37.1 | 37.1 | 37.1 | 37.1 | 37.1 | 37.1 | 37.1 | 37.1 | 37.1
|  | 2025 | terabtu | 40.3 | 40.3 | 40.3 | 40.3 | 40.3 | 40.3 | 40.3 | 40.3 | 40.3
|  | 2030 | terabtu | 41.8 | 41.8 | 41.8 | 41.8 | 41.8 | 41.8 | 41.8 | 41.8 | 41.8
|  | 2035 | terabtu | 43.4 | 43.4 | 43.4 | 43.4 | 43.4 | 43.4 | 43.4 | 43.4 | 43.4
|  | 2040 | terabtu | 44.9 | 44.9 | 44.9 | 44.9 | 44.9 | 44.9 | 44.9 | 44.9 | 44.9
|  | 2045 | terabtu | 44.9 | 44.9 | 44.9 | 44.9 | 44.9 | 44.9 | 44.9 | 44.9 | 44.9
|  | 2050 | terabtu | 44.9 | 44.9 | 44.9 | 44.9 | 44.9 | 44.9 | 44.9 | 44.9 | 44.9
| upper midwest agg. | 2020 | terabtu | 0 | 0 | 0 | 0 | 0 | 0 | 0 | 0 | 0
|  | 2025 | terabtu | 0 | 0 | 0 | 0 | 0 | 0 | 0 | 0 | 0
|  | 2030 | terabtu | 0 | 0 | 0 | 0 | 0 | 0 | 0 | 0 | 0
|  | 2035 | terabtu | 0 | 0 | 0 | 0 | 0 | 0 | 0 | 0 | 0
|  | 2040 | terabtu | 0 | 0 | 0 | 0 | 0 | 0 | 0 | 0 | 0
|  | 2045 | terabtu | 0 | 0 | 0 | 0 | 0 | 0 | 0 | 0 | 0
|  | 2050 | terabtu | 0 | 0 | 0 | 0 | 0 | 0 | 0 | 0 | 0
| utah/nevada agg. | 2020 | terabtu | 0.2 | 0.2 | 0.2 | 0.2 | 0.2 | 0.2 | 0.2 | 0.2 | 0.2
|  | 2025 | terabtu | 0.2 | 0.2 | 0.2 | 0.2 | 0.2 | 0.2 | 0.2 | 0.2 | 0.2
|  | 2030 | terabtu | 0.2 | 0.2 | 0.2 | 0.2 | 0.2 | 0.2 | 0.2 | 0.2 | 0.2
|  | 2035 | terabtu | 0.2 | 0.2 | 0.2 | 0.2 | 0.2 | 0.2 | 0.2 | 0.2 | 0.2
|  | 2040 | terabtu | 0.2 | 0.2 | 0.2 | 0.2 | 0.2 | 0.2 | 0.2 | 0.2 | 0.2
|  | 2045 | terabtu | 0.2 | 0.2 | 0.2 | 0.2 | 0.2 | 0.2 | 0.2 | 0.2 | 0.2
|  | 2050 | terabtu | 0.2 | 0.2 | 0.2 | 0.2 | 0.2 | 0.2 | 0.2 | 0.2 | 0.2
biomass primary - herbaceous_75 | alaska agg. | 2020 | terabtu | 0 | 0 | 0 | 0 | 0 | 0 | 0 | 0 | 0
|  | 2025 | terabtu | 0 | 0 | 0 | 0 | 0 | 0 | 0 | 0 | 0
|  | 2030 | terabtu | 0 | 0 | 0 | 0 | 0 | 0 | 0 | 0 | 0
|  | 2035 | terabtu | 0 | 0 | 0 | 0 | 0 | 0 | 0 | 0 | 0
|  | 2040 | terabtu | 0 | 0 | 0 | 0 | 0 | 0 | 0 | 0 | 0
|  | 2045 | terabtu | 0 | 0 | 0 | 0 | 0 | 0 | 0 | 0 | 0
|  | 2050 | terabtu | 0 | 0 | 0 | 0 | 0 | 0 | 0 | 0 | 0
| california agg. | 2020 | terabtu | 0 | 0 | 0 | 0 | 0 | 0 | 0 | 0 | 0
|  | 2025 | terabtu | 0 | 0 | 0 | 0 | 0 | 0 | 0 | 0 | 0
|  | 2030 | terabtu | 0 | 0 | 0 | 0 | 0 | 0 | 0 | 0 | 0
|  | 2035 | terabtu | 0 | 0 | 0 | 0 | 0 | 0 | 0 | 0 | 0
|  | 2040 | terabtu | 0 | 0 | 0 | 0 | 0 | 0 | 0 | 0 | 0
|  | 2045 | terabtu | 0 | 0 | 0 | 0 | 0 | 0 | 0 | 0 | 0
|  | 2050 | terabtu | 0 | 0 | 0 | 0 | 0 | 0 | 0 | 0 | 0
| desert southwest agg. | 2020 | terabtu | 0.7 | 0.7 | 0.7 | 0.7 | 0.7 | 0.7 | 0.7 | 0.7 | 0.7
|  | 2025 | terabtu | 0.7 | 0.7 | 0.7 | 0.7 | 0.7 | 0.7 | 0.7 | 0.7 | 0.7
|  | 2030 | terabtu | 0.7 | 0.7 | 0.7 | 0.7 | 0.7 | 0.7 | 0.7 | 0.7 | 0.7
|  | 2035 | terabtu | 0.8 | 0.8 | 0.8 | 0.8 | 0.8 | 0.8 | 0.8 | 0.8 | 0.8
|  | 2040 | terabtu | 1.4 | 1.4 | 1.4 | 1.4 | 1.4 | 1.4 | 1.4 | 1.4 | 1.4
|  | 2045 | terabtu | 2.1 | 2.1 | 2.1 | 2.1 | 2.1 | 2.1 | 2.1 | 2.1 | 2.1
|  | 2050 | terabtu | 2.2 | 2.2 | 2.2 | 2.2 | 2.2 | 2.2 | 2.2 | 2.2 | 2.2
| florida agg. | 2020 | terabtu | 0 | 0 | 0 | 0 | 0 | 0 | 0 | 0 | 0
|  | 2025 | terabtu | 0 | 0 | 0 | 0 | 0 | 0 | 0 | 0 | 0
|  | 2030 | terabtu | 0 | 0 | 0 | 0 | 0 | 0 | 0 | 0 | 0
|  | 2035 | terabtu | 0 | 0 | 0 | 0 | 0 | 0 | 0 | 0 | 0
|  | 2040 | terabtu | 0 | 0 | 0 | 0 | 0 | 0 | 0 | 0 | 0
|  | 2045 | terabtu | 0 | 0 | 0 | 0 | 0 | 0 | 0 | 0 | 0
|  | 2050 | terabtu | 0 | 0 | 0 | 0 | 0 | 0 | 0 | 0 | 0
| hawaii agg. | 2020 | terabtu | 0 | 0 | 0 | 0 | 0 | 0 | 0 | 0 | 0
|  | 2025 | terabtu | 0 | 0 | 0 | 0 | 0 | 0 | 0 | 0 | 0
|  | 2030 | terabtu | 0 | 0 | 0 | 0 | 0 | 0 | 0 | 0 | 0
|  | 2035 | terabtu | 0 | 0 | 0 | 0 | 0 | 0 | 0 | 0 | 0
|  | 2040 | terabtu | 0 | 0 | 0 | 0 | 0 | 0 | 0 | 0 | 0
|  | 2045 | terabtu | 0 | 0 | 0 | 0 | 0 | 0 | 0 | 0 | 0
|  | 2050 | terabtu | 0 | 0 | 0 | 0 | 0 | 0 | 0 | 0 | 0
| louisiana and ozarks agg. | 2020 | terabtu | 75.3 | 75.3 | 75.3 | 75.3 | 75.3 | 75.3 | 75.3 | 75.3 | 75.3
|  | 2025 | terabtu | 75.3 | 75.3 | 75.3 | 75.3 | 75.3 | 75.3 | 75.3 | 75.3 | 75.3
|  | 2030 | terabtu | 76.9 | 76.9 | 76.9 | 76.9 | 76.9 | 76.9 | 76.9 | 76.9 | 76.9
|  | 2035 | terabtu | 93.9 | 93.9 | 93.9 | 93.9 | 93.9 | 93.9 | 93.9 | 93.9 | 93.9
|  | 2040 | terabtu | 198 | 198 | 198 | 198 | 198 | 198 | 198 | 198 | 198
|  | 2045 | terabtu | 302.1 | 302.1 | 302.1 | 302.1 | 302.1 | 302.1 | 302.1 | 302.1 | 302.1
|  | 2050 | terabtu | 319.1 | 319.1 | 319.1 | 319.1 | 319.1 | 319.1 | 319.1 | 319.1 | 319.1
| lower midwest agg. | 2020 | terabtu | 62.8 | 62.8 | 62.8 | 62.8 | 62.8 | 62.8 | 62.8 | 62.8 | 62.8
|  | 2025 | terabtu | 62.8 | 62.8 | 62.8 | 62.8 | 62.8 | 62.8 | 62.8 | 62.8 | 62.8
|  | 2030 | terabtu | 64.4 | 64.4 | 64.4 | 64.4 | 64.4 | 64.4 | 64.4 | 64.4 | 64.4
|  | 2035 | terabtu | 81.1 | 81.1 | 81.1 | 81.1 | 81.1 | 81.1 | 81.1 | 81.1 | 81.1
|  | 2040 | terabtu | 183.6 | 183.6 | 183.6 | 183.6 | 183.6 | 183.6 | 183.6 | 183.6 | 183.6
|  | 2045 | terabtu | 286.1 | 286.1 | 286.1 | 286.1 | 286.1 | 286.1 | 286.1 | 286.1 | 286.1
|  | 2050 | terabtu | 302.8 | 302.8 | 302.8 | 302.8 | 302.8 | 302.8 | 302.8 | 302.8 | 302.8
| mid-atlantic and great lakes agg. | 2020 | terabtu | 303.6 | 303.6 | 303.6 | 303.6 | 303.6 | 303.6 | 303.6 | 303.6 | 303.6
|  | 2025 | terabtu | 303.6 | 303.6 | 303.6 | 303.6 | 303.6 | 303.6 | 303.6 | 303.6 | 303.6
|  | 2030 | terabtu | 310.7 | 310.7 | 310.7 | 310.7 | 310.7 | 310.7 | 310.7 | 310.7 | 310.7
|  | 2035 | terabtu | 383.5 | 383.5 | 383.5 | 383.5 | 383.5 | 383.5 | 383.5 | 383.5 | 383.5
|  | 2040 | terabtu | 830 | 830 | 830 | 830 | 830 | 830 | 830 | 830 | 830
|  | 2045 | terabtu | 1276.4 | 1276.4 | 1276.4 | 1276.4 | 1276.4 | 1276.4 | 1276.4 | 1276.4 | 1276.4
|  | 2050 | terabtu | 1349.2 | 1349.2 | 1349.2 | 1349.2 | 1349.2 | 1349.2 | 1349.2 | 1349.2 | 1349.2
| new england agg. | 2020 | terabtu | 0 | 0 | 0 | 0 | 0 | 0 | 0 | 0 | 0
|  | 2025 | terabtu | 0 | 0 | 0 | 0 | 0 | 0 | 0 | 0 | 0
|  | 2030 | terabtu | 0 | 0 | 0 | 0 | 0 | 0 | 0 | 0 | 0
|  | 2035 | terabtu | 0 | 0 | 0 | 0 | 0 | 0 | 0 | 0 | 0
|  | 2040 | terabtu | 0 | 0 | 0 | 0 | 0 | 0 | 0 | 0 | 0
|  | 2045 | terabtu | 0 | 0 | 0 | 0 | 0 | 0 | 0 | 0 | 0
|  | 2050 | terabtu | 0 | 0 | 0 | 0 | 0 | 0 | 0 | 0 | 0
| new york agg. | 2020 | terabtu | 6.7 | 6.7 | 6.7 | 6.7 | 6.7 | 6.7 | 6.7 | 6.7 | 6.7
|  | 2025 | terabtu | 6.7 | 6.7 | 6.7 | 6.7 | 6.7 | 6.7 | 6.7 | 6.7 | 6.7
|  | 2030 | terabtu | 6.8 | 6.8 | 6.8 | 6.8 | 6.8 | 6.8 | 6.8 | 6.8 | 6.8
|  | 2035 | terabtu | 7.8 | 7.8 | 7.8 | 7.8 | 7.8 | 7.8 | 7.8 | 7.8 | 7.8
|  | 2040 | terabtu | 14 | 14 | 14 | 14 | 14 | 14 | 14 | 14 | 14
|  | 2045 | terabtu | 20.3 | 20.3 | 20.3 | 20.3 | 20.3 | 20.3 | 20.3 | 20.3 | 20.3
|  | 2050 | terabtu | 21.3 | 21.3 | 21.3 | 21.3 | 21.3 | 21.3 | 21.3 | 21.3 | 21.3
| pacific northwest agg. | 2020 | terabtu | 0 | 0 | 0 | 0 | 0 | 0 | 0 | 0 | 0
|  | 2025 | terabtu | 0 | 0 | 0 | 0 | 0 | 0 | 0 | 0 | 0
|  | 2030 | terabtu | 0 | 0 | 0 | 0 | 0 | 0 | 0 | 0 | 0
|  | 2035 | terabtu | 0 | 0 | 0 | 0 | 0 | 0 | 0 | 0 | 0
|  | 2040 | terabtu | 0 | 0 | 0 | 0 | 0 | 0 | 0 | 0 | 0
|  | 2045 | terabtu | 0 | 0 | 0 | 0 | 0 | 0 | 0 | 0 | 0
|  | 2050 | terabtu | 0 | 0 | 0 | 0 | 0 | 0 | 0 | 0 | 0
| rocky mountains agg. | 2020 | terabtu | 26.3 | 26.3 | 26.3 | 26.3 | 26.3 | 26.3 | 26.3 | 26.3 | 26.3
|  | 2025 | terabtu | 26.3 | 26.3 | 26.3 | 26.3 | 26.3 | 26.3 | 26.3 | 26.3 | 26.3
|  | 2030 | terabtu | 26.6 | 26.6 | 26.6 | 26.6 | 26.6 | 26.6 | 26.6 | 26.6 | 26.6
|  | 2035 | terabtu | 29.3 | 29.3 | 29.3 | 29.3 | 29.3 | 29.3 | 29.3 | 29.3 | 29.3
|  | 2040 | terabtu | 45.7 | 45.7 | 45.7 | 45.7 | 45.7 | 45.7 | 45.7 | 45.7 | 45.7
|  | 2045 | terabtu | 62 | 62 | 62 | 62 | 62 | 62 | 62 | 62 | 62
|  | 2050 | terabtu | 64.7 | 64.7 | 64.7 | 64.7 | 64.7 | 64.7 | 64.7 | 64.7 | 64.7
| southeast agg. | 2020 | terabtu | 51.1 | 51.1 | 51.1 | 51.1 | 51.1 | 51.1 | 51.1 | 51.1 | 51.1
|  | 2025 | terabtu | 51.1 | 51.1 | 51.1 | 51.1 | 51.1 | 51.1 | 51.1 | 51.1 | 51.1
|  | 2030 | terabtu | 52.5 | 52.5 | 52.5 | 52.5 | 52.5 | 52.5 | 52.5 | 52.5 | 52.5
|  | 2035 | terabtu | 66.9 | 66.9 | 66.9 | 66.9 | 66.9 | 66.9 | 66.9 | 66.9 | 66.9
|  | 2040 | terabtu | 155 | 155 | 155 | 155 | 155 | 155 | 155 | 155 | 155
|  | 2045 | terabtu | 243.2 | 243.2 | 243.2 | 243.2 | 243.2 | 243.2 | 243.2 | 243.2 | 243.2
|  | 2050 | terabtu | 257.5 | 257.5 | 257.5 | 257.5 | 257.5 | 257.5 | 257.5 | 257.5 | 257.5
| texas agg. | 2020 | terabtu | 19.7 | 19.7 | 19.7 | 19.7 | 19.7 | 19.7 | 19.7 | 19.7 | 19.7
|  | 2025 | terabtu | 19.7 | 19.7 | 19.7 | 19.7 | 19.7 | 19.7 | 19.7 | 19.7 | 19.7
|  | 2030 | terabtu | 20 | 20 | 20 | 20 | 20 | 20 | 20 | 20 | 20
|  | 2035 | terabtu | 23.3 | 23.3 | 23.3 | 23.3 | 23.3 | 23.3 | 23.3 | 23.3 | 23.3
|  | 2040 | terabtu | 43.4 | 43.4 | 43.4 | 43.4 | 43.4 | 43.4 | 43.4 | 43.4 | 43.4
|  | 2045 | terabtu | 63.6 | 63.6 | 63.6 | 63.6 | 63.6 | 63.6 | 63.6 | 63.6 | 63.6
|  | 2050 | terabtu | 66.9 | 66.9 | 66.9 | 66.9 | 66.9 | 66.9 | 66.9 | 66.9 | 66.9
| upper midwest agg. | 2020 | terabtu | 553.9 | 553.9 | 553.9 | 553.9 | 553.9 | 553.9 | 553.9 | 553.9 | 553.9
|  | 2025 | terabtu | 553.9 | 553.9 | 553.9 | 553.9 | 553.9 | 553.9 | 553.9 | 553.9 | 553.9
|  | 2030 | terabtu | 563.3 | 563.3 | 563.3 | 563.3 | 563.3 | 563.3 | 563.3 | 563.3 | 563.3
|  | 2035 | terabtu | 660 | 660 | 660 | 660 | 660 | 660 | 660 | 660 | 660
|  | 2040 | terabtu | 1253.4 | 1253.4 | 1253.4 | 1253.4 | 1253.4 | 1253.4 | 1253.4 | 1253.4 | 1253.4
|  | 2045 | terabtu | 1846.8 | 1846.8 | 1846.8 | 1846.8 | 1846.8 | 1846.8 | 1846.8 | 1846.8 | 1846.8
|  | 2050 | terabtu | 1943.6 | 1943.6 | 1943.6 | 1943.6 | 1943.6 | 1943.6 | 1943.6 | 1943.6 | 1943.6
| utah/nevada agg. | 2020 | terabtu | 0 | 0 | 0 | 0 | 0 | 0 | 0 | 0 | 0
|  | 2025 | terabtu | 0 | 0 | 0 | 0 | 0 | 0 | 0 | 0 | 0
|  | 2030 | terabtu | 0 | 0 | 0 | 0 | 0 | 0 | 0 | 0 | 0
|  | 2035 | terabtu | 0 | 0 | 0 | 0 | 0 | 0 | 0 | 0 | 0
|  | 2040 | terabtu | 0 | 0 | 0 | 0 | 0 | 0 | 0 | 0 | 0
|  | 2045 | terabtu | 0 | 0 | 0 | 0 | 0 | 0 | 0 | 0 | 0
|  | 2050 | terabtu | 0 | 0 | 0 | 0 | 0 | 0 | 0 | 0 | 0
biomass primary - herbaceous_80 | alaska agg. | 2020 | terabtu | 0 | 0 | 0 | 0 | 0 | 0 | 0 | 0 | 0
|  | 2025 | terabtu | 0 | 0 | 0 | 0 | 0 | 0 | 0 | 0 | 0
|  | 2030 | terabtu | 0 | 0 | 0 | 0 | 0 | 0 | 0 | 0 | 0
|  | 2035 | terabtu | 0 | 0 | 0 | 0 | 0 | 0 | 0 | 0 | 0
|  | 2040 | terabtu | 0 | 0 | 0 | 0 | 0 | 0 | 0 | 0 | 0
|  | 2045 | terabtu | 0 | 0 | 0 | 0 | 0 | 0 | 0 | 0 | 0
|  | 2050 | terabtu | 0 | 0 | 0 | 0 | 0 | 0 | 0 | 0 | 0
| california agg. | 2020 | terabtu | 0 | 0 | 0 | 0 | 0 | 0 | 0 | 0 | 0
|  | 2025 | terabtu | 0 | 0 | 0 | 0 | 0 | 0 | 0 | 0 | 0
|  | 2030 | terabtu | 0 | 0 | 0 | 0 | 0 | 0 | 0 | 0 | 0
|  | 2035 | terabtu | 0 | 0 | 0 | 0 | 0 | 0 | 0 | 0 | 0
|  | 2040 | terabtu | 0 | 0 | 0 | 0 | 0 | 0 | 0 | 0 | 0
|  | 2045 | terabtu | 0 | 0 | 0 | 0 | 0 | 0 | 0 | 0 | 0
|  | 2050 | terabtu | 0 | 0 | 0 | 0 | 0 | 0 | 0 | 0 | 0
| desert southwest agg. | 2020 | terabtu | 0 | 0 | 0 | 0 | 0 | 0 | 0 | 0 | 0
|  | 2025 | terabtu | 0 | 0 | 0 | 0 | 0 | 0 | 0 | 0 | 0
|  | 2030 | terabtu | 0 | 0 | 0 | 0 | 0 | 0 | 0 | 0 | 0
|  | 2035 | terabtu | 0 | 0 | 0 | 0 | 0 | 0 | 0 | 0 | 0
|  | 2040 | terabtu | 0 | 0 | 0 | 0 | 0 | 0 | 0 | 0 | 0
|  | 2045 | terabtu | 0 | 0 | 0 | 0 | 0 | 0 | 0 | 0 | 0
|  | 2050 | terabtu | 0 | 0 | 0 | 0 | 0 | 0 | 0 | 0 | 0
| florida agg. | 2020 | terabtu | 0 | 0 | 0 | 0 | 0 | 0 | 0 | 0 | 0
|  | 2025 | terabtu | 0 | 0 | 0 | 0 | 0 | 0 | 0 | 0 | 0
|  | 2030 | terabtu | 0 | 0 | 0 | 0 | 0 | 0 | 0 | 0 | 0
|  | 2035 | terabtu | 0 | 0 | 0 | 0 | 0 | 0 | 0 | 0 | 0
|  | 2040 | terabtu | 0 | 0 | 0 | 0 | 0 | 0 | 0 | 0 | 0
|  | 2045 | terabtu | 0 | 0 | 0 | 0 | 0 | 0 | 0 | 0 | 0
|  | 2050 | terabtu | 0 | 0 | 0 | 0 | 0 | 0 | 0 | 0 | 0
| hawaii agg. | 2020 | terabtu | 0 | 0 | 0 | 0 | 0 | 0 | 0 | 0 | 0
|  | 2025 | terabtu | 0 | 0 | 0 | 0 | 0 | 0 | 0 | 0 | 0
|  | 2030 | terabtu | 0 | 0 | 0 | 0 | 0 | 0 | 0 | 0 | 0
|  | 2035 | terabtu | 0 | 0 | 0 | 0 | 0 | 0 | 0 | 0 | 0
|  | 2040 | terabtu | 0 | 0 | 0 | 0 | 0 | 0 | 0 | 0 | 0
|  | 2045 | terabtu | 0 | 0 | 0 | 0 | 0 | 0 | 0 | 0 | 0
|  | 2050 | terabtu | 0 | 0 | 0 | 0 | 0 | 0 | 0 | 0 | 0
| louisiana and ozarks agg. | 2020 | terabtu | 0 | 0 | 0 | 0 | 0 | 0 | 0 | 0 | 0
|  | 2025 | terabtu | 0 | 0 | 0 | 0 | 0 | 0 | 0 | 0 | 0
|  | 2030 | terabtu | 0 | 0 | 0 | 0 | 0 | 0 | 0 | 0 | 0
|  | 2035 | terabtu | 0 | 0 | 0 | 0 | 0 | 0 | 0 | 0 | 0
|  | 2040 | terabtu | 0 | 0 | 0 | 0 | 0 | 0 | 0 | 0 | 0
|  | 2045 | terabtu | 0 | 0 | 0 | 0 | 0 | 0 | 0 | 0 | 0
|  | 2050 | terabtu | 0 | 0 | 0 | 0 | 0 | 0 | 0 | 0 | 0
| lower midwest agg. | 2020 | terabtu | 0 | 0 | 0 | 0 | 0 | 0 | 0 | 0 | 0
|  | 2025 | terabtu | 0.4 | 0.4 | 0.4 | 0.4 | 0.4 | 0.4 | 0.4 | 0.4 | 0.4
|  | 2030 | terabtu | 12.2 | 12.2 | 12.2 | 12.2 | 12.2 | 13.6 | 13.6 | 13.6 | 13.6
|  | 2035 | terabtu | 20 | 20 | 20 | 20 | 20 | 23.3 | 23.3 | 23.3 | 23.3
|  | 2040 | terabtu | 27.5 | 27.5 | 27.5 | 27.5 | 27.5 | 32.9 | 32.9 | 32.9 | 32.9
|  | 2045 | terabtu | 27.5 | 27.5 | 27.5 | 27.5 | 27.5 | 32.9 | 32.9 | 32.9 | 32.9
|  | 2050 | terabtu | 27.5 | 27.5 | 27.5 | 27.5 | 27.5 | 32.9 | 32.9 | 32.9 | 32.9
| mid-atlantic and great lakes agg. | 2020 | terabtu | 0 | 0 | 0 | 0 | 0 | 0 | 0 | 0 | 0
|  | 2025 | terabtu | 0 | 0 | 0 | 0 | 0 | 0 | 0 | 0 | 0
|  | 2030 | terabtu | 0 | 0 | 0 | 0 | 0 | 0 | 0 | 0 | 0
|  | 2035 | terabtu | 0 | 0 | 0 | 0 | 0 | 0 | 0 | 0 | 0
|  | 2040 | terabtu | 0 | 0 | 0 | 0 | 0 | 0 | 0 | 0 | 0
|  | 2045 | terabtu | 0 | 0 | 0 | 0 | 0 | 0 | 0 | 0 | 0
|  | 2050 | terabtu | 0 | 0 | 0 | 0 | 0 | 0 | 0 | 0 | 0
| new england agg. | 2020 | terabtu | 0 | 0 | 0 | 0 | 0 | 0 | 0 | 0 | 0
|  | 2025 | terabtu | 0 | 0 | 0 | 0 | 0 | 0 | 0 | 0 | 0
|  | 2030 | terabtu | 0 | 0 | 0 | 0 | 0 | 0 | 0 | 0 | 0
|  | 2035 | terabtu | 0 | 0 | 0 | 0 | 0 | 0 | 0 | 0 | 0
|  | 2040 | terabtu | 0 | 0 | 0 | 0 | 0 | 0 | 0 | 0 | 0
|  | 2045 | terabtu | 0 | 0 | 0 | 0 | 0 | 0 | 0 | 0 | 0
|  | 2050 | terabtu | 0 | 0 | 0 | 0 | 0 | 0 | 0 | 0 | 0
| new york agg. | 2020 | terabtu | 0 | 0 | 0 | 0 | 0 | 0 | 0 | 0 | 0
|  | 2025 | terabtu | 0 | 0 | 0 | 0 | 0 | 0 | 0 | 0 | 0
|  | 2030 | terabtu | 0 | 0 | 0 | 0 | 0 | 0 | 0 | 0 | 0
|  | 2035 | terabtu | 0 | 0 | 0 | 0 | 0 | 0 | 0 | 0 | 0
|  | 2040 | terabtu | 0 | 0 | 0 | 0 | 0 | 0 | 0 | 0 | 0
|  | 2045 | terabtu | 0 | 0 | 0 | 0 | 0 | 0 | 0 | 0 | 0
|  | 2050 | terabtu | 0 | 0 | 0 | 0 | 0 | 0 | 0 | 0 | 0
| pacific northwest agg. | 2020 | terabtu | 22.9 | 22.9 | 22.9 | 22.9 | 22.9 | 22.9 | 22.9 | 22.9 | 22.9
|  | 2025 | terabtu | 31.9 | 31.9 | 31.9 | 31.9 | 31.9 | 31.9 | 31.9 | 31.9 | 31.9
|  | 2030 | terabtu | 34.4 | 34.4 | 34.4 | 34.4 | 34.4 | 34.4 | 34.4 | 34.4 | 34.4
|  | 2035 | terabtu | 38.3 | 38.3 | 38.3 | 38.3 | 38.3 | 38.3 | 38.3 | 38.3 | 38.3
|  | 2040 | terabtu | 39.4 | 39.4 | 39.4 | 39.4 | 39.4 | 39.4 | 39.4 | 39.4 | 39.4
|  | 2045 | terabtu | 39.4 | 39.4 | 39.4 | 39.4 | 39.4 | 39.4 | 39.4 | 39.4 | 39.4
|  | 2050 | terabtu | 39.4 | 39.4 | 39.4 | 39.4 | 39.4 | 39.4 | 39.4 | 39.4 | 39.4
| rocky mountains agg. | 2020 | terabtu | 0.3 | 0.3 | 0.3 | 0.3 | 0.3 | 0.3 | 0.3 | 0.3 | 0.3
|  | 2025 | terabtu | 3.7 | 3.7 | 3.7 | 3.7 | 3.7 | 5.7 | 5.7 | 5.7 | 5.7
|  | 2030 | terabtu | 9.8 | 9.8 | 9.8 | 9.8 | 9.8 | 15.2 | 15.2 | 15.2 | 15.2
|  | 2035 | terabtu | 21.5 | 21.5 | 21.5 | 21.5 | 21.5 | 31.5 | 31.5 | 31.5 | 31.5
|  | 2040 | terabtu | 27.8 | 27.8 | 27.8 | 27.8 | 27.8 | 39.5 | 39.5 | 39.5 | 39.5
|  | 2045 | terabtu | 27.8 | 27.8 | 27.8 | 27.8 | 27.8 | 39.5 | 39.5 | 39.5 | 39.5
|  | 2050 | terabtu | 27.8 | 27.8 | 27.8 | 27.8 | 27.8 | 39.5 | 39.5 | 39.5 | 39.5
| southeast agg. | 2020 | terabtu | 0 | 0 | 0 | 0 | 0 | 0 | 0 | 0 | 0
|  | 2025 | terabtu | 0 | 0 | 0 | 0 | 0 | 0 | 0 | 0 | 0
|  | 2030 | terabtu | 0 | 0 | 0 | 0 | 0 | 0 | 0 | 0 | 0
|  | 2035 | terabtu | 0 | 0 | 0 | 0 | 0 | 0 | 0 | 0 | 0
|  | 2040 | terabtu | 0 | 0 | 0 | 0 | 0 | 0 | 0 | 0 | 0
|  | 2045 | terabtu | 0 | 0 | 0 | 0 | 0 | 0 | 0 | 0 | 0
|  | 2050 | terabtu | 0 | 0 | 0 | 0 | 0 | 0 | 0 | 0 | 0
| texas agg. | 2020 | terabtu | 0 | 0 | 0 | 0 | 0 | 0 | 0 | 0 | 0
|  | 2025 | terabtu | 0 | 0 | 0 | 0 | 0 | 0 | 0 | 0 | 0
|  | 2030 | terabtu | 0 | 0 | 0 | 0 | 0 | 0 | 0 | 0 | 0
|  | 2035 | terabtu | 0 | 0 | 0 | 0 | 0 | 0 | 0 | 0 | 0
|  | 2040 | terabtu | 0 | 0 | 0 | 0 | 0 | 0 | 0 | 0 | 0
|  | 2045 | terabtu | 0 | 0 | 0 | 0 | 0 | 0 | 0 | 0 | 0
|  | 2050 | terabtu | 0 | 0 | 0 | 0 | 0 | 0 | 0 | 0 | 0
| upper midwest agg. | 2020 | terabtu | 2.8 | 2.8 | 2.8 | 2.8 | 2.8 | 2.8 | 2.8 | 2.8 | 2.8
|  | 2025 | terabtu | 68.2 | 68.2 | 68.2 | 68.2 | 68.2 | 106.8 | 106.8 | 106.8 | 106.8
|  | 2030 | terabtu | 166.1 | 166.1 | 166.1 | 166.1 | 166.1 | 260.1 | 260.1 | 260.1 | 260.1
|  | 2035 | terabtu | 288.8 | 288.8 | 288.8 | 288.8 | 288.8 | 452.5 | 452.5 | 452.5 | 452.5
|  | 2040 | terabtu | 340.7 | 340.7 | 340.7 | 340.7 | 340.7 | 528.8 | 528.8 | 528.8 | 528.8
|  | 2045 | terabtu | 340.7 | 340.7 | 340.7 | 340.7 | 340.7 | 528.8 | 528.8 | 528.8 | 528.8
|  | 2050 | terabtu | 340.7 | 340.7 | 340.7 | 340.7 | 340.7 | 528.8 | 528.8 | 528.8 | 528.8
| utah/nevada agg. | 2020 | terabtu | 0 | 0 | 0 | 0 | 0 | 0 | 0 | 0 | 0
|  | 2025 | terabtu | 0 | 0 | 0 | 0 | 0 | 0 | 0 | 0 | 0
|  | 2030 | terabtu | 0 | 0 | 0 | 0 | 0 | 0 | 0 | 0 | 0
|  | 2035 | terabtu | 0.1 | 0.1 | 0.1 | 0.1 | 0.1 | 0.1 | 0.1 | 0.1 | 0.1
|  | 2040 | terabtu | 0.1 | 0.1 | 0.1 | 0.1 | 0.1 | 0.1 | 0.1 | 0.1 | 0.1
|  | 2045 | terabtu | 0.1 | 0.1 | 0.1 | 0.1 | 0.1 | 0.1 | 0.1 | 0.1 | 0.1
|  | 2050 | terabtu | 0.1 | 0.1 | 0.1 | 0.1 | 0.1 | 0.1 | 0.1 | 0.1 | 0.1
biomass primary - herbaceous_85 | alaska agg. | 2020 | terabtu | 0 | 0 | 0 | 0 | 0 | 0 | 0 | 0 | 0
|  | 2025 | terabtu | 0 | 0 | 0 | 0 | 0 | 0 | 0 | 0 | 0
|  | 2030 | terabtu | 0 | 0 | 0 | 0 | 0 | 0 | 0 | 0 | 0
|  | 2035 | terabtu | 0 | 0 | 0 | 0 | 0 | 0 | 0 | 0 | 0
|  | 2040 | terabtu | 0 | 0 | 0 | 0 | 0 | 0 | 0 | 0 | 0
|  | 2045 | terabtu | 0 | 0 | 0 | 0 | 0 | 0 | 0 | 0 | 0
|  | 2050 | terabtu | 0 | 0 | 0 | 0 | 0 | 0 | 0 | 0 | 0
| california agg. | 2020 | terabtu | 0 | 0 | 0 | 0 | 0 | 0 | 0 | 0 | 0
|  | 2025 | terabtu | 0 | 0 | 0 | 0 | 0 | 0 | 0 | 0 | 0
|  | 2030 | terabtu | 0 | 0 | 0 | 0 | 0 | 0 | 0 | 0 | 0
|  | 2035 | terabtu | 0 | 0 | 0 | 0 | 0 | 0 | 0 | 0 | 0
|  | 2040 | terabtu | 0 | 0 | 0 | 0 | 0 | 0 | 0 | 0 | 0
|  | 2045 | terabtu | 0 | 0 | 0 | 0 | 0 | 0 | 0 | 0 | 0
|  | 2050 | terabtu | 0 | 0 | 0 | 0 | 0 | 0 | 0 | 0 | 0
| desert southwest agg. | 2020 | terabtu | 0 | 0 | 0 | 0 | 0 | 0 | 0 | 0 | 0
|  | 2025 | terabtu | 0 | 0 | 0 | 0 | 0 | 0 | 0 | 0 | 0
|  | 2030 | terabtu | 0 | 0 | 0 | 0 | 0 | 0 | 0 | 0 | 0
|  | 2035 | terabtu | 0 | 0 | 0 | 0 | 0 | 0 | 0 | 0 | 0
|  | 2040 | terabtu | 0.1 | 0.1 | 0.1 | 0.1 | 0.1 | 0.1 | 0.1 | 0.1 | 0.1
|  | 2045 | terabtu | 0.1 | 0.1 | 0.1 | 0.1 | 0.1 | 0.1 | 0.1 | 0.1 | 0.1
|  | 2050 | terabtu | 0.1 | 0.1 | 0.1 | 0.1 | 0.1 | 0.1 | 0.1 | 0.1 | 0.1
| florida agg. | 2020 | terabtu | 0 | 0 | 0 | 0 | 0 | 0 | 0 | 0 | 0
|  | 2025 | terabtu | 0 | 0 | 0 | 0 | 0 | 0 | 0 | 0 | 0
|  | 2030 | terabtu | 0 | 0 | 0 | 0 | 0 | 0 | 0 | 0 | 0
|  | 2035 | terabtu | 0 | 0 | 0 | 0 | 0 | 0 | 0 | 0 | 0
|  | 2040 | terabtu | 0 | 0 | 0 | 0 | 0 | 0 | 0 | 0 | 0
|  | 2045 | terabtu | 0 | 0 | 0 | 0 | 0 | 0 | 0 | 0 | 0
|  | 2050 | terabtu | 0 | 0 | 0 | 0 | 0 | 0 | 0 | 0 | 0
| hawaii agg. | 2020 | terabtu | 0 | 0 | 0 | 0 | 0 | 0 | 0 | 0 | 0
|  | 2025 | terabtu | 0 | 0 | 0 | 0 | 0 | 0 | 0 | 0 | 0
|  | 2030 | terabtu | 0 | 0 | 0 | 0 | 0 | 0 | 0 | 0 | 0
|  | 2035 | terabtu | 0 | 0 | 0 | 0 | 0 | 0 | 0 | 0 | 0
|  | 2040 | terabtu | 0 | 0 | 0 | 0 | 0 | 0 | 0 | 0 | 0
|  | 2045 | terabtu | 0 | 0 | 0 | 0 | 0 | 0 | 0 | 0 | 0
|  | 2050 | terabtu | 0 | 0 | 0 | 0 | 0 | 0 | 0 | 0 | 0
| louisiana and ozarks agg. | 2020 | terabtu | 0 | 0 | 0 | 0 | 0 | 0 | 0 | 0 | 0
|  | 2025 | terabtu | 0 | 0 | 0 | 0 | 0 | 0 | 0 | 0 | 0
|  | 2030 | terabtu | 0 | 0 | 0 | 0 | 0 | 0 | 0 | 0 | 0
|  | 2035 | terabtu | 0 | 0 | 0 | 0 | 0 | 0 | 0 | 0 | 0
|  | 2040 | terabtu | 0 | 0 | 0 | 0 | 0 | 0.2 | 0.2 | 0.2 | 0.2
|  | 2045 | terabtu | 0 | 0 | 0 | 0 | 0 | 0.2 | 0.2 | 0.2 | 0.2
|  | 2050 | terabtu | 0 | 0 | 0 | 0 | 0 | 0.2 | 0.2 | 0.2 | 0.2
| lower midwest agg. | 2020 | terabtu | 18.1 | 18.1 | 18.1 | 18.1 | 18.1 | 21.5 | 21.5 | 21.5 | 21.5
|  | 2025 | terabtu | 22.7 | 22.7 | 22.7 | 22.7 | 22.7 | 27.3 | 27.3 | 27.3 | 27.3
|  | 2030 | terabtu | 20.1 | 20.1 | 20.1 | 20.1 | 20.1 | 24.9 | 24.9 | 24.9 | 24.9
|  | 2035 | terabtu | 19.3 | 19.3 | 19.3 | 19.3 | 19.3 | 29.5 | 29.5 | 29.5 | 29.5
|  | 2040 | terabtu | 13.9 | 13.9 | 13.9 | 13.9 | 13.9 | 90.8 | 90.8 | 90.8 | 90.8
|  | 2045 | terabtu | 13.9 | 13.9 | 13.9 | 13.9 | 13.9 | 90.8 | 90.8 | 90.8 | 90.8
|  | 2050 | terabtu | 13.9 | 13.9 | 13.9 | 13.9 | 13.9 | 90.8 | 90.8 | 90.8 | 90.8
| mid-atlantic and great lakes agg. | 2020 | terabtu | 0 | 0 | 0 | 0 | 0 | 0 | 0 | 0 | 0
|  | 2025 | terabtu | 0 | 0 | 0 | 0 | 0 | 0 | 0 | 0 | 0
|  | 2030 | terabtu | 0 | 0 | 0 | 0 | 0 | 0 | 0 | 0 | 0
|  | 2035 | terabtu | 0 | 0 | 0 | 0 | 0 | 0 | 0 | 0 | 0
|  | 2040 | terabtu | 0 | 0 | 0 | 0 | 0 | 0.6 | 0.6 | 0.6 | 0.6
|  | 2045 | terabtu | 0 | 0 | 0 | 0 | 0 | 0.6 | 0.6 | 0.6 | 0.6
|  | 2050 | terabtu | 0 | 0 | 0 | 0 | 0 | 0.6 | 0.6 | 0.6 | 0.6
| new england agg. | 2020 | terabtu | 0 | 0 | 0 | 0 | 0 | 0 | 0 | 0 | 0
|  | 2025 | terabtu | 0 | 0 | 0 | 0 | 0 | 0 | 0 | 0 | 0
|  | 2030 | terabtu | 0 | 0 | 0 | 0 | 0 | 0 | 0 | 0 | 0
|  | 2035 | terabtu | 0 | 0 | 0 | 0 | 0 | 0 | 0 | 0 | 0
|  | 2040 | terabtu | 0 | 0 | 0 | 0 | 0 | 0 | 0 | 0 | 0
|  | 2045 | terabtu | 0 | 0 | 0 | 0 | 0 | 0 | 0 | 0 | 0
|  | 2050 | terabtu | 0 | 0 | 0 | 0 | 0 | 0 | 0 | 0 | 0
| new york agg. | 2020 | terabtu | 0 | 0 | 0 | 0 | 0 | 0 | 0 | 0 | 0
|  | 2025 | terabtu | 0 | 0 | 0 | 0 | 0 | 0 | 0 | 0 | 0
|  | 2030 | terabtu | 0 | 0 | 0 | 0 | 0 | 0 | 0 | 0 | 0
|  | 2035 | terabtu | 0 | 0 | 0 | 0 | 0 | 0 | 0 | 0 | 0
|  | 2040 | terabtu | 0 | 0 | 0 | 0 | 0 | 0 | 0 | 0 | 0
|  | 2045 | terabtu | 0 | 0 | 0 | 0 | 0 | 0 | 0 | 0 | 0
|  | 2050 | terabtu | 0 | 0 | 0 | 0 | 0 | 0 | 0 | 0 | 0
| pacific northwest agg. | 2020 | terabtu | 11.8 | 11.8 | 11.8 | 11.8 | 11.8 | 11.8 | 11.8 | 11.8 | 11.8
|  | 2025 | terabtu | 5.8 | 5.8 | 5.8 | 5.8 | 5.8 | 5.8 | 5.8 | 5.8 | 5.8
|  | 2030 | terabtu | 9.1 | 9.1 | 9.1 | 9.1 | 9.1 | 9.6 | 9.6 | 9.6 | 9.6
|  | 2035 | terabtu | 8.3 | 8.3 | 8.3 | 8.3 | 8.3 | 8.8 | 8.8 | 8.8 | 8.8
|  | 2040 | terabtu | 14 | 14 | 14 | 14 | 14 | 14.5 | 14.5 | 14.5 | 14.5
|  | 2045 | terabtu | 14 | 14 | 14 | 14 | 14 | 14.5 | 14.5 | 14.5 | 14.5
|  | 2050 | terabtu | 14 | 14 | 14 | 14 | 14 | 14.5 | 14.5 | 14.5 | 14.5
| rocky mountains agg. | 2020 | terabtu | 14 | 14 | 14 | 14 | 14 | 22 | 22 | 22 | 22
|  | 2025 | terabtu | 16.5 | 16.5 | 16.5 | 16.5 | 16.5 | 23.9 | 23.9 | 23.9 | 23.9
|  | 2030 | terabtu | 18.9 | 18.9 | 18.9 | 18.9 | 18.9 | 24.2 | 24.2 | 24.2 | 24.2
|  | 2035 | terabtu | 10.1 | 10.1 | 10.1 | 10.1 | 10.1 | 12.2 | 12.2 | 12.2 | 12.2
|  | 2040 | terabtu | 8.7 | 8.7 | 8.7 | 8.7 | 8.7 | 10.4 | 10.4 | 10.4 | 10.4
|  | 2045 | terabtu | 8.7 | 8.7 | 8.7 | 8.7 | 8.7 | 10.4 | 10.4 | 10.4 | 10.4
|  | 2050 | terabtu | 8.7 | 8.7 | 8.7 | 8.7 | 8.7 | 10.4 | 10.4 | 10.4 | 10.4
| southeast agg. | 2020 | terabtu | 0 | 0 | 0 | 0 | 0 | 0 | 0 | 0 | 0
|  | 2025 | terabtu | 0 | 0 | 0 | 0 | 0 | 0 | 0 | 0 | 0
|  | 2030 | terabtu | 0 | 0 | 0 | 0 | 0 | 0 | 0 | 0 | 0
|  | 2035 | terabtu | 0 | 0 | 0 | 0 | 0 | 0 | 0 | 0 | 0
|  | 2040 | terabtu | 0 | 0 | 0 | 0 | 0 | 3.1 | 3.1 | 3.1 | 3.1
|  | 2045 | terabtu | 0 | 0 | 0 | 0 | 0 | 3.1 | 3.1 | 3.1 | 3.1
|  | 2050 | terabtu | 0 | 0 | 0 | 0 | 0 | 3.1 | 3.1 | 3.1 | 3.1
| texas agg. | 2020 | terabtu | 0 | 0 | 0 | 0 | 0 | 0 | 0 | 0 | 0
|  | 2025 | terabtu | 0 | 0 | 0 | 0 | 0 | 0 | 0 | 0 | 0
|  | 2030 | terabtu | 0 | 0 | 0 | 0 | 0 | 0 | 0 | 0 | 0
|  | 2035 | terabtu | 0 | 0 | 0 | 0 | 0 | 0 | 0 | 0 | 0
|  | 2040 | terabtu | 0 | 0 | 0 | 0 | 0 | 0.6 | 0.6 | 0.6 | 0.6
|  | 2045 | terabtu | 0 | 0 | 0 | 0 | 0 | 0.6 | 0.6 | 0.6 | 0.6
|  | 2050 | terabtu | 0 | 0 | 0 | 0 | 0 | 0.6 | 0.6 | 0.6 | 0.6
| upper midwest agg. | 2020 | terabtu | 236.2 | 236.2 | 236.2 | 236.2 | 236.2 | 367.8 | 367.8 | 367.8 | 367.8
|  | 2025 | terabtu | 216.2 | 216.2 | 216.2 | 216.2 | 216.2 | 332.9 | 332.9 | 332.9 | 332.9
|  | 2030 | terabtu | 170.7 | 170.7 | 170.7 | 170.7 | 170.7 | 256 | 256 | 256 | 256
|  | 2035 | terabtu | 87.4 | 87.4 | 87.4 | 87.4 | 87.4 | 127.2 | 127.2 | 127.2 | 127.2
|  | 2040 | terabtu | 71.7 | 71.7 | 71.7 | 71.7 | 71.7 | 106.8 | 106.8 | 106.8 | 106.8
|  | 2045 | terabtu | 71.7 | 71.7 | 71.7 | 71.7 | 71.7 | 106.8 | 106.8 | 106.8 | 106.8
|  | 2050 | terabtu | 71.7 | 71.7 | 71.7 | 71.7 | 71.7 | 106.8 | 106.8 | 106.8 | 106.8
| utah/nevada agg. | 2020 | terabtu | 0.1 | 0.1 | 0.1 | 0.1 | 0.1 | 0.1 | 0.1 | 0.1 | 0.1
|  | 2025 | terabtu | 0.1 | 0.1 | 0.1 | 0.1 | 0.1 | 0.1 | 0.1 | 0.1 | 0.1
|  | 2030 | terabtu | 0.1 | 0.1 | 0.1 | 0.1 | 0.1 | 0.1 | 0.1 | 0.1 | 0.1
|  | 2035 | terabtu | 0 | 0 | 0 | 0 | 0 | 0 | 0 | 0 | 0
|  | 2040 | terabtu | 0.1 | 0.1 | 0.1 | 0.1 | 0.1 | 0.1 | 0.1 | 0.1 | 0.1
|  | 2045 | terabtu | 0.1 | 0.1 | 0.1 | 0.1 | 0.1 | 0.1 | 0.1 | 0.1 | 0.1
|  | 2050 | terabtu | 0.1 | 0.1 | 0.1 | 0.1 | 0.1 | 0.1 | 0.1 | 0.1 | 0.1
biomass primary - herbaceous_90 | alaska agg. | 2020 | terabtu | 0 | 0 | 0 | 0 | 0 | 0 | 0 | 0 | 0
|  | 2025 | terabtu | 0 | 0 | 0 | 0 | 0 | 0 | 0 | 0 | 0
|  | 2030 | terabtu | 0 | 0 | 0 | 0 | 0 | 0 | 0 | 0 | 0
|  | 2035 | terabtu | 0 | 0 | 0 | 0 | 0 | 0 | 0 | 0 | 0
|  | 2040 | terabtu | 0 | 0 | 0 | 0 | 0 | 0 | 0 | 0 | 0
|  | 2045 | terabtu | 0 | 0 | 0 | 0 | 0 | 0 | 0 | 0 | 0
|  | 2050 | terabtu | 0 | 0 | 0 | 0 | 0 | 0 | 0 | 0 | 0
| california agg. | 2020 | terabtu | 0 | 0 | 0 | 0 | 0 | 0 | 0 | 0 | 0
|  | 2025 | terabtu | 0 | 0 | 0 | 0 | 0 | 0 | 0 | 0 | 0
|  | 2030 | terabtu | 0 | 0 | 0 | 0 | 0 | 0 | 0 | 0 | 0
|  | 2035 | terabtu | 0 | 0 | 0 | 0 | 0 | 0 | 0 | 0 | 0
|  | 2040 | terabtu | 0 | 0 | 0 | 0 | 0 | 0 | 0 | 0 | 0
|  | 2045 | terabtu | 0 | 0 | 0 | 0 | 0 | 0 | 0 | 0 | 0
|  | 2050 | terabtu | 0 | 0 | 0 | 0 | 0 | 0 | 0 | 0 | 0
| desert southwest agg. | 2020 | terabtu | 0 | 0 | 0 | 0 | 0 | 0 | 0 | 0 | 0
|  | 2025 | terabtu | 0 | 0 | 0 | 0 | 0 | 0 | 0 | 0 | 0
|  | 2030 | terabtu | 0 | 0 | 0 | 0 | 0 | 0 | 0 | 0 | 0
|  | 2035 | terabtu | 0.1 | 0.1 | 0.1 | 0.1 | 0.1 | 0.5 | 0.5 | 0.5 | 0.5
|  | 2040 | terabtu | 0.6 | 0.6 | 0.6 | 0.6 | 0.6 | 2.6 | 2.6 | 2.6 | 2.6
|  | 2045 | terabtu | 0.6 | 0.6 | 0.6 | 0.6 | 0.6 | 2.6 | 2.6 | 2.6 | 2.6
|  | 2050 | terabtu | 0.6 | 0.6 | 0.6 | 0.6 | 0.6 | 2.6 | 2.6 | 2.6 | 2.6
| florida agg. | 2020 | terabtu | 34.8 | 34.8 | 34.8 | 34.8 | 34.8 | 34.8 | 34.8 | 34.8 | 34.8
|  | 2025 | terabtu | 6.8 | 6.8 | 6.8 | 6.8 | 6.8 | 7 | 7 | 7 | 7
|  | 2030 | terabtu | 6.8 | 6.8 | 6.8 | 6.8 | 6.8 | 8 | 8 | 8 | 8
|  | 2035 | terabtu | 6.9 | 6.9 | 6.9 | 6.9 | 6.9 | 7.9 | 7.9 | 7.9 | 7.9
|  | 2040 | terabtu | 6.9 | 6.9 | 6.9 | 6.9 | 6.9 | 21.6 | 21.6 | 21.6 | 21.6
|  | 2045 | terabtu | 6.9 | 6.9 | 6.9 | 6.9 | 6.9 | 21.6 | 21.6 | 21.6 | 21.6
|  | 2050 | terabtu | 6.9 | 6.9 | 6.9 | 6.9 | 6.9 | 21.6 | 21.6 | 21.6 | 21.6
| hawaii agg. | 2020 | terabtu | 0 | 0 | 0 | 0 | 0 | 0 | 0 | 0 | 0
|  | 2025 | terabtu | 0 | 0 | 0 | 0 | 0 | 0 | 0 | 0 | 0
|  | 2030 | terabtu | 0 | 0 | 0 | 0 | 0 | 0 | 0 | 0 | 0
|  | 2035 | terabtu | 0 | 0 | 0 | 0 | 0 | 0 | 0 | 0 | 0
|  | 2040 | terabtu | 0 | 0 | 0 | 0 | 0 | 0 | 0 | 0 | 0
|  | 2045 | terabtu | 0 | 0 | 0 | 0 | 0 | 0 | 0 | 0 | 0
|  | 2050 | terabtu | 0 | 0 | 0 | 0 | 0 | 0 | 0 | 0 | 0
| louisiana and ozarks agg. | 2020 | terabtu | 10.1 | 10.1 | 10.1 | 10.1 | 10.1 | 10.1 | 10.1 | 10.1 | 10.1
|  | 2025 | terabtu | 0 | 0 | 0 | 0 | 0 | 0 | 0 | 0 | 0
|  | 2030 | terabtu | 0 | 0 | 0 | 0 | 0 | 0.1 | 0.1 | 0.1 | 0.1
|  | 2035 | terabtu | 0 | 0 | 0 | 0 | 0 | 0.8 | 0.8 | 0.8 | 0.8
|  | 2040 | terabtu | 0 | 0 | 0 | 0 | 0 | 33.2 | 33.2 | 33.2 | 33.2
|  | 2045 | terabtu | 0 | 0 | 0 | 0 | 0 | 33.2 | 33.2 | 33.2 | 33.2
|  | 2050 | terabtu | 0 | 0 | 0 | 0 | 0 | 33.2 | 33.2 | 33.2 | 33.2
| lower midwest agg. | 2020 | terabtu | 14.2 | 14.2 | 14.2 | 14.2 | 14.2 | 16.8 | 16.8 | 16.8 | 16.8
|  | 2025 | terabtu | 12.2 | 12.2 | 12.2 | 12.2 | 12.2 | 25.8 | 25.8 | 25.8 | 25.8
|  | 2030 | terabtu | 7.2 | 7.2 | 7.2 | 7.2 | 7.2 | 68.7 | 68.7 | 68.7 | 68.7
|  | 2035 | terabtu | 9.4 | 9.4 | 9.4 | 9.4 | 9.4 | 112.6 | 112.6 | 112.6 | 112.6
|  | 2040 | terabtu | 19.6 | 19.6 | 19.6 | 19.6 | 19.6 | 139.8 | 139.8 | 139.8 | 139.8
|  | 2045 | terabtu | 19.6 | 19.6 | 19.6 | 19.6 | 19.6 | 139.8 | 139.8 | 139.8 | 139.8
|  | 2050 | terabtu | 19.6 | 19.6 | 19.6 | 19.6 | 19.6 | 139.8 | 139.8 | 139.8 | 139.8
| mid-atlantic and great lakes agg. | 2020 | terabtu | 0 | 0 | 0 | 0 | 0 | 0 | 0 | 0 | 0
|  | 2025 | terabtu | 0 | 0 | 0 | 0 | 0 | 0.1 | 0.1 | 0.1 | 0.1
|  | 2030 | terabtu | 0.1 | 0.1 | 0.1 | 0.1 | 0.1 | 0.3 | 0.3 | 0.3 | 0.3
|  | 2035 | terabtu | 0.4 | 0.4 | 0.4 | 0.4 | 0.4 | 1 | 1 | 1 | 1
|  | 2040 | terabtu | 1.4 | 1.4 | 1.4 | 1.4 | 1.4 | 7.5 | 7.5 | 7.5 | 7.5
|  | 2045 | terabtu | 1.4 | 1.4 | 1.4 | 1.4 | 1.4 | 7.5 | 7.5 | 7.5 | 7.5
|  | 2050 | terabtu | 1.4 | 1.4 | 1.4 | 1.4 | 1.4 | 7.5 | 7.5 | 7.5 | 7.5
| new england agg. | 2020 | terabtu | 0 | 0 | 0 | 0 | 0 | 0 | 0 | 0 | 0
|  | 2025 | terabtu | 0 | 0 | 0 | 0 | 0 | 0 | 0 | 0 | 0
|  | 2030 | terabtu | 0 | 0 | 0 | 0 | 0 | 0 | 0 | 0 | 0
|  | 2035 | terabtu | 0 | 0 | 0 | 0 | 0 | 0 | 0 | 0 | 0
|  | 2040 | terabtu | 0 | 0 | 0 | 0 | 0 | 0 | 0 | 0 | 0
|  | 2045 | terabtu | 0 | 0 | 0 | 0 | 0 | 0 | 0 | 0 | 0
|  | 2050 | terabtu | 0 | 0 | 0 | 0 | 0 | 0 | 0 | 0 | 0
| new york agg. | 2020 | terabtu | 0 | 0 | 0 | 0 | 0 | 0 | 0 | 0 | 0
|  | 2025 | terabtu | 0 | 0 | 0 | 0 | 0 | 0 | 0 | 0 | 0
|  | 2030 | terabtu | 0 | 0 | 0 | 0 | 0 | 0 | 0 | 0 | 0
|  | 2035 | terabtu | 0 | 0 | 0 | 0 | 0 | 0 | 0 | 0 | 0
|  | 2040 | terabtu | 0 | 0 | 0 | 0 | 0 | 0 | 0 | 0 | 0
|  | 2045 | terabtu | 0 | 0 | 0 | 0 | 0 | 0 | 0 | 0 | 0
|  | 2050 | terabtu | 0 | 0 | 0 | 0 | 0 | 0 | 0 | 0 | 0
| pacific northwest agg. | 2020 | terabtu | 12.2 | 12.2 | 12.2 | 12.2 | 12.2 | 12.7 | 12.7 | 12.7 | 12.7
|  | 2025 | terabtu | 12.3 | 12.3 | 12.3 | 12.3 | 12.3 | 12.8 | 12.8 | 12.8 | 12.8
|  | 2030 | terabtu | 7.9 | 7.9 | 7.9 | 7.9 | 7.9 | 7.9 | 7.9 | 7.9 | 7.9
|  | 2035 | terabtu | 6.3 | 6.3 | 6.3 | 6.3 | 6.3 | 6.5 | 6.5 | 6.5 | 6.5
|  | 2040 | terabtu | 12.5 | 12.5 | 12.5 | 12.5 | 12.5 | 13.1 | 13.1 | 13.1 | 13.1
|  | 2045 | terabtu | 12.5 | 12.5 | 12.5 | 12.5 | 12.5 | 13.1 | 13.1 | 13.1 | 13.1
|  | 2050 | terabtu | 12.5 | 12.5 | 12.5 | 12.5 | 12.5 | 13.1 | 13.1 | 13.1 | 13.1
| rocky mountains agg. | 2020 | terabtu | 7.4 | 7.4 | 7.4 | 7.4 | 7.4 | 8.3 | 8.3 | 8.3 | 8.3
|  | 2025 | terabtu | 8.4 | 8.4 | 8.4 | 8.4 | 8.4 | 9.6 | 9.6 | 9.6 | 9.6
|  | 2030 | terabtu | 3.1 | 3.1 | 3.1 | 3.1 | 3.1 | 4.2 | 4.2 | 4.2 | 4.2
|  | 2035 | terabtu | 8.4 | 8.4 | 8.4 | 8.4 | 8.4 | 11.8 | 11.8 | 11.8 | 11.8
|  | 2040 | terabtu | 11.1 | 11.1 | 11.1 | 11.1 | 11.1 | 16.8 | 16.8 | 16.8 | 16.8
|  | 2045 | terabtu | 11.1 | 11.1 | 11.1 | 11.1 | 11.1 | 16.8 | 16.8 | 16.8 | 16.8
|  | 2050 | terabtu | 11.1 | 11.1 | 11.1 | 11.1 | 11.1 | 16.8 | 16.8 | 16.8 | 16.8
| southeast agg. | 2020 | terabtu | 1.9 | 1.9 | 1.9 | 1.9 | 1.9 | 1.9 | 1.9 | 1.9 | 1.9
|  | 2025 | terabtu | 0.4 | 0.4 | 0.4 | 0.4 | 0.4 | 0.4 | 0.4 | 0.4 | 0.4
|  | 2030 | terabtu | 0.6 | 0.6 | 0.6 | 0.6 | 0.6 | 5.2 | 5.2 | 5.2 | 5.2
|  | 2035 | terabtu | 0.7 | 0.7 | 0.7 | 0.7 | 0.7 | 19.7 | 19.7 | 19.7 | 19.7
|  | 2040 | terabtu | 1.4 | 1.4 | 1.4 | 1.4 | 1.4 | 54.7 | 54.7 | 54.7 | 54.7
|  | 2045 | terabtu | 1.4 | 1.4 | 1.4 | 1.4 | 1.4 | 54.7 | 54.7 | 54.7 | 54.7
|  | 2050 | terabtu | 1.4 | 1.4 | 1.4 | 1.4 | 1.4 | 54.7 | 54.7 | 54.7 | 54.7
| texas agg. | 2020 | terabtu | 0 | 0 | 0 | 0 | 0 | 0 | 0 | 0 | 0
|  | 2025 | terabtu | 0 | 0 | 0 | 0 | 0 | 0 | 0 | 0 | 0
|  | 2030 | terabtu | 0 | 0 | 0 | 0 | 0 | 0 | 0 | 0 | 0
|  | 2035 | terabtu | 0 | 0 | 0 | 0 | 0 | 13.1 | 13.1 | 13.1 | 13.1
|  | 2040 | terabtu | 0 | 0 | 0 | 0 | 0 | 56 | 56 | 56 | 56
|  | 2045 | terabtu | 0 | 0 | 0 | 0 | 0 | 56 | 56 | 56 | 56
|  | 2050 | terabtu | 0 | 0 | 0 | 0 | 0 | 56 | 56 | 56 | 56
| upper midwest agg. | 2020 | terabtu | 50.3 | 50.3 | 50.3 | 50.3 | 50.3 | 69.3 | 69.3 | 69.3 | 69.3
|  | 2025 | terabtu | 51.2 | 51.2 | 51.2 | 51.2 | 51.2 | 72.8 | 72.8 | 72.8 | 72.8
|  | 2030 | terabtu | 37.6 | 37.6 | 37.6 | 37.6 | 37.6 | 54.2 | 54.2 | 54.2 | 54.2
|  | 2035 | terabtu | 53.9 | 53.9 | 53.9 | 53.9 | 53.9 | 71.3 | 71.3 | 71.3 | 71.3
|  | 2040 | terabtu | 63.7 | 63.7 | 63.7 | 63.7 | 63.7 | 86.4 | 86.4 | 86.4 | 86.4
|  | 2045 | terabtu | 63.7 | 63.7 | 63.7 | 63.7 | 63.7 | 86.4 | 86.4 | 86.4 | 86.4
|  | 2050 | terabtu | 63.7 | 63.7 | 63.7 | 63.7 | 63.7 | 86.4 | 86.4 | 86.4 | 86.4
| utah/nevada agg. | 2020 | terabtu | 0 | 0 | 0 | 0 | 0 | 0 | 0 | 0 | 0
|  | 2025 | terabtu | 0 | 0 | 0 | 0 | 0 | 0 | 0 | 0 | 0
|  | 2030 | terabtu | 0 | 0 | 0 | 0 | 0 | 0 | 0 | 0 | 0
|  | 2035 | terabtu | 0 | 0 | 0 | 0 | 0 | 0 | 0 | 0 | 0
|  | 2040 | terabtu | 0.1 | 0.1 | 0.1 | 0.1 | 0.1 | 0.1 | 0.1 | 0.1 | 0.1
|  | 2045 | terabtu | 0.1 | 0.1 | 0.1 | 0.1 | 0.1 | 0.1 | 0.1 | 0.1 | 0.1
|  | 2050 | terabtu | 0.1 | 0.1 | 0.1 | 0.1 | 0.1 | 0.1 | 0.1 | 0.1 | 0.1
biomass primary - herbaceous_95 | alaska agg. | 2020 | terabtu | 0 | 0 | 0 | 0 | 0 | 0 | 0 | 0 | 0
|  | 2025 | terabtu | 0 | 0 | 0 | 0 | 0 | 0 | 0 | 0 | 0
|  | 2030 | terabtu | 0 | 0 | 0 | 0 | 0 | 0 | 0 | 0 | 0
|  | 2035 | terabtu | 0 | 0 | 0 | 0 | 0 | 0 | 0 | 0 | 0
|  | 2040 | terabtu | 0 | 0 | 0 | 0 | 0 | 0 | 0 | 0 | 0
|  | 2045 | terabtu | 0 | 0 | 0 | 0 | 0 | 0 | 0 | 0 | 0
|  | 2050 | terabtu | 0 | 0 | 0 | 0 | 0 | 0 | 0 | 0 | 0
| california agg. | 2020 | terabtu | 0 | 0 | 0 | 0 | 0 | 0 | 0 | 0 | 0
|  | 2025 | terabtu | 0 | 0 | 0 | 0 | 0 | 0 | 0 | 0 | 0
|  | 2030 | terabtu | 0 | 0 | 0 | 0 | 0 | 0 | 0 | 0 | 0
|  | 2035 | terabtu | 0 | 0 | 0 | 0 | 0 | 0 | 0 | 0 | 0
|  | 2040 | terabtu | 0 | 0 | 0 | 0 | 0 | 0 | 0 | 0 | 0
|  | 2045 | terabtu | 0 | 0 | 0 | 0 | 0 | 0 | 0 | 0 | 0
|  | 2050 | terabtu | 0 | 0 | 0 | 0 | 0 | 0 | 0 | 0 | 0
| desert southwest agg. | 2020 | terabtu | 0 | 0 | 0 | 0 | 0 | 0 | 0 | 0 | 0
|  | 2025 | terabtu | 0.4 | 0.4 | 0.4 | 0.4 | 0.4 | 0.9 | 0.9 | 0.9 | 0.9
|  | 2030 | terabtu | 0.5 | 0.5 | 0.5 | 0.5 | 0.5 | 2.2 | 2.2 | 2.2 | 2.2
|  | 2035 | terabtu | 0.6 | 0.6 | 0.6 | 0.6 | 0.6 | 9 | 9 | 9 | 9
|  | 2040 | terabtu | 0.1 | 0.1 | 0.1 | 0.1 | 0.1 | 15.7 | 15.7 | 15.7 | 15.7
|  | 2045 | terabtu | 0.1 | 0.1 | 0.1 | 0.1 | 0.1 | 15.7 | 15.7 | 15.7 | 15.7
|  | 2050 | terabtu | 0.1 | 0.1 | 0.1 | 0.1 | 0.1 | 15.7 | 15.7 | 15.7 | 15.7
| florida agg. | 2020 | terabtu | 0 | 0 | 0 | 0 | 0 | 0 | 0 | 0 | 0
|  | 2025 | terabtu | 0 | 0 | 0 | 0 | 0 | 0 | 0 | 0 | 0
|  | 2030 | terabtu | 0 | 0 | 0 | 0 | 0 | 3.6 | 3.6 | 3.6 | 3.6
|  | 2035 | terabtu | 0 | 0 | 0 | 0 | 0 | 39.3 | 39.3 | 39.3 | 39.3
|  | 2040 | terabtu | 0 | 0 | 0 | 0 | 0 | 61 | 61 | 61 | 61
|  | 2045 | terabtu | 0 | 0 | 0 | 0 | 0 | 61 | 61 | 61 | 61
|  | 2050 | terabtu | 0 | 0 | 0 | 0 | 0 | 61 | 61 | 61 | 61
| hawaii agg. | 2020 | terabtu | 0 | 0 | 0 | 0 | 0 | 0 | 0 | 0 | 0
|  | 2025 | terabtu | 0 | 0 | 0 | 0 | 0 | 0 | 0 | 0 | 0
|  | 2030 | terabtu | 0 | 0 | 0 | 0 | 0 | 0 | 0 | 0 | 0
|  | 2035 | terabtu | 0 | 0 | 0 | 0 | 0 | 0 | 0 | 0 | 0
|  | 2040 | terabtu | 0 | 0 | 0 | 0 | 0 | 0 | 0 | 0 | 0
|  | 2045 | terabtu | 0 | 0 | 0 | 0 | 0 | 0 | 0 | 0 | 0
|  | 2050 | terabtu | 0 | 0 | 0 | 0 | 0 | 0 | 0 | 0 | 0
| louisiana and ozarks agg. | 2020 | terabtu | 0 | 0 | 0 | 0 | 0 | 0 | 0 | 0 | 0
|  | 2025 | terabtu | 25.4 | 25.4 | 25.4 | 25.4 | 25.4 | 41.4 | 41.4 | 41.4 | 41.4
|  | 2030 | terabtu | 40.3 | 40.3 | 40.3 | 40.3 | 40.3 | 75.9 | 75.9 | 75.9 | 75.9
|  | 2035 | terabtu | 48.4 | 48.4 | 48.4 | 48.4 | 48.4 | 154.1 | 154.1 | 154.1 | 154.1
|  | 2040 | terabtu | 56 | 56 | 56 | 56 | 56 | 265.8 | 265.8 | 265.8 | 265.8
|  | 2045 | terabtu | 56 | 56 | 56 | 56 | 56 | 265.8 | 265.8 | 265.8 | 265.8
|  | 2050 | terabtu | 56 | 56 | 56 | 56 | 56 | 265.8 | 265.8 | 265.8 | 265.8
| lower midwest agg. | 2020 | terabtu | 9.8 | 9.8 | 9.8 | 9.8 | 9.8 | 21.2 | 21.2 | 21.2 | 21.2
|  | 2025 | terabtu | 10.9 | 10.9 | 10.9 | 10.9 | 10.9 | 80.2 | 80.2 | 80.2 | 80.2
|  | 2030 | terabtu | 19.2 | 19.2 | 19.2 | 19.2 | 19.2 | 110.5 | 110.5 | 110.5 | 110.5
|  | 2035 | terabtu | 19 | 19 | 19 | 19 | 19 | 192.4 | 192.4 | 192.4 | 192.4
|  | 2040 | terabtu | 15.9 | 15.9 | 15.9 | 15.9 | 15.9 | 406.4 | 406.4 | 406.4 | 406.4
|  | 2045 | terabtu | 15.9 | 15.9 | 15.9 | 15.9 | 15.9 | 406.4 | 406.4 | 406.4 | 406.4
|  | 2050 | terabtu | 15.9 | 15.9 | 15.9 | 15.9 | 15.9 | 406.4 | 406.4 | 406.4 | 406.4
| mid-atlantic and great lakes agg. | 2020 | terabtu | 1.1 | 1.1 | 1.1 | 1.1 | 1.1 | 1.4 | 1.4 | 1.4 | 1.4
|  | 2025 | terabtu | 106.8 | 106.8 | 106.8 | 106.8 | 106.8 | 171.6 | 171.6 | 171.6 | 171.6
|  | 2030 | terabtu | 195.1 | 195.1 | 195.1 | 195.1 | 195.1 | 314.1 | 314.1 | 314.1 | 314.1
|  | 2035 | terabtu | 256.1 | 256.1 | 256.1 | 256.1 | 256.1 | 419 | 419 | 419 | 419
|  | 2040 | terabtu | 303.1 | 303.1 | 303.1 | 303.1 | 303.1 | 508.1 | 508.1 | 508.1 | 508.1
|  | 2045 | terabtu | 303.1 | 303.1 | 303.1 | 303.1 | 303.1 | 508.1 | 508.1 | 508.1 | 508.1
|  | 2050 | terabtu | 303.1 | 303.1 | 303.1 | 303.1 | 303.1 | 508.1 | 508.1 | 508.1 | 508.1
| new england agg. | 2020 | terabtu | 0 | 0 | 0 | 0 | 0 | 0 | 0 | 0 | 0
|  | 2025 | terabtu | 0 | 0 | 0 | 0 | 0 | 0 | 0 | 0 | 0
|  | 2030 | terabtu | 0 | 0 | 0 | 0 | 0 | 0 | 0 | 0 | 0
|  | 2035 | terabtu | 0 | 0 | 0 | 0 | 0 | 0 | 0 | 0 | 0
|  | 2040 | terabtu | 0 | 0 | 0 | 0 | 0 | 0 | 0 | 0 | 0
|  | 2045 | terabtu | 0 | 0 | 0 | 0 | 0 | 0 | 0 | 0 | 0
|  | 2050 | terabtu | 0 | 0 | 0 | 0 | 0 | 0 | 0 | 0 | 0
| new york agg. | 2020 | terabtu | 0 | 0 | 0 | 0 | 0 | 0 | 0 | 0 | 0
|  | 2025 | terabtu | 0 | 0 | 0 | 0 | 0 | 0 | 0 | 0 | 0
|  | 2030 | terabtu | 2.4 | 2.4 | 2.4 | 2.4 | 2.4 | 3.8 | 3.8 | 3.8 | 3.8
|  | 2035 | terabtu | 9.2 | 9.2 | 9.2 | 9.2 | 9.2 | 14.9 | 14.9 | 14.9 | 14.9
|  | 2040 | terabtu | 11.4 | 11.4 | 11.4 | 11.4 | 11.4 | 18.3 | 18.3 | 18.3 | 18.3
|  | 2045 | terabtu | 11.4 | 11.4 | 11.4 | 11.4 | 11.4 | 18.3 | 18.3 | 18.3 | 18.3
|  | 2050 | terabtu | 11.4 | 11.4 | 11.4 | 11.4 | 11.4 | 18.3 | 18.3 | 18.3 | 18.3
| pacific northwest agg. | 2020 | terabtu | 8.5 | 8.5 | 8.5 | 8.5 | 8.5 | 9 | 9 | 9 | 9
|  | 2025 | terabtu | 10.4 | 10.4 | 10.4 | 10.4 | 10.4 | 11 | 11 | 11 | 11
|  | 2030 | terabtu | 10.6 | 10.6 | 10.6 | 10.6 | 10.6 | 11.2 | 11.2 | 11.2 | 11.2
|  | 2035 | terabtu | 18.6 | 18.6 | 18.6 | 18.6 | 18.6 | 19.1 | 19.1 | 19.1 | 19.1
|  | 2040 | terabtu | 9.6 | 9.6 | 9.6 | 9.6 | 9.6 | 9.6 | 9.6 | 9.6 | 9.6
|  | 2045 | terabtu | 9.6 | 9.6 | 9.6 | 9.6 | 9.6 | 9.6 | 9.6 | 9.6 | 9.6
|  | 2050 | terabtu | 9.6 | 9.6 | 9.6 | 9.6 | 9.6 | 9.6 | 9.6 | 9.6 | 9.6
| rocky mountains agg. | 2020 | terabtu | 9.5 | 9.5 | 9.5 | 9.5 | 9.5 | 12.4 | 12.4 | 12.4 | 12.4
|  | 2025 | terabtu | 10.3 | 10.3 | 10.3 | 10.3 | 10.3 | 15.5 | 15.5 | 15.5 | 15.5
|  | 2030 | terabtu | 11.1 | 11.1 | 11.1 | 11.1 | 11.1 | 16.9 | 16.9 | 16.9 | 16.9
|  | 2035 | terabtu | 12.1 | 12.1 | 12.1 | 12.1 | 12.1 | 16 | 16 | 16 | 16
|  | 2040 | terabtu | 11.3 | 11.3 | 11.3 | 11.3 | 11.3 | 18.8 | 18.8 | 18.8 | 18.8
|  | 2045 | terabtu | 11.3 | 11.3 | 11.3 | 11.3 | 11.3 | 18.8 | 18.8 | 18.8 | 18.8
|  | 2050 | terabtu | 11.3 | 11.3 | 11.3 | 11.3 | 11.3 | 18.8 | 18.8 | 18.8 | 18.8
| southeast agg. | 2020 | terabtu | 0.5 | 0.5 | 0.5 | 0.5 | 0.5 | 0.8 | 0.8 | 0.8 | 0.8
|  | 2025 | terabtu | 3 | 3 | 3 | 3 | 3 | 14.4 | 14.4 | 14.4 | 14.4
|  | 2030 | terabtu | 7.8 | 7.8 | 7.8 | 7.8 | 7.8 | 42.6 | 42.6 | 42.6 | 42.6
|  | 2035 | terabtu | 12.5 | 12.5 | 12.5 | 12.5 | 12.5 | 106.7 | 106.7 | 106.7 | 106.7
|  | 2040 | terabtu | 15.9 | 15.9 | 15.9 | 15.9 | 15.9 | 211.9 | 211.9 | 211.9 | 211.9
|  | 2045 | terabtu | 15.9 | 15.9 | 15.9 | 15.9 | 15.9 | 211.9 | 211.9 | 211.9 | 211.9
|  | 2050 | terabtu | 15.9 | 15.9 | 15.9 | 15.9 | 15.9 | 211.9 | 211.9 | 211.9 | 211.9
| texas agg. | 2020 | terabtu | 0 | 0 | 0 | 0 | 0 | 0 | 0 | 0 | 0
|  | 2025 | terabtu | 0 | 0 | 0 | 0 | 0 | 8.2 | 8.2 | 8.2 | 8.2
|  | 2030 | terabtu | 0 | 0 | 0 | 0 | 0 | 45.6 | 45.6 | 45.6 | 45.6
|  | 2035 | terabtu | 0 | 0 | 0 | 0 | 0 | 190.1 | 190.1 | 190.1 | 190.1
|  | 2040 | terabtu | 0 | 0 | 0 | 0 | 0 | 387.8 | 387.8 | 387.8 | 387.8
|  | 2045 | terabtu | 0 | 0 | 0 | 0 | 0 | 387.8 | 387.8 | 387.8 | 387.8
|  | 2050 | terabtu | 0 | 0 | 0 | 0 | 0 | 387.8 | 387.8 | 387.8 | 387.8
| upper midwest agg. | 2020 | terabtu | 32.6 | 32.6 | 32.6 | 32.6 | 32.6 | 42.5 | 42.5 | 42.5 | 42.5
|  | 2025 | terabtu | 301.5 | 301.5 | 301.5 | 301.5 | 301.5 | 469.1 | 469.1 | 469.1 | 469.1
|  | 2030 | terabtu | 391.5 | 391.5 | 391.5 | 391.5 | 391.5 | 610.7 | 610.7 | 610.7 | 610.7
|  | 2035 | terabtu | 439.9 | 439.9 | 439.9 | 439.9 | 439.9 | 695.5 | 695.5 | 695.5 | 695.5
|  | 2040 | terabtu | 507.4 | 507.4 | 507.4 | 507.4 | 507.4 | 813.7 | 813.7 | 813.7 | 813.7
|  | 2045 | terabtu | 507.4 | 507.4 | 507.4 | 507.4 | 507.4 | 813.7 | 813.7 | 813.7 | 813.7
|  | 2050 | terabtu | 507.4 | 507.4 | 507.4 | 507.4 | 507.4 | 813.7 | 813.7 | 813.7 | 813.7
| utah/nevada agg. | 2020 | terabtu | 0 | 0 | 0 | 0 | 0 | 0 | 0 | 0 | 0
|  | 2025 | terabtu | 0 | 0 | 0 | 0 | 0 | 0.1 | 0.1 | 0.1 | 0.1
|  | 2030 | terabtu | 0.1 | 0.1 | 0.1 | 0.1 | 0.1 | 0.1 | 0.1 | 0.1 | 0.1
|  | 2035 | terabtu | 0.1 | 0.1 | 0.1 | 0.1 | 0.1 | 0.3 | 0.3 | 0.3 | 0.3
|  | 2040 | terabtu | 0 | 0 | 0 | 0 | 0 | 0.3 | 0.3 | 0.3 | 0.3
|  | 2045 | terabtu | 0 | 0 | 0 | 0 | 0 | 0.3 | 0.3 | 0.3 | 0.3
|  | 2050 | terabtu | 0 | 0 | 0 | 0 | 0 | 0.3 | 0.3 | 0.3 | 0.3
biomass primary - herbaceous_99 | alaska agg. | all | terabtu | 0 | 0 | 0 | 0 | 0 | 0 | 0 | 0 | 0
| california agg. | all | terabtu | 1.2 | 1.2 | 1.2 | 1.2 | 1.2 | 1.2 | 1.2 | 1.2 | 1.2
| desert southwest agg. | all | terabtu | 5.3 | 5.3 | 5.3 | 5.3 | 5.3 | 5.3 | 5.3 | 5.3 | 5.3
| florida agg. | all | terabtu | 0.7 | 0.7 | 0.7 | 0.7 | 0.7 | 0.7 | 0.7 | 0.7 | 0.7
| hawaii agg. | all | terabtu | 0 | 0 | 0 | 0 | 0 | 0 | 0 | 0 | 0
| louisiana and ozarks agg. | all | terabtu | 54.1 | 54.1 | 54.1 | 54.1 | 54.1 | 54.1 | 54.1 | 54.1 | 54.1
| lower midwest agg. | all | terabtu | 59.7 | 59.7 | 59.7 | 59.7 | 59.7 | 59.7 | 59.7 | 59.7 | 59.7
| mid-atlantic and great lakes agg. | all | terabtu | 56.4 | 56.4 | 56.4 | 56.4 | 56.4 | 56.4 | 56.4 | 56.4 | 56.4
| new england agg. | all | terabtu | 0.3 | 0.3 | 0.3 | 0.3 | 0.3 | 0.3 | 0.3 | 0.3 | 0.3
| new york agg. | all | terabtu | 1.1 | 1.1 | 1.1 | 1.1 | 1.1 | 1.1 | 1.1 | 1.1 | 1.1
| pacific northwest agg. | all | terabtu | 64.6 | 64.6 | 64.6 | 64.6 | 64.6 | 64.6 | 64.6 | 64.6 | 64.6
| rocky mountains agg. | all | terabtu | 19 | 19 | 19 | 19 | 19 | 19 | 19 | 19 | 19
| southeast agg. | all | terabtu | 46.6 | 46.6 | 46.6 | 46.6 | 46.6 | 46.6 | 46.6 | 46.6 | 46.6
| texas agg. | all | terabtu | 41.7 | 41.7 | 41.7 | 41.7 | 41.7 | 41.7 | 41.7 | 41.7 | 41.7
| upper midwest agg. | all | terabtu | 138.7 | 138.7 | 138.7 | 138.7 | 138.7 | 138.7 | 138.7 | 138.7 | 138.7
| utah/nevada agg. | all | terabtu | 1.5 | 1.5 | 1.5 | 1.5 | 1.5 | 1.5 | 1.5 | 1.5 | 1.5
biomass primary - waste_100 | alaska agg. | all | terabtu | 0 | 0 | 0 | 0 | 0 | 0 | 0 | 0 | 0
| california agg. | all | terabtu | 0 | 0 | 0 | 0 | 0 | 0 | 0 | 0 | 0
| desert southwest agg. | all | terabtu | 1.8 | 1.8 | 1.8 | 1.8 | 1.8 | 1.8 | 1.8 | 1.8 | 1.8
| florida agg. | all | terabtu | 0 | 0 | 0 | 0 | 0 | 0 | 0 | 0 | 0
| hawaii agg. | all | terabtu | 0 | 0 | 0 | 0 | 0 | 0 | 0 | 0 | 0
| louisiana and ozarks agg. | all | terabtu | 1.9 | 1.9 | 1.9 | 1.9 | 1.9 | 1.9 | 1.9 | 1.9 | 1.9
| lower midwest agg. | all | terabtu | 0.7 | 0.7 | 0.7 | 0.7 | 0.7 | 0.7 | 0.7 | 0.7 | 0.7
| mid-atlantic and great lakes agg. | all | terabtu | 0 | 0 | 0 | 0 | 0 | 0 | 0 | 0 | 0
| new england agg. | all | terabtu | 0 | 0 | 0 | 0 | 0 | 0 | 0 | 0 | 0
| new york agg. | all | terabtu | 0 | 0 | 0 | 0 | 0 | 0 | 0 | 0 | 0
| pacific northwest agg. | all | terabtu | 0 | 0 | 0 | 0 | 0 | 0 | 0 | 0 | 0
| rocky mountains agg. | all | terabtu | 0 | 0 | 0 | 0 | 0 | 0 | 0 | 0 | 0
| southeast agg. | all | terabtu | 3.3 | 3.3 | 3.3 | 3.3 | 3.3 | 3.3 | 3.3 | 3.3 | 3.3
| texas agg. | all | terabtu | 6.3 | 6.3 | 6.3 | 6.3 | 6.3 | 6.3 | 6.3 | 6.3 | 6.3
| upper midwest agg. | all | terabtu | 0 | 0 | 0 | 0 | 0 | 0 | 0 | 0 | 0
| utah/nevada agg. | all | terabtu | 0.1 | 0.1 | 0.1 | 0.1 | 0.1 | 0.1 | 0.1 | 0.1 | 0.1
biomass primary - waste_25 | alaska agg. | all | terabtu | 0.9 | 0.9 | 0.9 | 0.9 | 0.9 | 0.9 | 0.9 | 0.9 | 0.9
| california agg. | all | terabtu | 72.5 | 72.5 | 72.5 | 72.5 | 72.5 | 72.5 | 72.5 | 72.5 | 72.5
| desert southwest agg. | all | terabtu | 12.6 | 12.6 | 12.6 | 12.6 | 12.6 | 12.6 | 12.6 | 12.6 | 12.6
| florida agg. | all | terabtu | 35.5 | 35.5 | 35.5 | 35.5 | 35.5 | 35.5 | 35.5 | 35.5 | 35.5
| hawaii agg. | all | terabtu | 0.5 | 0.5 | 0.5 | 0.5 | 0.5 | 0.5 | 0.5 | 0.5 | 0.5
| louisiana and ozarks agg. | all | terabtu | 23.7 | 23.7 | 23.7 | 23.7 | 23.7 | 23.7 | 23.7 | 23.7 | 23.7
| lower midwest agg. | all | terabtu | 15 | 15 | 15 | 15 | 15 | 15 | 15 | 15 | 15
| mid-atlantic and great lakes agg. | all | terabtu | 139.2 | 139.2 | 139.2 | 139.2 | 139.2 | 139.2 | 139.2 | 139.2 | 139.2
| new england agg. | all | terabtu | 28.2 | 28.2 | 28.2 | 28.2 | 28.2 | 28.2 | 28.2 | 28.2 | 28.2
| new york agg. | all | terabtu | 38 | 38 | 38 | 38 | 38 | 38 | 38 | 38 | 38
| pacific northwest agg. | all | terabtu | 16.4 | 16.4 | 16.4 | 16.4 | 16.4 | 16.4 | 16.4 | 16.4 | 16.4
| rocky mountains agg. | all | terabtu | 4.7 | 4.7 | 4.7 | 4.7 | 4.7 | 4.7 | 4.7 | 4.7 | 4.7
| southeast agg. | all | terabtu | 67.3 | 67.3 | 67.3 | 67.3 | 67.3 | 67.3 | 67.3 | 67.3 | 67.3
| texas agg. | all | terabtu | 30.1 | 30.1 | 30.1 | 30.1 | 30.1 | 30.1 | 30.1 | 30.1 | 30.1
| upper midwest agg. | all | terabtu | 22.7 | 22.7 | 22.7 | 22.7 | 22.7 | 22.7 | 22.7 | 22.7 | 22.7
| utah/nevada agg. | all | terabtu | 2.4 | 2.4 | 2.4 | 2.4 | 2.4 | 2.4 | 2.4 | 2.4 | 2.4
biomass primary - waste_30 | alaska agg. | 2020 | terabtu | 0 | 0 | 0 | 0 | 0 | 0 | 0 | 0 | 0
|  | 2025 | terabtu | 0 | 0 | 0 | 0 | 0 | 0 | 0 | 0 | 0
|  | 2030 | terabtu | 0 | 0 | 0 | 0 | 0 | 0 | 0 | 0 | 0
|  | 2035 | terabtu | 0 | 0 | 0 | 0 | 0 | 0 | 0 | 0 | 0
|  | 2040 | terabtu | 0 | 0 | 0 | 0 | 0 | 0 | 0 | 0 | 0
|  | 2045 | terabtu | 0 | 0 | 0 | 0 | 0 | 0 | 0 | 0 | 0
|  | 2050 | terabtu | 0 | 0 | 0 | 0 | 0 | 0 | 0 | 0 | 0
| california agg. | 2020 | terabtu | 112.4 | 112.4 | 112.4 | 112.4 | 112.4 | 153 | 153 | 153 | 153
|  | 2025 | terabtu | 113.4 | 113.4 | 113.4 | 113.4 | 113.4 | 154.1 | 154.1 | 154.1 | 154.1
|  | 2030 | terabtu | 114.5 | 114.5 | 114.5 | 114.5 | 114.5 | 155.1 | 155.1 | 155.1 | 155.1
|  | 2035 | terabtu | 115.5 | 115.5 | 115.5 | 115.5 | 115.5 | 156.2 | 156.2 | 156.2 | 156.2
|  | 2040 | terabtu | 116.6 | 116.6 | 116.6 | 116.6 | 116.6 | 157.3 | 157.3 | 157.3 | 157.3
|  | 2045 | terabtu | 116.6 | 116.6 | 116.6 | 116.6 | 116.6 | 157.3 | 157.3 | 157.3 | 157.3
|  | 2050 | terabtu | 116.6 | 116.6 | 116.6 | 116.6 | 116.6 | 157.3 | 157.3 | 157.3 | 157.3
| desert southwest agg. | 2020 | terabtu | 9.3 | 9.3 | 9.3 | 9.3 | 9.3 | 15.7 | 15.7 | 15.7 | 15.7
|  | 2025 | terabtu | 9.3 | 9.3 | 9.3 | 9.3 | 9.3 | 15.7 | 15.7 | 15.7 | 15.7
|  | 2030 | terabtu | 9.3 | 9.3 | 9.3 | 9.3 | 9.3 | 15.7 | 15.7 | 15.7 | 15.7
|  | 2035 | terabtu | 9.4 | 9.4 | 9.4 | 9.4 | 9.4 | 15.8 | 15.8 | 15.8 | 15.8
|  | 2040 | terabtu | 9.4 | 9.4 | 9.4 | 9.4 | 9.4 | 15.8 | 15.8 | 15.8 | 15.8
|  | 2045 | terabtu | 9.4 | 9.4 | 9.4 | 9.4 | 9.4 | 15.8 | 15.8 | 15.8 | 15.8
|  | 2050 | terabtu | 9.4 | 9.4 | 9.4 | 9.4 | 9.4 | 15.8 | 15.8 | 15.8 | 15.8
| florida agg. | 2020 | terabtu | 44.8 | 44.8 | 44.8 | 44.8 | 44.8 | 64.7 | 64.7 | 64.7 | 64.7
|  | 2025 | terabtu | 45.1 | 45.1 | 45.1 | 45.1 | 45.1 | 65 | 65 | 65 | 65
|  | 2030 | terabtu | 45.5 | 45.5 | 45.5 | 45.5 | 45.5 | 65.4 | 65.4 | 65.4 | 65.4
|  | 2035 | terabtu | 45.8 | 45.8 | 45.8 | 45.8 | 45.8 | 65.7 | 65.7 | 65.7 | 65.7
|  | 2040 | terabtu | 46.1 | 46.1 | 46.1 | 46.1 | 46.1 | 66 | 66 | 66 | 66
|  | 2045 | terabtu | 46.1 | 46.1 | 46.1 | 46.1 | 46.1 | 66 | 66 | 66 | 66
|  | 2050 | terabtu | 46.1 | 46.1 | 46.1 | 46.1 | 46.1 | 66 | 66 | 66 | 66
| hawaii agg. | 2020 | terabtu | 0 | 0 | 0 | 0 | 0 | 0 | 0 | 0 | 0
|  | 2025 | terabtu | 0 | 0 | 0 | 0 | 0 | 0 | 0 | 0 | 0
|  | 2030 | terabtu | 0 | 0 | 0 | 0 | 0 | 0 | 0 | 0 | 0
|  | 2035 | terabtu | 0 | 0 | 0 | 0 | 0 | 0 | 0 | 0 | 0
|  | 2040 | terabtu | 0 | 0 | 0 | 0 | 0 | 0 | 0 | 0 | 0
|  | 2045 | terabtu | 0 | 0 | 0 | 0 | 0 | 0 | 0 | 0 | 0
|  | 2050 | terabtu | 0 | 0 | 0 | 0 | 0 | 0 | 0 | 0 | 0
| louisiana and ozarks agg. | 2020 | terabtu | 19.4 | 19.4 | 19.4 | 19.4 | 19.4 | 32.8 | 32.8 | 32.8 | 32.8
|  | 2025 | terabtu | 19.4 | 19.4 | 19.4 | 19.4 | 19.4 | 32.8 | 32.8 | 32.8 | 32.8
|  | 2030 | terabtu | 19.5 | 19.5 | 19.5 | 19.5 | 19.5 | 32.8 | 32.8 | 32.8 | 32.8
|  | 2035 | terabtu | 19.5 | 19.5 | 19.5 | 19.5 | 19.5 | 32.8 | 32.8 | 32.8 | 32.8
|  | 2040 | terabtu | 19.5 | 19.5 | 19.5 | 19.5 | 19.5 | 32.8 | 32.8 | 32.8 | 32.8
|  | 2045 | terabtu | 19.5 | 19.5 | 19.5 | 19.5 | 19.5 | 32.8 | 32.8 | 32.8 | 32.8
|  | 2050 | terabtu | 19.5 | 19.5 | 19.5 | 19.5 | 19.5 | 32.8 | 32.8 | 32.8 | 32.8
| lower midwest agg. | 2020 | terabtu | 11.7 | 11.7 | 11.7 | 11.7 | 11.7 | 21.5 | 21.5 | 21.5 | 21.5
|  | 2025 | terabtu | 11.8 | 11.8 | 11.8 | 11.8 | 11.8 | 21.5 | 21.5 | 21.5 | 21.5
|  | 2030 | terabtu | 11.8 | 11.8 | 11.8 | 11.8 | 11.8 | 21.6 | 21.6 | 21.6 | 21.6
|  | 2035 | terabtu | 11.8 | 11.8 | 11.8 | 11.8 | 11.8 | 21.6 | 21.6 | 21.6 | 21.6
|  | 2040 | terabtu | 11.9 | 11.9 | 11.9 | 11.9 | 11.9 | 21.7 | 21.7 | 21.7 | 21.7
|  | 2045 | terabtu | 11.9 | 11.9 | 11.9 | 11.9 | 11.9 | 21.7 | 21.7 | 21.7 | 21.7
|  | 2050 | terabtu | 11.9 | 11.9 | 11.9 | 11.9 | 11.9 | 21.7 | 21.7 | 21.7 | 21.7
| mid-atlantic and great lakes agg. | 2020 | terabtu | 116.6 | 116.6 | 116.6 | 116.6 | 116.6 | 195.4 | 195.4 | 195.4 | 195.4
|  | 2025 | terabtu | 116.7 | 116.7 | 116.7 | 116.7 | 116.7 | 195.4 | 195.4 | 195.4 | 195.4
|  | 2030 | terabtu | 116.8 | 116.8 | 116.8 | 116.8 | 116.8 | 195.5 | 195.5 | 195.5 | 195.5
|  | 2035 | terabtu | 116.8 | 116.8 | 116.8 | 116.8 | 116.8 | 195.6 | 195.6 | 195.6 | 195.6
|  | 2040 | terabtu | 116.9 | 116.9 | 116.9 | 116.9 | 116.9 | 195.6 | 195.6 | 195.6 | 195.6
|  | 2045 | terabtu | 116.9 | 116.9 | 116.9 | 116.9 | 116.9 | 195.6 | 195.6 | 195.6 | 195.6
|  | 2050 | terabtu | 116.9 | 116.9 | 116.9 | 116.9 | 116.9 | 195.6 | 195.6 | 195.6 | 195.6
| new england agg. | 2020 | terabtu | 23.1 | 23.1 | 23.1 | 23.1 | 23.1 | 39 | 39 | 39 | 39
|  | 2025 | terabtu | 23.1 | 23.1 | 23.1 | 23.1 | 23.1 | 39 | 39 | 39 | 39
|  | 2030 | terabtu | 23.1 | 23.1 | 23.1 | 23.1 | 23.1 | 39 | 39 | 39 | 39
|  | 2035 | terabtu | 23.1 | 23.1 | 23.1 | 23.1 | 23.1 | 39 | 39 | 39 | 39
|  | 2040 | terabtu | 23.1 | 23.1 | 23.1 | 23.1 | 23.1 | 39 | 39 | 39 | 39
|  | 2045 | terabtu | 23.1 | 23.1 | 23.1 | 23.1 | 23.1 | 39 | 39 | 39 | 39
|  | 2050 | terabtu | 23.1 | 23.1 | 23.1 | 23.1 | 23.1 | 39 | 39 | 39 | 39
| new york agg. | 2020 | terabtu | 32.7 | 32.7 | 32.7 | 32.7 | 32.7 | 54.1 | 54.1 | 54.1 | 54.1
|  | 2025 | terabtu | 32.8 | 32.8 | 32.8 | 32.8 | 32.8 | 54.1 | 54.1 | 54.1 | 54.1
|  | 2030 | terabtu | 32.8 | 32.8 | 32.8 | 32.8 | 32.8 | 54.1 | 54.1 | 54.1 | 54.1
|  | 2035 | terabtu | 32.9 | 32.9 | 32.9 | 32.9 | 32.9 | 54.2 | 54.2 | 54.2 | 54.2
|  | 2040 | terabtu | 32.9 | 32.9 | 32.9 | 32.9 | 32.9 | 54.2 | 54.2 | 54.2 | 54.2
|  | 2045 | terabtu | 32.9 | 32.9 | 32.9 | 32.9 | 32.9 | 54.2 | 54.2 | 54.2 | 54.2
|  | 2050 | terabtu | 32.9 | 32.9 | 32.9 | 32.9 | 32.9 | 54.2 | 54.2 | 54.2 | 54.2
| pacific northwest agg. | 2020 | terabtu | 22.2 | 22.2 | 22.2 | 22.2 | 22.2 | 31.7 | 31.7 | 31.7 | 31.7
|  | 2025 | terabtu | 22.4 | 22.4 | 22.4 | 22.4 | 22.4 | 31.8 | 31.8 | 31.8 | 31.8
|  | 2030 | terabtu | 22.6 | 22.6 | 22.6 | 22.6 | 22.6 | 32 | 32 | 32 | 32
|  | 2035 | terabtu | 22.8 | 22.8 | 22.8 | 22.8 | 22.8 | 32.2 | 32.2 | 32.2 | 32.2
|  | 2040 | terabtu | 22.9 | 22.9 | 22.9 | 22.9 | 22.9 | 32.4 | 32.4 | 32.4 | 32.4
|  | 2045 | terabtu | 22.9 | 22.9 | 22.9 | 22.9 | 22.9 | 32.4 | 32.4 | 32.4 | 32.4
|  | 2050 | terabtu | 22.9 | 22.9 | 22.9 | 22.9 | 22.9 | 32.4 | 32.4 | 32.4 | 32.4
| rocky mountains agg. | 2020 | terabtu | 3.9 | 3.9 | 3.9 | 3.9 | 3.9 | 6.6 | 6.6 | 6.6 | 6.6
|  | 2025 | terabtu | 3.9 | 3.9 | 3.9 | 3.9 | 3.9 | 6.6 | 6.6 | 6.6 | 6.6
|  | 2030 | terabtu | 3.9 | 3.9 | 3.9 | 3.9 | 3.9 | 6.6 | 6.6 | 6.6 | 6.6
|  | 2035 | terabtu | 3.9 | 3.9 | 3.9 | 3.9 | 3.9 | 6.6 | 6.6 | 6.6 | 6.6
|  | 2040 | terabtu | 3.9 | 3.9 | 3.9 | 3.9 | 3.9 | 6.6 | 6.6 | 6.6 | 6.6
|  | 2045 | terabtu | 3.9 | 3.9 | 3.9 | 3.9 | 3.9 | 6.6 | 6.6 | 6.6 | 6.6
|  | 2050 | terabtu | 3.9 | 3.9 | 3.9 | 3.9 | 3.9 | 6.6 | 6.6 | 6.6 | 6.6
| southeast agg. | 2020 | terabtu | 59.9 | 59.9 | 59.9 | 59.9 | 59.9 | 106.6 | 106.6 | 106.6 | 106.6
|  | 2025 | terabtu | 59.9 | 59.9 | 59.9 | 59.9 | 59.9 | 106.7 | 106.7 | 106.7 | 106.7
|  | 2030 | terabtu | 60 | 60 | 60 | 60 | 60 | 106.8 | 106.8 | 106.8 | 106.8
|  | 2035 | terabtu | 60.1 | 60.1 | 60.1 | 60.1 | 60.1 | 106.8 | 106.8 | 106.8 | 106.8
|  | 2040 | terabtu | 60.2 | 60.2 | 60.2 | 60.2 | 60.2 | 106.9 | 106.9 | 106.9 | 106.9
|  | 2045 | terabtu | 60.2 | 60.2 | 60.2 | 60.2 | 60.2 | 106.9 | 106.9 | 106.9 | 106.9
|  | 2050 | terabtu | 60.2 | 60.2 | 60.2 | 60.2 | 60.2 | 106.9 | 106.9 | 106.9 | 106.9
| texas agg. | 2020 | terabtu | 15 | 15 | 15 | 15 | 15 | 23.8 | 23.8 | 23.8 | 23.8
|  | 2025 | terabtu | 15 | 15 | 15 | 15 | 15 | 23.8 | 23.8 | 23.8 | 23.8
|  | 2030 | terabtu | 15 | 15 | 15 | 15 | 15 | 23.9 | 23.9 | 23.9 | 23.9
|  | 2035 | terabtu | 15.1 | 15.1 | 15.1 | 15.1 | 15.1 | 23.9 | 23.9 | 23.9 | 23.9
|  | 2040 | terabtu | 15.1 | 15.1 | 15.1 | 15.1 | 15.1 | 24 | 24 | 24 | 24
|  | 2045 | terabtu | 15.1 | 15.1 | 15.1 | 15.1 | 15.1 | 24 | 24 | 24 | 24
|  | 2050 | terabtu | 15.1 | 15.1 | 15.1 | 15.1 | 15.1 | 24 | 24 | 24 | 24
| upper midwest agg. | 2020 | terabtu | 18.2 | 18.2 | 18.2 | 18.2 | 18.2 | 33 | 33 | 33 | 33
|  | 2025 | terabtu | 18.2 | 18.2 | 18.2 | 18.2 | 18.2 | 33.1 | 33.1 | 33.1 | 33.1
|  | 2030 | terabtu | 18.2 | 18.2 | 18.2 | 18.2 | 18.2 | 33.1 | 33.1 | 33.1 | 33.1
|  | 2035 | terabtu | 18.2 | 18.2 | 18.2 | 18.2 | 18.2 | 33.1 | 33.1 | 33.1 | 33.1
|  | 2040 | terabtu | 18.2 | 18.2 | 18.2 | 18.2 | 18.2 | 33.1 | 33.1 | 33.1 | 33.1
|  | 2045 | terabtu | 18.2 | 18.2 | 18.2 | 18.2 | 18.2 | 33.1 | 33.1 | 33.1 | 33.1
|  | 2050 | terabtu | 18.2 | 18.2 | 18.2 | 18.2 | 18.2 | 33.1 | 33.1 | 33.1 | 33.1
| utah/nevada agg. | 2020 | terabtu | 2.5 | 2.5 | 2.5 | 2.5 | 2.5 | 4.2 | 4.2 | 4.2 | 4.2
|  | 2025 | terabtu | 2.5 | 2.5 | 2.5 | 2.5 | 2.5 | 4.2 | 4.2 | 4.2 | 4.2
|  | 2030 | terabtu | 2.5 | 2.5 | 2.5 | 2.5 | 2.5 | 4.2 | 4.2 | 4.2 | 4.2
|  | 2035 | terabtu | 2.5 | 2.5 | 2.5 | 2.5 | 2.5 | 4.2 | 4.2 | 4.2 | 4.2
|  | 2040 | terabtu | 2.5 | 2.5 | 2.5 | 2.5 | 2.5 | 4.2 | 4.2 | 4.2 | 4.2
|  | 2045 | terabtu | 2.5 | 2.5 | 2.5 | 2.5 | 2.5 | 4.2 | 4.2 | 4.2 | 4.2
|  | 2050 | terabtu | 2.5 | 2.5 | 2.5 | 2.5 | 2.5 | 4.2 | 4.2 | 4.2 | 4.2
biomass primary - waste_40 | alaska agg. | all | terabtu | 0 | 0 | 0 | 0 | 0 | 0 | 0 | 0 | 0
| california agg. | all | terabtu | 0 | 0 | 0 | 0 | 0 | 0 | 0 | 0 | 0
| desert southwest agg. | all | terabtu | 10.2 | 10.2 | 10.2 | 10.2 | 10.2 | 16 | 16 | 16 | 16
| florida agg. | all | terabtu | 0 | 0 | 0 | 0 | 0 | 0 | 0 | 0 | 0
| hawaii agg. | all | terabtu | 0 | 0 | 0 | 0 | 0 | 0 | 0 | 0 | 0
| louisiana and ozarks agg. | all | terabtu | 7 | 7 | 7 | 7 | 7 | 11.7 | 11.7 | 11.7 | 11.7
| lower midwest agg. | all | terabtu | 6.8 | 6.8 | 6.8 | 6.8 | 6.8 | 8.7 | 8.7 | 8.7 | 8.7
| mid-atlantic and great lakes agg. | all | terabtu | 0 | 0 | 0 | 0 | 0 | 0 | 0 | 0 | 0
| new england agg. | all | terabtu | 0 | 0 | 0 | 0 | 0 | 0 | 0 | 0 | 0
| new york agg. | all | terabtu | 0 | 0 | 0 | 0 | 0 | 0 | 0 | 0 | 0
| pacific northwest agg. | all | terabtu | 2.1 | 2.1 | 2.1 | 2.1 | 2.1 | 6.1 | 6.1 | 6.1 | 6.1
| rocky mountains agg. | all | terabtu | 0.9 | 0.9 | 0.9 | 0.9 | 0.9 | 4.4 | 4.4 | 4.4 | 4.4
| southeast agg. | all | terabtu | 22.6 | 22.6 | 22.6 | 22.6 | 22.6 | 31 | 31 | 31 | 31
| texas agg. | all | terabtu | 22.6 | 22.6 | 22.6 | 22.6 | 22.6 | 38.4 | 38.4 | 38.4 | 38.4
| upper midwest agg. | all | terabtu | 5.7 | 5.7 | 5.7 | 5.7 | 5.7 | 7.3 | 7.3 | 7.3 | 7.3
| utah/nevada agg. | all | terabtu | 1.5 | 1.5 | 1.5 | 1.5 | 1.5 | 4.2 | 4.2 | 4.2 | 4.2
biomass primary - waste_50 | alaska agg. | all | terabtu | 0 | 0 | 0 | 0 | 0 | 0 | 0 | 0 | 0
| california agg. | all | terabtu | 8.3 | 8.3 | 8.3 | 8.3 | 8.3 | 8.3 | 8.3 | 8.3 | 8.3
| desert southwest agg. | all | terabtu | 1 | 1 | 1 | 1 | 1 | 1 | 1 | 1 | 1
| florida agg. | all | terabtu | 4 | 4 | 4 | 4 | 4 | 4 | 4 | 4 | 4
| hawaii agg. | all | terabtu | 0 | 0 | 0 | 0 | 0 | 0 | 0 | 0 | 0
| louisiana and ozarks agg. | all | terabtu | 2.2 | 2.2 | 2.2 | 2.2 | 2.2 | 2.2 | 2.2 | 2.2 | 2.2
| lower midwest agg. | all | terabtu | 1.2 | 1.2 | 1.2 | 1.2 | 1.2 | 1.2 | 1.2 | 1.2 | 1.2
| mid-atlantic and great lakes agg. | all | terabtu | 16 | 16 | 16 | 16 | 16 | 16 | 16 | 16 | 16
| new england agg. | all | terabtu | 3.2 | 3.2 | 3.2 | 3.2 | 3.2 | 3.2 | 3.2 | 3.2 | 3.2
| new york agg. | all | terabtu | 4.3 | 4.3 | 4.3 | 4.3 | 4.3 | 4.3 | 4.3 | 4.3 | 4.3
| pacific northwest agg. | all | terabtu | 7.6 | 7.6 | 7.6 | 7.6 | 7.6 | 9.1 | 9.1 | 9.1 | 9.1
| rocky mountains agg. | all | terabtu | 4.7 | 4.7 | 4.7 | 4.7 | 4.7 | 4.7 | 4.7 | 4.7 | 4.7
| southeast agg. | all | terabtu | 5.9 | 5.9 | 5.9 | 5.9 | 5.9 | 5.9 | 5.9 | 5.9 | 5.9
| texas agg. | all | terabtu | 1.8 | 1.8 | 1.8 | 1.8 | 1.8 | 1.8 | 1.8 | 1.8 | 1.8
| upper midwest agg. | all | terabtu | 2.3 | 2.3 | 2.3 | 2.3 | 2.3 | 2.3 | 2.3 | 2.3 | 2.3
| utah/nevada agg. | all | terabtu | 2.8 | 2.8 | 2.8 | 2.8 | 2.8 | 2.8 | 2.8 | 2.8 | 2.8
biomass primary - waste_60 | alaska agg. | all | terabtu | 0 | 0 | 0 | 0 | 0 | 0 | 0 | 0 | 0
| california agg. | all | terabtu | 0 | 0 | 0 | 0 | 0 | 0 | 0 | 0 | 0
| desert southwest agg. | all | terabtu | 0 | 0 | 0 | 0 | 0 | 0 | 0 | 0 | 0
| florida agg. | all | terabtu | 0 | 0 | 0 | 0 | 0 | 0 | 0 | 0 | 0
| hawaii agg. | all | terabtu | 0 | 0 | 0 | 0 | 0 | 0 | 0 | 0 | 0
| louisiana and ozarks agg. | all | terabtu | 0.5 | 0.5 | 0.5 | 0.5 | 0.5 | 0.5 | 0.5 | 0.5 | 0.5
| lower midwest agg. | all | terabtu | 0.1 | 0.1 | 0.1 | 0.1 | 0.1 | 0.1 | 0.1 | 0.1 | 0.1
| mid-atlantic and great lakes agg. | all | terabtu | 0 | 0 | 0 | 0 | 0 | 0 | 0 | 0 | 0
| new england agg. | all | terabtu | 0 | 0 | 0 | 0 | 0 | 0 | 0 | 0 | 0
| new york agg. | all | terabtu | 0 | 0 | 0 | 0 | 0 | 0 | 0 | 0 | 0
| pacific northwest agg. | all | terabtu | 0 | 0 | 0 | 0 | 0 | 0 | 0 | 0 | 0
| rocky mountains agg. | all | terabtu | 0 | 0 | 0 | 0 | 0 | 0 | 0 | 0 | 0
| southeast agg. | all | terabtu | 1.8 | 1.8 | 1.8 | 1.8 | 1.8 | 1.8 | 1.8 | 1.8 | 1.8
| texas agg. | all | terabtu | 0 | 0 | 0 | 0 | 0 | 0 | 0 | 0 | 0
| upper midwest agg. | all | terabtu | 0.2 | 0.2 | 0.2 | 0.2 | 0.2 | 0.2 | 0.2 | 0.2 | 0.2
| utah/nevada agg. | all | terabtu | 0 | 0 | 0 | 0 | 0 | 0 | 0 | 0 | 0
biomass primary - waste_70 | alaska agg. | all | terabtu | 0 | 0 | 0 | 0 | 0 | 0 | 0 | 0 | 0
| california agg. | all | terabtu | 16.2 | 16.2 | 16.2 | 16.2 | 16.2 | 16.2 | 16.2 | 16.2 | 16.2
| desert southwest agg. | all | terabtu | 3.2 | 3.2 | 3.2 | 3.2 | 3.2 | 3.2 | 3.2 | 3.2 | 3.2
| florida agg. | all | terabtu | 7.9 | 7.9 | 7.9 | 7.9 | 7.9 | 7.9 | 7.9 | 7.9 | 7.9
| hawaii agg. | all | terabtu | 0 | 0 | 0 | 0 | 0 | 0 | 0 | 0 | 0
| louisiana and ozarks agg. | all | terabtu | 5.3 | 5.3 | 5.3 | 5.3 | 5.3 | 5.3 | 5.3 | 5.3 | 5.3
| lower midwest agg. | all | terabtu | 3.3 | 3.3 | 3.3 | 3.3 | 3.3 | 3.3 | 3.3 | 3.3 | 3.3
| mid-atlantic and great lakes agg. | all | terabtu | 31.3 | 31.3 | 31.3 | 31.3 | 31.3 | 31.3 | 31.3 | 31.3 | 31.3
| new england agg. | all | terabtu | 6.3 | 6.3 | 6.3 | 6.3 | 6.3 | 6.3 | 6.3 | 6.3 | 6.3
| new york agg. | all | terabtu | 8.5 | 8.5 | 8.5 | 8.5 | 8.5 | 8.5 | 8.5 | 8.5 | 8.5
| pacific northwest agg. | all | terabtu | 3.7 | 3.7 | 3.7 | 3.7 | 3.7 | 3.7 | 3.7 | 3.7 | 3.7
| rocky mountains agg. | all | terabtu | 1 | 1 | 1 | 1 | 1 | 1 | 1 | 1 | 1
| southeast agg. | all | terabtu | 15 | 15 | 15 | 15 | 15 | 15 | 15 | 15 | 15
| texas agg. | all | terabtu | 6.7 | 6.7 | 6.7 | 6.7 | 6.7 | 6.7 | 6.7 | 6.7 | 6.7
| upper midwest agg. | all | terabtu | 5.1 | 5.1 | 5.1 | 5.1 | 5.1 | 5.1 | 5.1 | 5.1 | 5.1
| utah/nevada agg. | all | terabtu | 0.7 | 0.7 | 0.7 | 0.7 | 0.7 | 0.7 | 0.7 | 0.7 | 0.7
biomass primary - waste_80 | alaska agg. | all | terabtu | 0 | 0 | 0 | 0 | 0 | 0 | 0 | 0 | 0
| california agg. | all | terabtu | 0 | 0 | 0 | 0 | 0 | 0 | 0 | 0 | 0
| desert southwest agg. | all | terabtu | 0 | 0 | 0 | 0 | 0 | 0 | 0 | 0 | 0
| florida agg. | all | terabtu | 0 | 0 | 0 | 0 | 0 | 0 | 0 | 0 | 0
| hawaii agg. | all | terabtu | 0 | 0 | 0 | 0 | 0 | 0 | 0 | 0 | 0
| louisiana and ozarks agg. | all | terabtu | 0.9 | 0.9 | 0.9 | 0.9 | 0.9 | 0.9 | 0.9 | 0.9 | 0.9
| lower midwest agg. | all | terabtu | 0.3 | 0.3 | 0.3 | 0.3 | 0.3 | 0.3 | 0.3 | 0.3 | 0.3
| mid-atlantic and great lakes agg. | all | terabtu | 0 | 0 | 0 | 0 | 0 | 0 | 0 | 0 | 0
| new england agg. | all | terabtu | 0 | 0 | 0 | 0 | 0 | 0 | 0 | 0 | 0
| new york agg. | all | terabtu | 0 | 0 | 0 | 0 | 0 | 0 | 0 | 0 | 0
| pacific northwest agg. | all | terabtu | 0.3 | 0.3 | 0.3 | 0.3 | 0.3 | 0.3 | 0.3 | 0.3 | 0.3
| rocky mountains agg. | all | terabtu | 0 | 0 | 0 | 0 | 0 | 0 | 0 | 0 | 0
| southeast agg. | all | terabtu | 3.6 | 3.6 | 3.6 | 3.6 | 3.6 | 3.6 | 3.6 | 3.6 | 3.6
| texas agg. | all | terabtu | 0 | 0 | 0 | 0 | 0 | 0 | 0 | 0 | 0
| upper midwest agg. | all | terabtu | 0.3 | 0.3 | 0.3 | 0.3 | 0.3 | 0.3 | 0.3 | 0.3 | 0.3
| utah/nevada agg. | all | terabtu | 0 | 0 | 0 | 0 | 0 | 0 | 0 | 0 | 0
biomass primary - waste_90 | alaska agg. | all | terabtu | 0 | 0 | 0 | 0 | 0 | 0 | 0 | 0 | 0
| california agg. | all | terabtu | 0 | 0 | 0 | 0 | 0 | 0 | 0 | 0 | 0
| desert southwest agg. | all | terabtu | 0.9 | 0.9 | 0.9 | 0.9 | 0.9 | 0.9 | 0.9 | 0.9 | 0.9
| florida agg. | all | terabtu | 0 | 0 | 0 | 0 | 0 | 0 | 0 | 0 | 0
| hawaii agg. | all | terabtu | 0 | 0 | 0 | 0 | 0 | 0 | 0 | 0 | 0
| louisiana and ozarks agg. | all | terabtu | 0.1 | 0.1 | 0.1 | 0.1 | 0.1 | 0.1 | 0.1 | 0.1 | 0.1
| lower midwest agg. | all | terabtu | 1.4 | 1.4 | 1.4 | 1.4 | 1.4 | 1.4 | 1.4 | 1.4 | 1.4
| mid-atlantic and great lakes agg. | all | terabtu | 0 | 0 | 0 | 0 | 0 | 0 | 0 | 0 | 0
| new england agg. | all | terabtu | 0 | 0 | 0 | 0 | 0 | 0 | 0 | 0 | 0
| new york agg. | all | terabtu | 0 | 0 | 0 | 0 | 0 | 0 | 0 | 0 | 0
| pacific northwest agg. | all | terabtu | 0.6 | 0.6 | 0.6 | 0.6 | 0.6 | 0.6 | 0.6 | 0.6 | 0.6
| rocky mountains agg. | all | terabtu | 0.7 | 0.7 | 0.7 | 0.7 | 0.7 | 0.7 | 0.7 | 0.7 | 0.7
| southeast agg. | all | terabtu | 3.5 | 3.5 | 3.5 | 3.5 | 3.5 | 3.5 | 3.5 | 3.5 | 3.5
| texas agg. | all | terabtu | 0 | 0 | 0 | 0 | 0 | 0 | 0 | 0 | 0
| upper midwest agg. | all | terabtu | 1.5 | 1.5 | 1.5 | 1.5 | 1.5 | 1.5 | 1.5 | 1.5 | 1.5
| utah/nevada agg. | all | terabtu | 0.6 | 0.6 | 0.6 | 0.6 | 0.6 | 0.6 | 0.6 | 0.6 | 0.6
biomass primary - wood_100 | alaska agg. | 2020 | terabtu | 0 | 0 | 0 | 0 | 0 | 0 | 0 | 0 | 0
|  | 2025 | terabtu | 0 | 0 | 0 | 0 | 0 | 0 | 0 | 0 | 0
|  | 2030 | terabtu | 0 | 0 | 0 | 0 | 0 | 0 | 0 | 0 | 0
|  | 2035 | terabtu | 0 | 0 | 0 | 0 | 0 | 0 | 0 | 0 | 0
|  | 2040 | terabtu | 0 | 0 | 0 | 0 | 0 | 0 | 0 | 0 | 0
|  | 2045 | terabtu | 0 | 0 | 0 | 0 | 0 | 0 | 0 | 0 | 0
|  | 2050 | terabtu | 0 | 0 | 0 | 0 | 0 | 0 | 0 | 0 | 0
| california agg. | 2020 | terabtu | 1.3 | 1.3 | 1.3 | 1.3 | 1.3 | 10.9 | 10.9 | 10.9 | 10.9
|  | 2025 | terabtu | 4.1 | 4.1 | 4.1 | 4.1 | 4.1 | 17.8 | 17.8 | 17.8 | 17.8
|  | 2030 | terabtu | 4.2 | 4.2 | 4.2 | 4.2 | 4.2 | 17.6 | 17.6 | 17.6 | 17.6
|  | 2035 | terabtu | 3.9 | 3.9 | 3.9 | 3.9 | 3.9 | 17.2 | 17.2 | 17.2 | 17.2
|  | 2040 | terabtu | 0 | 0 | 0 | 0 | 0 | 0 | 0 | 0 | 0
|  | 2045 | terabtu | 0 | 0 | 0 | 0 | 0 | 0 | 0 | 0 | 0
|  | 2050 | terabtu | 0 | 0 | 0 | 0 | 0 | 0 | 0 | 0 | 0
| desert southwest agg. | 2020 | terabtu | 15.6 | 15.6 | 15.6 | 15.6 | 15.6 | 17 | 17 | 17 | 17
|  | 2025 | terabtu | 15.5 | 15.5 | 15.5 | 15.5 | 15.5 | 17.3 | 17.3 | 17.3 | 17.3
|  | 2030 | terabtu | 15.5 | 15.5 | 15.5 | 15.5 | 15.5 | 19.7 | 19.7 | 19.7 | 19.7
|  | 2035 | terabtu | 15.5 | 15.5 | 15.5 | 15.5 | 15.5 | 19.8 | 19.8 | 19.8 | 19.8
|  | 2040 | terabtu | 15.5 | 15.5 | 15.5 | 15.5 | 15.5 | 19.6 | 19.6 | 19.6 | 19.6
|  | 2045 | terabtu | 15.5 | 15.5 | 15.5 | 15.5 | 15.5 | 19.6 | 19.6 | 19.6 | 19.6
|  | 2050 | terabtu | 15.5 | 15.5 | 15.5 | 15.5 | 15.5 | 19.6 | 19.6 | 19.6 | 19.6
| florida agg. | 2020 | terabtu | 5.9 | 5.9 | 5.9 | 5.9 | 5.9 | 19.5 | 19.5 | 19.5 | 19.5
|  | 2025 | terabtu | 2.9 | 2.9 | 2.9 | 2.9 | 2.9 | 22.1 | 22.1 | 22.1 | 22.1
|  | 2030 | terabtu | 1.5 | 1.5 | 1.5 | 1.5 | 1.5 | 18.3 | 18.3 | 18.3 | 18.3
|  | 2035 | terabtu | 2.8 | 2.8 | 2.8 | 2.8 | 2.8 | 22.7 | 22.7 | 22.7 | 22.7
|  | 2040 | terabtu | 1.6 | 1.6 | 1.6 | 1.6 | 1.6 | 25 | 25 | 25 | 25
|  | 2045 | terabtu | 1.6 | 1.6 | 1.6 | 1.6 | 1.6 | 25 | 25 | 25 | 25
|  | 2050 | terabtu | 1.6 | 1.6 | 1.6 | 1.6 | 1.6 | 25 | 25 | 25 | 25
| hawaii agg. | 2020 | terabtu | 0 | 0 | 0 | 0 | 0 | 0 | 0 | 0 | 0
|  | 2025 | terabtu | 0 | 0 | 0 | 0 | 0 | 0 | 0 | 0 | 0
|  | 2030 | terabtu | 0 | 0 | 0 | 0 | 0 | 0 | 0 | 0 | 0
|  | 2035 | terabtu | 0 | 0 | 0 | 0 | 0 | 0 | 0 | 0 | 0
|  | 2040 | terabtu | 0 | 0 | 0 | 0 | 0 | 0 | 0 | 0 | 0
|  | 2045 | terabtu | 0 | 0 | 0 | 0 | 0 | 0 | 0 | 0 | 0
|  | 2050 | terabtu | 0 | 0 | 0 | 0 | 0 | 0 | 0 | 0 | 0
| louisiana and ozarks agg. | 2020 | terabtu | 0.8 | 0.8 | 0.8 | 0.8 | 0.8 | 33.1 | 33.1 | 33.1 | 33.1
|  | 2025 | terabtu | 0.8 | 0.8 | 0.8 | 0.8 | 0.8 | 44.2 | 44.2 | 44.2 | 44.2
|  | 2030 | terabtu | 0.9 | 0.9 | 0.9 | 0.9 | 0.9 | 54.9 | 54.9 | 54.9 | 54.9
|  | 2035 | terabtu | 1.8 | 1.8 | 1.8 | 1.8 | 1.8 | 40.2 | 40.2 | 40.2 | 40.2
|  | 2040 | terabtu | 12.3 | 12.3 | 12.3 | 12.3 | 12.3 | 44.8 | 44.8 | 44.8 | 44.8
|  | 2045 | terabtu | 12.3 | 12.3 | 12.3 | 12.3 | 12.3 | 44.8 | 44.8 | 44.8 | 44.8
|  | 2050 | terabtu | 12.3 | 12.3 | 12.3 | 12.3 | 12.3 | 44.8 | 44.8 | 44.8 | 44.8
| lower midwest agg. | 2020 | terabtu | 1.7 | 1.7 | 1.7 | 1.7 | 1.7 | 15.6 | 15.6 | 15.6 | 15.6
|  | 2025 | terabtu | 1.7 | 1.7 | 1.7 | 1.7 | 1.7 | 25.5 | 25.5 | 25.5 | 25.5
|  | 2030 | terabtu | 1.8 | 1.8 | 1.8 | 1.8 | 1.8 | 55 | 55 | 55 | 55
|  | 2035 | terabtu | 2.8 | 2.8 | 2.8 | 2.8 | 2.8 | 34.1 | 34.1 | 34.1 | 34.1
|  | 2040 | terabtu | 5.3 | 5.3 | 5.3 | 5.3 | 5.3 | 24.1 | 24.1 | 24.1 | 24.1
|  | 2045 | terabtu | 5.3 | 5.3 | 5.3 | 5.3 | 5.3 | 24.1 | 24.1 | 24.1 | 24.1
|  | 2050 | terabtu | 5.3 | 5.3 | 5.3 | 5.3 | 5.3 | 24.1 | 24.1 | 24.1 | 24.1
| mid-atlantic and great lakes agg. | 2020 | terabtu | 0.5 | 0.5 | 0.5 | 0.5 | 0.5 | 13.2 | 13.2 | 13.2 | 13.2
|  | 2025 | terabtu | 0.5 | 0.5 | 0.5 | 0.5 | 0.5 | 57.2 | 57.2 | 57.2 | 57.2
|  | 2030 | terabtu | 0.6 | 0.6 | 0.6 | 0.6 | 0.6 | 98.6 | 98.6 | 98.6 | 98.6
|  | 2035 | terabtu | 2.2 | 2.2 | 2.2 | 2.2 | 2.2 | 112 | 112 | 112 | 112
|  | 2040 | terabtu | 3.1 | 3.1 | 3.1 | 3.1 | 3.1 | 72.6 | 72.6 | 72.6 | 72.6
|  | 2045 | terabtu | 3.1 | 3.1 | 3.1 | 3.1 | 3.1 | 72.6 | 72.6 | 72.6 | 72.6
|  | 2050 | terabtu | 3.1 | 3.1 | 3.1 | 3.1 | 3.1 | 72.6 | 72.6 | 72.6 | 72.6
| new england agg. | 2020 | terabtu | 0.8 | 0.8 | 0.8 | 0.8 | 0.8 | 3.3 | 3.3 | 3.3 | 3.3
|  | 2025 | terabtu | 0.1 | 0.1 | 0.1 | 0.1 | 0.1 | 10.7 | 10.7 | 10.7 | 10.7
|  | 2030 | terabtu | 1.3 | 1.3 | 1.3 | 1.3 | 1.3 | 13.5 | 13.5 | 13.5 | 13.5
|  | 2035 | terabtu | 0 | 0 | 0 | 0 | 0 | 15.6 | 15.6 | 15.6 | 15.6
|  | 2040 | terabtu | 2.6 | 2.6 | 2.6 | 2.6 | 2.6 | 13.2 | 13.2 | 13.2 | 13.2
|  | 2045 | terabtu | 2.6 | 2.6 | 2.6 | 2.6 | 2.6 | 13.2 | 13.2 | 13.2 | 13.2
|  | 2050 | terabtu | 2.6 | 2.6 | 2.6 | 2.6 | 2.6 | 13.2 | 13.2 | 13.2 | 13.2
| new york agg. | 2020 | terabtu | 0.7 | 0.7 | 0.7 | 0.7 | 0.7 | 1.9 | 1.9 | 1.9 | 1.9
|  | 2025 | terabtu | 1.5 | 1.5 | 1.5 | 1.5 | 1.5 | 7.9 | 7.9 | 7.9 | 7.9
|  | 2030 | terabtu | 0.4 | 0.4 | 0.4 | 0.4 | 0.4 | 16.9 | 16.9 | 16.9 | 16.9
|  | 2035 | terabtu | 0.4 | 0.4 | 0.4 | 0.4 | 0.4 | 15.3 | 15.3 | 15.3 | 15.3
|  | 2040 | terabtu | 0.4 | 0.4 | 0.4 | 0.4 | 0.4 | 10.5 | 10.5 | 10.5 | 10.5
|  | 2045 | terabtu | 0.4 | 0.4 | 0.4 | 0.4 | 0.4 | 10.5 | 10.5 | 10.5 | 10.5
|  | 2050 | terabtu | 0.4 | 0.4 | 0.4 | 0.4 | 0.4 | 10.5 | 10.5 | 10.5 | 10.5
| pacific northwest agg. | 2020 | terabtu | 13.3 | 13.3 | 13.3 | 13.3 | 13.3 | 32.2 | 32.2 | 32.2 | 32.2
|  | 2025 | terabtu | 9.3 | 9.3 | 9.3 | 9.3 | 9.3 | 33.5 | 33.5 | 33.5 | 33.5
|  | 2030 | terabtu | 5.6 | 5.6 | 5.6 | 5.6 | 5.6 | 18.9 | 18.9 | 18.9 | 18.9
|  | 2035 | terabtu | 6 | 6 | 6 | 6 | 6 | 22.1 | 22.1 | 22.1 | 22.1
|  | 2040 | terabtu | 4.9 | 4.9 | 4.9 | 4.9 | 4.9 | 15.8 | 15.8 | 15.8 | 15.8
|  | 2045 | terabtu | 4.9 | 4.9 | 4.9 | 4.9 | 4.9 | 15.8 | 15.8 | 15.8 | 15.8
|  | 2050 | terabtu | 4.9 | 4.9 | 4.9 | 4.9 | 4.9 | 15.8 | 15.8 | 15.8 | 15.8
| rocky mountains agg. | 2020 | terabtu | 6.8 | 6.8 | 6.8 | 6.8 | 6.8 | 8.8 | 8.8 | 8.8 | 8.8
|  | 2025 | terabtu | 5.7 | 5.7 | 5.7 | 5.7 | 5.7 | 8.7 | 8.7 | 8.7 | 8.7
|  | 2030 | terabtu | 10.3 | 10.3 | 10.3 | 10.3 | 10.3 | 19 | 19 | 19 | 19
|  | 2035 | terabtu | 9.3 | 9.3 | 9.3 | 9.3 | 9.3 | 18 | 18 | 18 | 18
|  | 2040 | terabtu | 8 | 8 | 8 | 8 | 8 | 17 | 17 | 17 | 17
|  | 2045 | terabtu | 8 | 8 | 8 | 8 | 8 | 17 | 17 | 17 | 17
|  | 2050 | terabtu | 8 | 8 | 8 | 8 | 8 | 17 | 17 | 17 | 17
| southeast agg. | 2020 | terabtu | 1.3 | 1.3 | 1.3 | 1.3 | 1.3 | 138.2 | 138.2 | 138.2 | 138.2
|  | 2025 | terabtu | 0.2 | 0.2 | 0.2 | 0.2 | 0.2 | 242.5 | 242.5 | 242.5 | 242.5
|  | 2030 | terabtu | 0.1 | 0.1 | 0.1 | 0.1 | 0.1 | 260.1 | 260.1 | 260.1 | 260.1
|  | 2035 | terabtu | 0.2 | 0.2 | 0.2 | 0.2 | 0.2 | 181.5 | 181.5 | 181.5 | 181.5
|  | 2040 | terabtu | 19 | 19 | 19 | 19 | 19 | 219.2 | 219.2 | 219.2 | 219.2
|  | 2045 | terabtu | 19 | 19 | 19 | 19 | 19 | 219.2 | 219.2 | 219.2 | 219.2
|  | 2050 | terabtu | 19 | 19 | 19 | 19 | 19 | 219.2 | 219.2 | 219.2 | 219.2
| texas agg. | 2020 | terabtu | 9.2 | 9.2 | 9.2 | 9.2 | 9.2 | 9.3 | 9.3 | 9.3 | 9.3
|  | 2025 | terabtu | 9.2 | 9.2 | 9.2 | 9.2 | 9.2 | 9.3 | 9.3 | 9.3 | 9.3
|  | 2030 | terabtu | 9.2 | 9.2 | 9.2 | 9.2 | 9.2 | 53 | 53 | 53 | 53
|  | 2035 | terabtu | 9.2 | 9.2 | 9.2 | 9.2 | 9.2 | 56 | 56 | 56 | 56
|  | 2040 | terabtu | 9.2 | 9.2 | 9.2 | 9.2 | 9.2 | 60.5 | 60.5 | 60.5 | 60.5
|  | 2045 | terabtu | 9.2 | 9.2 | 9.2 | 9.2 | 9.2 | 60.5 | 60.5 | 60.5 | 60.5
|  | 2050 | terabtu | 9.2 | 9.2 | 9.2 | 9.2 | 9.2 | 60.5 | 60.5 | 60.5 | 60.5
| upper midwest agg. | 2020 | terabtu | 0.1 | 0.1 | 0.1 | 0.1 | 0.1 | 1.9 | 1.9 | 1.9 | 1.9
|  | 2025 | terabtu | 0.2 | 0.2 | 0.2 | 0.2 | 0.2 | 8.9 | 8.9 | 8.9 | 8.9
|  | 2030 | terabtu | 0.2 | 0.2 | 0.2 | 0.2 | 0.2 | 41.7 | 41.7 | 41.7 | 41.7
|  | 2035 | terabtu | 0.1 | 0.1 | 0.1 | 0.1 | 0.1 | 39.5 | 39.5 | 39.5 | 39.5
|  | 2040 | terabtu | 0.7 | 0.7 | 0.7 | 0.7 | 0.7 | 38.2 | 38.2 | 38.2 | 38.2
|  | 2045 | terabtu | 0.7 | 0.7 | 0.7 | 0.7 | 0.7 | 38.2 | 38.2 | 38.2 | 38.2
|  | 2050 | terabtu | 0.7 | 0.7 | 0.7 | 0.7 | 0.7 | 38.2 | 38.2 | 38.2 | 38.2
| utah/nevada agg. | 2020 | terabtu | 11.9 | 11.9 | 11.9 | 11.9 | 11.9 | 12 | 12 | 12 | 12
|  | 2025 | terabtu | 11.9 | 11.9 | 11.9 | 11.9 | 11.9 | 12.9 | 12.9 | 12.9 | 12.9
|  | 2030 | terabtu | 11.9 | 11.9 | 11.9 | 11.9 | 11.9 | 13.5 | 13.5 | 13.5 | 13.5
|  | 2035 | terabtu | 11.9 | 11.9 | 11.9 | 11.9 | 11.9 | 13.5 | 13.5 | 13.5 | 13.5
|  | 2040 | terabtu | 11.9 | 11.9 | 11.9 | 11.9 | 11.9 | 13.5 | 13.5 | 13.5 | 13.5
|  | 2045 | terabtu | 11.9 | 11.9 | 11.9 | 11.9 | 11.9 | 13.5 | 13.5 | 13.5 | 13.5
|  | 2050 | terabtu | 11.9 | 11.9 | 11.9 | 11.9 | 11.9 | 13.5 | 13.5 | 13.5 | 13.5
biomass primary - wood_105 | alaska agg. | 2020 | terabtu | 0 | 0 | 0 | 0 | 0 | 0 | 0 | 0 | 0
|  | 2025 | terabtu | 0 | 0 | 0 | 0 | 0 | 0 | 0 | 0 | 0
|  | 2030 | terabtu | 0 | 0 | 0 | 0 | 0 | 0 | 0 | 0 | 0
|  | 2035 | terabtu | 0 | 0 | 0 | 0 | 0 | 0 | 0 | 0 | 0
|  | 2040 | terabtu | 0 | 0 | 0 | 0 | 0 | 0 | 0 | 0 | 0
|  | 2045 | terabtu | 0 | 0 | 0 | 0 | 0 | 0 | 0 | 0 | 0
|  | 2050 | terabtu | 0 | 0 | 0 | 0 | 0 | 0 | 0 | 0 | 0
| california agg. | 2020 | terabtu | 0 | 0 | 0 | 0 | 0 | 0 | 0 | 0 | 0
|  | 2025 | terabtu | 0 | 0 | 0 | 0 | 0 | 0 | 0 | 0 | 0
|  | 2030 | terabtu | 0 | 0 | 0 | 0 | 0 | 0 | 0 | 0 | 0
|  | 2035 | terabtu | 0 | 0 | 0 | 0 | 0 | 0 | 0 | 0 | 0
|  | 2040 | terabtu | 0 | 0 | 0 | 0 | 0 | 0 | 0 | 0 | 0
|  | 2045 | terabtu | 0 | 0 | 0 | 0 | 0 | 0 | 0 | 0 | 0
|  | 2050 | terabtu | 0 | 0 | 0 | 0 | 0 | 0 | 0 | 0 | 0
| desert southwest agg. | 2020 | terabtu | 0 | 0 | 0 | 0 | 0 | 0 | 0 | 0 | 0
|  | 2025 | terabtu | 0 | 0 | 0 | 0 | 0 | 0 | 0 | 0 | 0
|  | 2030 | terabtu | 0 | 0 | 0 | 0 | 0 | 0 | 0 | 0 | 0
|  | 2035 | terabtu | 0 | 0 | 0 | 0 | 0 | 0 | 0 | 0 | 0
|  | 2040 | terabtu | 0 | 0 | 0 | 0 | 0 | 0 | 0 | 0 | 0
|  | 2045 | terabtu | 0 | 0 | 0 | 0 | 0 | 0 | 0 | 0 | 0
|  | 2050 | terabtu | 0 | 0 | 0 | 0 | 0 | 0 | 0 | 0 | 0
| florida agg. | 2020 | terabtu | 0 | 0 | 0 | 0 | 0 | 0 | 0 | 0 | 0
|  | 2025 | terabtu | 0 | 0 | 0 | 0 | 0 | 0 | 0 | 0 | 0
|  | 2030 | terabtu | 0 | 0 | 0 | 0 | 0 | 0 | 0 | 0 | 0
|  | 2035 | terabtu | 0 | 0 | 0 | 0 | 0 | 0 | 0 | 0 | 0
|  | 2040 | terabtu | 0 | 0 | 0 | 0 | 0 | 0 | 0 | 0 | 0
|  | 2045 | terabtu | 0 | 0 | 0 | 0 | 0 | 0 | 0 | 0 | 0
|  | 2050 | terabtu | 0 | 0 | 0 | 0 | 0 | 0 | 0 | 0 | 0
| hawaii agg. | 2020 | terabtu | 0 | 0 | 0 | 0 | 0 | 0 | 0 | 0 | 0
|  | 2025 | terabtu | 0 | 0 | 0 | 0 | 0 | 0 | 0 | 0 | 0
|  | 2030 | terabtu | 0 | 0 | 0 | 0 | 0 | 0 | 0 | 0 | 0
|  | 2035 | terabtu | 0 | 0 | 0 | 0 | 0 | 0 | 0 | 0 | 0
|  | 2040 | terabtu | 0 | 0 | 0 | 0 | 0 | 0 | 0 | 0 | 0
|  | 2045 | terabtu | 0 | 0 | 0 | 0 | 0 | 0 | 0 | 0 | 0
|  | 2050 | terabtu | 0 | 0 | 0 | 0 | 0 | 0 | 0 | 0 | 0
| louisiana and ozarks agg. | 2020 | terabtu | 0 | 0 | 0 | 0 | 0 | 0 | 0 | 0 | 0
|  | 2025 | terabtu | 0 | 0 | 0 | 0 | 0 | 0 | 0 | 0 | 0
|  | 2030 | terabtu | 0 | 0 | 0 | 0 | 0 | 0 | 0 | 0 | 0
|  | 2035 | terabtu | 2.2 | 2.2 | 2.2 | 2.2 | 2.2 | 2.2 | 2.2 | 2.2 | 2.2
|  | 2040 | terabtu | 0 | 0 | 0 | 0 | 0 | 0 | 0 | 0 | 0
|  | 2045 | terabtu | 0 | 0 | 0 | 0 | 0 | 0 | 0 | 0 | 0
|  | 2050 | terabtu | 0 | 0 | 0 | 0 | 0 | 0 | 0 | 0 | 0
| lower midwest agg. | 2020 | terabtu | 0 | 0 | 0 | 0 | 0 | 0 | 0 | 0 | 0
|  | 2025 | terabtu | 0 | 0 | 0 | 0 | 0 | 0 | 0 | 0 | 0
|  | 2030 | terabtu | 0 | 0 | 0 | 0 | 0 | 0 | 0 | 0 | 0
|  | 2035 | terabtu | 0.3 | 0.3 | 0.3 | 0.3 | 0.3 | 0.3 | 0.3 | 0.3 | 0.3
|  | 2040 | terabtu | 0 | 0 | 0 | 0 | 0 | 0 | 0 | 0 | 0
|  | 2045 | terabtu | 0 | 0 | 0 | 0 | 0 | 0 | 0 | 0 | 0
|  | 2050 | terabtu | 0 | 0 | 0 | 0 | 0 | 0 | 0 | 0 | 0
| mid-atlantic and great lakes agg. | 2020 | terabtu | 0 | 0 | 0 | 0 | 0 | 0 | 0 | 0 | 0
|  | 2025 | terabtu | 0 | 0 | 0 | 0 | 0 | 0 | 0 | 0 | 0
|  | 2030 | terabtu | 0 | 0 | 0 | 0 | 0 | 0 | 0 | 0 | 0
|  | 2035 | terabtu | 0.7 | 0.7 | 0.7 | 0.7 | 0.7 | 0.7 | 0.7 | 0.7 | 0.7
|  | 2040 | terabtu | 0 | 0 | 0 | 0 | 0 | 0 | 0 | 0 | 0
|  | 2045 | terabtu | 0 | 0 | 0 | 0 | 0 | 0 | 0 | 0 | 0
|  | 2050 | terabtu | 0 | 0 | 0 | 0 | 0 | 0 | 0 | 0 | 0
| new england agg. | 2020 | terabtu | 0 | 0 | 0 | 0 | 0 | 0 | 0 | 0 | 0
|  | 2025 | terabtu | 0 | 0 | 0 | 0 | 0 | 0 | 0 | 0 | 0
|  | 2030 | terabtu | 0 | 0 | 0 | 0 | 0 | 0 | 0 | 0 | 0
|  | 2035 | terabtu | 0 | 0 | 0 | 0 | 0 | 0 | 0 | 0 | 0
|  | 2040 | terabtu | 0 | 0 | 0 | 0 | 0 | 0 | 0 | 0 | 0
|  | 2045 | terabtu | 0 | 0 | 0 | 0 | 0 | 0 | 0 | 0 | 0
|  | 2050 | terabtu | 0 | 0 | 0 | 0 | 0 | 0 | 0 | 0 | 0
| new york agg. | 2020 | terabtu | 0 | 0 | 0 | 0 | 0 | 0 | 0 | 0 | 0
|  | 2025 | terabtu | 0 | 0 | 0 | 0 | 0 | 0 | 0 | 0 | 0
|  | 2030 | terabtu | 0 | 0 | 0 | 0 | 0 | 0 | 0 | 0 | 0
|  | 2035 | terabtu | 0 | 0 | 0 | 0 | 0 | 0 | 0 | 0 | 0
|  | 2040 | terabtu | 0 | 0 | 0 | 0 | 0 | 0 | 0 | 0 | 0
|  | 2045 | terabtu | 0 | 0 | 0 | 0 | 0 | 0 | 0 | 0 | 0
|  | 2050 | terabtu | 0 | 0 | 0 | 0 | 0 | 0 | 0 | 0 | 0
| pacific northwest agg. | 2020 | terabtu | 0 | 0 | 0 | 0 | 0 | 0 | 0 | 0 | 0
|  | 2025 | terabtu | 0 | 0 | 0 | 0 | 0 | 0 | 0 | 0 | 0
|  | 2030 | terabtu | 0 | 0 | 0 | 0 | 0 | 0 | 0 | 0 | 0
|  | 2035 | terabtu | 0 | 0 | 0 | 0 | 0 | 0 | 0 | 0 | 0
|  | 2040 | terabtu | 0 | 0 | 0 | 0 | 0 | 0 | 0 | 0 | 0
|  | 2045 | terabtu | 0 | 0 | 0 | 0 | 0 | 0 | 0 | 0 | 0
|  | 2050 | terabtu | 0 | 0 | 0 | 0 | 0 | 0 | 0 | 0 | 0
| rocky mountains agg. | 2020 | terabtu | 0 | 0 | 0 | 0 | 0 | 0 | 0 | 0 | 0
|  | 2025 | terabtu | 0 | 0 | 0 | 0 | 0 | 0 | 0 | 0 | 0
|  | 2030 | terabtu | 0 | 0 | 0 | 0 | 0 | 0 | 0 | 0 | 0
|  | 2035 | terabtu | 0 | 0 | 0 | 0 | 0 | 0 | 0 | 0 | 0
|  | 2040 | terabtu | 0 | 0 | 0 | 0 | 0 | 0 | 0 | 0 | 0
|  | 2045 | terabtu | 0 | 0 | 0 | 0 | 0 | 0 | 0 | 0 | 0
|  | 2050 | terabtu | 0 | 0 | 0 | 0 | 0 | 0 | 0 | 0 | 0
| southeast agg. | 2020 | terabtu | 0 | 0 | 0 | 0 | 0 | 0 | 0 | 0 | 0
|  | 2025 | terabtu | 0 | 0 | 0 | 0 | 0 | 0 | 0 | 0 | 0
|  | 2030 | terabtu | 0 | 0 | 0 | 0 | 0 | 0 | 0 | 0 | 0
|  | 2035 | terabtu | 0 | 0 | 0 | 0 | 0 | 0 | 0 | 0 | 0
|  | 2040 | terabtu | 0 | 0 | 0 | 0 | 0 | 0 | 0 | 0 | 0
|  | 2045 | terabtu | 0 | 0 | 0 | 0 | 0 | 0 | 0 | 0 | 0
|  | 2050 | terabtu | 0 | 0 | 0 | 0 | 0 | 0 | 0 | 0 | 0
| texas agg. | 2020 | terabtu | 0 | 0 | 0 | 0 | 0 | 0 | 0 | 0 | 0
|  | 2025 | terabtu | 0 | 0 | 0 | 0 | 0 | 0 | 0 | 0 | 0
|  | 2030 | terabtu | 0 | 0 | 0 | 0 | 0 | 0 | 0 | 0 | 0
|  | 2035 | terabtu | 0 | 0 | 0 | 0 | 0 | 0 | 0 | 0 | 0
|  | 2040 | terabtu | 0 | 0 | 0 | 0 | 0 | 0 | 0 | 0 | 0
|  | 2045 | terabtu | 0 | 0 | 0 | 0 | 0 | 0 | 0 | 0 | 0
|  | 2050 | terabtu | 0 | 0 | 0 | 0 | 0 | 0 | 0 | 0 | 0
| upper midwest agg. | 2020 | terabtu | 0.4 | 0.4 | 0.4 | 0.4 | 0.4 | 0.4 | 0.4 | 0.4 | 0.4
|  | 2025 | terabtu | 1 | 1 | 1 | 1 | 1 | 1 | 1 | 1 | 1
|  | 2030 | terabtu | 3.6 | 3.6 | 3.6 | 3.6 | 3.6 | 3.6 | 3.6 | 3.6 | 3.6
|  | 2035 | terabtu | 5 | 5 | 5 | 5 | 5 | 5 | 5 | 5 | 5
|  | 2040 | terabtu | 2.1 | 2.1 | 2.1 | 2.1 | 2.1 | 2.1 | 2.1 | 2.1 | 2.1
|  | 2045 | terabtu | 2.1 | 2.1 | 2.1 | 2.1 | 2.1 | 2.1 | 2.1 | 2.1 | 2.1
|  | 2050 | terabtu | 2.1 | 2.1 | 2.1 | 2.1 | 2.1 | 2.1 | 2.1 | 2.1 | 2.1
| utah/nevada agg. | 2020 | terabtu | 0 | 0 | 0 | 0 | 0 | 0 | 0 | 0 | 0
|  | 2025 | terabtu | 0 | 0 | 0 | 0 | 0 | 0 | 0 | 0 | 0
|  | 2030 | terabtu | 0 | 0 | 0 | 0 | 0 | 0 | 0 | 0 | 0
|  | 2035 | terabtu | 0 | 0 | 0 | 0 | 0 | 0 | 0 | 0 | 0
|  | 2040 | terabtu | 0 | 0 | 0 | 0 | 0 | 0 | 0 | 0 | 0
|  | 2045 | terabtu | 0 | 0 | 0 | 0 | 0 | 0 | 0 | 0 | 0
|  | 2050 | terabtu | 0 | 0 | 0 | 0 | 0 | 0 | 0 | 0 | 0
biomass primary - wood_110 | alaska agg. | 2020 | terabtu | 0 | 0 | 0 | 0 | 0 | 0 | 0 | 0 | 0
|  | 2025 | terabtu | 0 | 0 | 0 | 0 | 0 | 0 | 0 | 0 | 0
|  | 2030 | terabtu | 0 | 0 | 0 | 0 | 0 | 0 | 0 | 0 | 0
|  | 2035 | terabtu | 0 | 0 | 0 | 0 | 0 | 0 | 0 | 0 | 0
|  | 2040 | terabtu | 0 | 0 | 0 | 0 | 0 | 0 | 0 | 0 | 0
|  | 2045 | terabtu | 0 | 0 | 0 | 0 | 0 | 0 | 0 | 0 | 0
|  | 2050 | terabtu | 0 | 0 | 0 | 0 | 0 | 0 | 0 | 0 | 0
| california agg. | 2020 | terabtu | 0 | 0 | 0 | 0 | 0 | 0.8 | 0.8 | 0.8 | 0.8
|  | 2025 | terabtu | 0 | 0 | 0 | 0 | 0 | 0.9 | 0.9 | 0.9 | 0.9
|  | 2030 | terabtu | 0 | 0 | 0 | 0 | 0 | 0 | 0 | 0 | 0
|  | 2035 | terabtu | 0 | 0 | 0 | 0 | 0 | 0.9 | 0.9 | 0.9 | 0.9
|  | 2040 | terabtu | 0 | 0 | 0 | 0 | 0 | 2.5 | 2.5 | 2.5 | 2.5
|  | 2045 | terabtu | 0 | 0 | 0 | 0 | 0 | 2.5 | 2.5 | 2.5 | 2.5
|  | 2050 | terabtu | 0 | 0 | 0 | 0 | 0 | 2.5 | 2.5 | 2.5 | 2.5
| desert southwest agg. | 2020 | terabtu | 15.5 | 15.5 | 15.5 | 15.5 | 15.5 | 15.5 | 15.5 | 15.5 | 15.5
|  | 2025 | terabtu | 15.5 | 15.5 | 15.5 | 15.5 | 15.5 | 15.9 | 15.9 | 15.9 | 15.9
|  | 2030 | terabtu | 15.5 | 15.5 | 15.5 | 15.5 | 15.5 | 15.9 | 15.9 | 15.9 | 15.9
|  | 2035 | terabtu | 15.5 | 15.5 | 15.5 | 15.5 | 15.5 | 16.8 | 16.8 | 16.8 | 16.8
|  | 2040 | terabtu | 15.5 | 15.5 | 15.5 | 15.5 | 15.5 | 16.6 | 16.6 | 16.6 | 16.6
|  | 2045 | terabtu | 15.5 | 15.5 | 15.5 | 15.5 | 15.5 | 16.6 | 16.6 | 16.6 | 16.6
|  | 2050 | terabtu | 15.5 | 15.5 | 15.5 | 15.5 | 15.5 | 16.6 | 16.6 | 16.6 | 16.6
| florida agg. | 2020 | terabtu | 0 | 0 | 0 | 0 | 0 | 0 | 0 | 0 | 0
|  | 2025 | terabtu | 0 | 0 | 0 | 0 | 0 | 1 | 1 | 1 | 1
|  | 2030 | terabtu | 0 | 0 | 0 | 0 | 0 | 0.4 | 0.4 | 0.4 | 0.4
|  | 2035 | terabtu | 0 | 0 | 0 | 0 | 0 | 0 | 0 | 0 | 0
|  | 2040 | terabtu | 0 | 0 | 0 | 0 | 0 | 0 | 0 | 0 | 0
|  | 2045 | terabtu | 0 | 0 | 0 | 0 | 0 | 0 | 0 | 0 | 0
|  | 2050 | terabtu | 0 | 0 | 0 | 0 | 0 | 0 | 0 | 0 | 0
| hawaii agg. | 2020 | terabtu | 0 | 0 | 0 | 0 | 0 | 0 | 0 | 0 | 0
|  | 2025 | terabtu | 0 | 0 | 0 | 0 | 0 | 0 | 0 | 0 | 0
|  | 2030 | terabtu | 0 | 0 | 0 | 0 | 0 | 0 | 0 | 0 | 0
|  | 2035 | terabtu | 0 | 0 | 0 | 0 | 0 | 0 | 0 | 0 | 0
|  | 2040 | terabtu | 0 | 0 | 0 | 0 | 0 | 0 | 0 | 0 | 0
|  | 2045 | terabtu | 0 | 0 | 0 | 0 | 0 | 0 | 0 | 0 | 0
|  | 2050 | terabtu | 0 | 0 | 0 | 0 | 0 | 0 | 0 | 0 | 0
| louisiana and ozarks agg. | 2020 | terabtu | 2.9 | 2.9 | 2.9 | 2.9 | 2.9 | 2.9 | 2.9 | 2.9 | 2.9
|  | 2025 | terabtu | 3.1 | 3.1 | 3.1 | 3.1 | 3.1 | 10.4 | 10.4 | 10.4 | 10.4
|  | 2030 | terabtu | 3.3 | 3.3 | 3.3 | 3.3 | 3.3 | 31.5 | 31.5 | 31.5 | 31.5
|  | 2035 | terabtu | 3.1 | 3.1 | 3.1 | 3.1 | 3.1 | 15.4 | 15.4 | 15.4 | 15.4
|  | 2040 | terabtu | 3.2 | 3.2 | 3.2 | 3.2 | 3.2 | 7.6 | 7.6 | 7.6 | 7.6
|  | 2045 | terabtu | 3.2 | 3.2 | 3.2 | 3.2 | 3.2 | 7.6 | 7.6 | 7.6 | 7.6
|  | 2050 | terabtu | 3.2 | 3.2 | 3.2 | 3.2 | 3.2 | 7.6 | 7.6 | 7.6 | 7.6
| lower midwest agg. | 2020 | terabtu | 1.7 | 1.7 | 1.7 | 1.7 | 1.7 | 1.7 | 1.7 | 1.7 | 1.7
|  | 2025 | terabtu | 1.7 | 1.7 | 1.7 | 1.7 | 1.7 | 3.7 | 3.7 | 3.7 | 3.7
|  | 2030 | terabtu | 1.7 | 1.7 | 1.7 | 1.7 | 1.7 | 12 | 12 | 12 | 12
|  | 2035 | terabtu | 1.7 | 1.7 | 1.7 | 1.7 | 1.7 | 11.8 | 11.8 | 11.8 | 11.8
|  | 2040 | terabtu | 1.7 | 1.7 | 1.7 | 1.7 | 1.7 | 6.2 | 6.2 | 6.2 | 6.2
|  | 2045 | terabtu | 1.7 | 1.7 | 1.7 | 1.7 | 1.7 | 6.2 | 6.2 | 6.2 | 6.2
|  | 2050 | terabtu | 1.7 | 1.7 | 1.7 | 1.7 | 1.7 | 6.2 | 6.2 | 6.2 | 6.2
| mid-atlantic and great lakes agg. | 2020 | terabtu | 11.8 | 11.8 | 11.8 | 11.8 | 11.8 | 15.8 | 15.8 | 15.8 | 15.8
|  | 2025 | terabtu | 10.1 | 10.1 | 10.1 | 10.1 | 10.1 | 64.5 | 64.5 | 64.5 | 64.5
|  | 2030 | terabtu | 8.5 | 8.5 | 8.5 | 8.5 | 8.5 | 153.1 | 153.1 | 153.1 | 153.1
|  | 2035 | terabtu | 9 | 9 | 9 | 9 | 9 | 183.1 | 183.1 | 183.1 | 183.1
|  | 2040 | terabtu | 16.3 | 16.3 | 16.3 | 16.3 | 16.3 | 190.5 | 190.5 | 190.5 | 190.5
|  | 2045 | terabtu | 16.3 | 16.3 | 16.3 | 16.3 | 16.3 | 190.5 | 190.5 | 190.5 | 190.5
|  | 2050 | terabtu | 16.3 | 16.3 | 16.3 | 16.3 | 16.3 | 190.5 | 190.5 | 190.5 | 190.5
| new england agg. | 2020 | terabtu | 6.1 | 6.1 | 6.1 | 6.1 | 6.1 | 6.1 | 6.1 | 6.1 | 6.1
|  | 2025 | terabtu | 9 | 9 | 9 | 9 | 9 | 37.8 | 37.8 | 37.8 | 37.8
|  | 2030 | terabtu | 23.8 | 23.8 | 23.8 | 23.8 | 23.8 | 41.1 | 41.1 | 41.1 | 41.1
|  | 2035 | terabtu | 1.5 | 1.5 | 1.5 | 1.5 | 1.5 | 37.1 | 37.1 | 37.1 | 37.1
|  | 2040 | terabtu | 3.1 | 3.1 | 3.1 | 3.1 | 3.1 | 61.8 | 61.8 | 61.8 | 61.8
|  | 2045 | terabtu | 3.1 | 3.1 | 3.1 | 3.1 | 3.1 | 61.8 | 61.8 | 61.8 | 61.8
|  | 2050 | terabtu | 3.1 | 3.1 | 3.1 | 3.1 | 3.1 | 61.8 | 61.8 | 61.8 | 61.8
| new york agg. | 2020 | terabtu | 2.5 | 2.5 | 2.5 | 2.5 | 2.5 | 2.5 | 2.5 | 2.5 | 2.5
|  | 2025 | terabtu | 4.3 | 4.3 | 4.3 | 4.3 | 4.3 | 10.5 | 10.5 | 10.5 | 10.5
|  | 2030 | terabtu | 5.9 | 5.9 | 5.9 | 5.9 | 5.9 | 30.4 | 30.4 | 30.4 | 30.4
|  | 2035 | terabtu | 3.3 | 3.3 | 3.3 | 3.3 | 3.3 | 30.4 | 30.4 | 30.4 | 30.4
|  | 2040 | terabtu | 7.5 | 7.5 | 7.5 | 7.5 | 7.5 | 44.8 | 44.8 | 44.8 | 44.8
|  | 2045 | terabtu | 7.5 | 7.5 | 7.5 | 7.5 | 7.5 | 44.8 | 44.8 | 44.8 | 44.8
|  | 2050 | terabtu | 7.5 | 7.5 | 7.5 | 7.5 | 7.5 | 44.8 | 44.8 | 44.8 | 44.8
| pacific northwest agg. | 2020 | terabtu | 1 | 1 | 1 | 1 | 1 | 1 | 1 | 1 | 1
|  | 2025 | terabtu | 1 | 1 | 1 | 1 | 1 | 1.4 | 1.4 | 1.4 | 1.4
|  | 2030 | terabtu | 1 | 1 | 1 | 1 | 1 | 5.4 | 5.4 | 5.4 | 5.4
|  | 2035 | terabtu | 1 | 1 | 1 | 1 | 1 | 3.9 | 3.9 | 3.9 | 3.9
|  | 2040 | terabtu | 1 | 1 | 1 | 1 | 1 | 5.5 | 5.5 | 5.5 | 5.5
|  | 2045 | terabtu | 1 | 1 | 1 | 1 | 1 | 5.5 | 5.5 | 5.5 | 5.5
|  | 2050 | terabtu | 1 | 1 | 1 | 1 | 1 | 5.5 | 5.5 | 5.5 | 5.5
| rocky mountains agg. | 2020 | terabtu | 5.4 | 5.4 | 5.4 | 5.4 | 5.4 | 5.4 | 5.4 | 5.4 | 5.4
|  | 2025 | terabtu | 5.4 | 5.4 | 5.4 | 5.4 | 5.4 | 5.5 | 5.5 | 5.5 | 5.5
|  | 2030 | terabtu | 5.4 | 5.4 | 5.4 | 5.4 | 5.4 | 8.3 | 8.3 | 8.3 | 8.3
|  | 2035 | terabtu | 5.4 | 5.4 | 5.4 | 5.4 | 5.4 | 9 | 9 | 9 | 9
|  | 2040 | terabtu | 5.4 | 5.4 | 5.4 | 5.4 | 5.4 | 8.6 | 8.6 | 8.6 | 8.6
|  | 2045 | terabtu | 5.4 | 5.4 | 5.4 | 5.4 | 5.4 | 8.6 | 8.6 | 8.6 | 8.6
|  | 2050 | terabtu | 5.4 | 5.4 | 5.4 | 5.4 | 5.4 | 8.6 | 8.6 | 8.6 | 8.6
| southeast agg. | 2020 | terabtu | 0 | 0 | 0 | 0 | 0 | 0 | 0 | 0 | 0
|  | 2025 | terabtu | 0 | 0 | 0 | 0 | 0 | 7.6 | 7.6 | 7.6 | 7.6
|  | 2030 | terabtu | 0 | 0 | 0 | 0 | 0 | 10.2 | 10.2 | 10.2 | 10.2
|  | 2035 | terabtu | 0 | 0 | 0 | 0 | 0 | 9.9 | 9.9 | 9.9 | 9.9
|  | 2040 | terabtu | 0 | 0 | 0 | 0 | 0 | 0.4 | 0.4 | 0.4 | 0.4
|  | 2045 | terabtu | 0 | 0 | 0 | 0 | 0 | 0.4 | 0.4 | 0.4 | 0.4
|  | 2050 | terabtu | 0 | 0 | 0 | 0 | 0 | 0.4 | 0.4 | 0.4 | 0.4
| texas agg. | 2020 | terabtu | 9.2 | 9.2 | 9.2 | 9.2 | 9.2 | 9.2 | 9.2 | 9.2 | 9.2
|  | 2025 | terabtu | 9.2 | 9.2 | 9.2 | 9.2 | 9.2 | 10.4 | 10.4 | 10.4 | 10.4
|  | 2030 | terabtu | 9.2 | 9.2 | 9.2 | 9.2 | 9.2 | 0.1 | 0.1 | 0.1 | 0.1
|  | 2035 | terabtu | 9.2 | 9.2 | 9.2 | 9.2 | 9.2 | 0.1 | 0.1 | 0.1 | 0.1
|  | 2040 | terabtu | 9.2 | 9.2 | 9.2 | 9.2 | 9.2 | 1.1 | 1.1 | 1.1 | 1.1
|  | 2045 | terabtu | 9.2 | 9.2 | 9.2 | 9.2 | 9.2 | 1.1 | 1.1 | 1.1 | 1.1
|  | 2050 | terabtu | 9.2 | 9.2 | 9.2 | 9.2 | 9.2 | 1.1 | 1.1 | 1.1 | 1.1
| upper midwest agg. | 2020 | terabtu | 5.1 | 5.1 | 5.1 | 5.1 | 5.1 | 5.3 | 5.3 | 5.3 | 5.3
|  | 2025 | terabtu | 5.7 | 5.7 | 5.7 | 5.7 | 5.7 | 13.7 | 13.7 | 13.7 | 13.7
|  | 2030 | terabtu | 6.4 | 6.4 | 6.4 | 6.4 | 6.4 | 30.3 | 30.3 | 30.3 | 30.3
|  | 2035 | terabtu | 6.6 | 6.6 | 6.6 | 6.6 | 6.6 | 25.1 | 25.1 | 25.1 | 25.1
|  | 2040 | terabtu | 10.4 | 10.4 | 10.4 | 10.4 | 10.4 | 28.4 | 28.4 | 28.4 | 28.4
|  | 2045 | terabtu | 10.4 | 10.4 | 10.4 | 10.4 | 10.4 | 28.4 | 28.4 | 28.4 | 28.4
|  | 2050 | terabtu | 10.4 | 10.4 | 10.4 | 10.4 | 10.4 | 28.4 | 28.4 | 28.4 | 28.4
| utah/nevada agg. | 2020 | terabtu | 11.9 | 11.9 | 11.9 | 11.9 | 11.9 | 11.9 | 11.9 | 11.9 | 11.9
|  | 2025 | terabtu | 11.9 | 11.9 | 11.9 | 11.9 | 11.9 | 13.3 | 13.3 | 13.3 | 13.3
|  | 2030 | terabtu | 11.9 | 11.9 | 11.9 | 11.9 | 11.9 | 12 | 12 | 12 | 12
|  | 2035 | terabtu | 11.9 | 11.9 | 11.9 | 11.9 | 11.9 | 12.1 | 12.1 | 12.1 | 12.1
|  | 2040 | terabtu | 11.9 | 11.9 | 11.9 | 11.9 | 11.9 | 12 | 12 | 12 | 12
|  | 2045 | terabtu | 11.9 | 11.9 | 11.9 | 11.9 | 11.9 | 12 | 12 | 12 | 12
|  | 2050 | terabtu | 11.9 | 11.9 | 11.9 | 11.9 | 11.9 | 12 | 12 | 12 | 12
biomass primary - wood_115 | alaska agg. | 2020 | terabtu | 0 | 0 | 0 | 0 | 0 | 0 | 0 | 0 | 0
|  | 2025 | terabtu | 0 | 0 | 0 | 0 | 0 | 0 | 0 | 0 | 0
|  | 2030 | terabtu | 0 | 0 | 0 | 0 | 0 | 0 | 0 | 0 | 0
|  | 2035 | terabtu | 0 | 0 | 0 | 0 | 0 | 0 | 0 | 0 | 0
|  | 2040 | terabtu | 0 | 0 | 0 | 0 | 0 | 0 | 0 | 0 | 0
|  | 2045 | terabtu | 0 | 0 | 0 | 0 | 0 | 0 | 0 | 0 | 0
|  | 2050 | terabtu | 0 | 0 | 0 | 0 | 0 | 0 | 0 | 0 | 0
| california agg. | 2020 | terabtu | 0 | 0 | 0 | 0 | 0 | 0 | 0 | 0 | 0
|  | 2025 | terabtu | 0 | 0 | 0 | 0 | 0 | 0 | 0 | 0 | 0
|  | 2030 | terabtu | 0 | 0 | 0 | 0 | 0 | 0 | 0 | 0 | 0
|  | 2035 | terabtu | 0 | 0 | 0 | 0 | 0 | 0 | 0 | 0 | 0
|  | 2040 | terabtu | 0 | 0 | 0 | 0 | 0 | 0 | 0 | 0 | 0
|  | 2045 | terabtu | 0 | 0 | 0 | 0 | 0 | 0 | 0 | 0 | 0
|  | 2050 | terabtu | 0 | 0 | 0 | 0 | 0 | 0 | 0 | 0 | 0
| desert southwest agg. | 2020 | terabtu | 0 | 0 | 0 | 0 | 0 | 0 | 0 | 0 | 0
|  | 2025 | terabtu | 0 | 0 | 0 | 0 | 0 | 0 | 0 | 0 | 0
|  | 2030 | terabtu | 0 | 0 | 0 | 0 | 0 | 0 | 0 | 0 | 0
|  | 2035 | terabtu | 0 | 0 | 0 | 0 | 0 | 0 | 0 | 0 | 0
|  | 2040 | terabtu | 0 | 0 | 0 | 0 | 0 | 0 | 0 | 0 | 0
|  | 2045 | terabtu | 0 | 0 | 0 | 0 | 0 | 0 | 0 | 0 | 0
|  | 2050 | terabtu | 0 | 0 | 0 | 0 | 0 | 0 | 0 | 0 | 0
| florida agg. | 2020 | terabtu | 0 | 0 | 0 | 0 | 0 | 0 | 0 | 0 | 0
|  | 2025 | terabtu | 0 | 0 | 0 | 0 | 0 | 0 | 0 | 0 | 0
|  | 2030 | terabtu | 0 | 0 | 0 | 0 | 0 | 0 | 0 | 0 | 0
|  | 2035 | terabtu | 0 | 0 | 0 | 0 | 0 | 0 | 0 | 0 | 0
|  | 2040 | terabtu | 0 | 0 | 0 | 0 | 0 | 0 | 0 | 0 | 0
|  | 2045 | terabtu | 0 | 0 | 0 | 0 | 0 | 0 | 0 | 0 | 0
|  | 2050 | terabtu | 0 | 0 | 0 | 0 | 0 | 0 | 0 | 0 | 0
| hawaii agg. | 2020 | terabtu | 0 | 0 | 0 | 0 | 0 | 0 | 0 | 0 | 0
|  | 2025 | terabtu | 0 | 0 | 0 | 0 | 0 | 0 | 0 | 0 | 0
|  | 2030 | terabtu | 0 | 0 | 0 | 0 | 0 | 0 | 0 | 0 | 0
|  | 2035 | terabtu | 0 | 0 | 0 | 0 | 0 | 0 | 0 | 0 | 0
|  | 2040 | terabtu | 0 | 0 | 0 | 0 | 0 | 0 | 0 | 0 | 0
|  | 2045 | terabtu | 0 | 0 | 0 | 0 | 0 | 0 | 0 | 0 | 0
|  | 2050 | terabtu | 0 | 0 | 0 | 0 | 0 | 0 | 0 | 0 | 0
| louisiana and ozarks agg. | 2020 | terabtu | 0 | 0 | 0 | 0 | 0 | 0 | 0 | 0 | 0
|  | 2025 | terabtu | 0 | 0 | 0 | 0 | 0 | 0 | 0 | 0 | 0
|  | 2030 | terabtu | 0 | 0 | 0 | 0 | 0 | 0 | 0 | 0 | 0
|  | 2035 | terabtu | 0.2 | 0.2 | 0.2 | 0.2 | 0.2 | 0.2 | 0.2 | 0.2 | 0.2
|  | 2040 | terabtu | 0 | 0 | 0 | 0 | 0 | 0 | 0 | 0 | 0
|  | 2045 | terabtu | 0 | 0 | 0 | 0 | 0 | 0 | 0 | 0 | 0
|  | 2050 | terabtu | 0 | 0 | 0 | 0 | 0 | 0 | 0 | 0 | 0
| lower midwest agg. | 2020 | terabtu | 0 | 0 | 0 | 0 | 0 | 0 | 0 | 0 | 0
|  | 2025 | terabtu | 0 | 0 | 0 | 0 | 0 | 0 | 0 | 0 | 0
|  | 2030 | terabtu | 0 | 0 | 0 | 0 | 0 | 0 | 0 | 0 | 0
|  | 2035 | terabtu | 0 | 0 | 0 | 0 | 0 | 0 | 0 | 0 | 0
|  | 2040 | terabtu | 0 | 0 | 0 | 0 | 0 | 0 | 0 | 0 | 0
|  | 2045 | terabtu | 0 | 0 | 0 | 0 | 0 | 0 | 0 | 0 | 0
|  | 2050 | terabtu | 0 | 0 | 0 | 0 | 0 | 0 | 0 | 0 | 0
| mid-atlantic and great lakes agg. | 2020 | terabtu | 0.3 | 0.3 | 0.3 | 0.3 | 0.3 | 0.3 | 0.3 | 0.3 | 0.3
|  | 2025 | terabtu | 0.3 | 0.3 | 0.3 | 0.3 | 0.3 | 0.3 | 0.3 | 0.3 | 0.3
|  | 2030 | terabtu | 0.4 | 0.4 | 0.4 | 0.4 | 0.4 | 0.4 | 0.4 | 0.4 | 0.4
|  | 2035 | terabtu | 0.5 | 0.5 | 0.5 | 0.5 | 0.5 | 0.5 | 0.5 | 0.5 | 0.5
|  | 2040 | terabtu | 0 | 0 | 0 | 0 | 0 | 0 | 0 | 0 | 0
|  | 2045 | terabtu | 0 | 0 | 0 | 0 | 0 | 0 | 0 | 0 | 0
|  | 2050 | terabtu | 0 | 0 | 0 | 0 | 0 | 0 | 0 | 0 | 0
| new england agg. | 2020 | terabtu | 0 | 0 | 0 | 0 | 0 | 0 | 0 | 0 | 0
|  | 2025 | terabtu | 0 | 0 | 0 | 0 | 0 | 0 | 0 | 0 | 0
|  | 2030 | terabtu | 0 | 0 | 0 | 0 | 0 | 0 | 0 | 0 | 0
|  | 2035 | terabtu | 0 | 0 | 0 | 0 | 0 | 0 | 0 | 0 | 0
|  | 2040 | terabtu | 0 | 0 | 0 | 0 | 0 | 0 | 0 | 0 | 0
|  | 2045 | terabtu | 0 | 0 | 0 | 0 | 0 | 0 | 0 | 0 | 0
|  | 2050 | terabtu | 0 | 0 | 0 | 0 | 0 | 0 | 0 | 0 | 0
| new york agg. | 2020 | terabtu | 0 | 0 | 0 | 0 | 0 | 0 | 0 | 0 | 0
|  | 2025 | terabtu | 0 | 0 | 0 | 0 | 0 | 0 | 0 | 0 | 0
|  | 2030 | terabtu | 0 | 0 | 0 | 0 | 0 | 0 | 0 | 0 | 0
|  | 2035 | terabtu | 0 | 0 | 0 | 0 | 0 | 0 | 0 | 0 | 0
|  | 2040 | terabtu | 0 | 0 | 0 | 0 | 0 | 0 | 0 | 0 | 0
|  | 2045 | terabtu | 0 | 0 | 0 | 0 | 0 | 0 | 0 | 0 | 0
|  | 2050 | terabtu | 0 | 0 | 0 | 0 | 0 | 0 | 0 | 0 | 0
| pacific northwest agg. | 2020 | terabtu | 0 | 0 | 0 | 0 | 0 | 0 | 0 | 0 | 0
|  | 2025 | terabtu | 0 | 0 | 0 | 0 | 0 | 0 | 0 | 0 | 0
|  | 2030 | terabtu | 0 | 0 | 0 | 0 | 0 | 0 | 0 | 0 | 0
|  | 2035 | terabtu | 0 | 0 | 0 | 0 | 0 | 0 | 0 | 0 | 0
|  | 2040 | terabtu | 0 | 0 | 0 | 0 | 0 | 0 | 0 | 0 | 0
|  | 2045 | terabtu | 0 | 0 | 0 | 0 | 0 | 0 | 0 | 0 | 0
|  | 2050 | terabtu | 0 | 0 | 0 | 0 | 0 | 0 | 0 | 0 | 0
| rocky mountains agg. | 2020 | terabtu | 0 | 0 | 0 | 0 | 0 | 0 | 0 | 0 | 0
|  | 2025 | terabtu | 0 | 0 | 0 | 0 | 0 | 0 | 0 | 0 | 0
|  | 2030 | terabtu | 0 | 0 | 0 | 0 | 0 | 0 | 0 | 0 | 0
|  | 2035 | terabtu | 0 | 0 | 0 | 0 | 0 | 0 | 0 | 0 | 0
|  | 2040 | terabtu | 0 | 0 | 0 | 0 | 0 | 0 | 0 | 0 | 0
|  | 2045 | terabtu | 0 | 0 | 0 | 0 | 0 | 0 | 0 | 0 | 0
|  | 2050 | terabtu | 0 | 0 | 0 | 0 | 0 | 0 | 0 | 0 | 0
| southeast agg. | 2020 | terabtu | 0 | 0 | 0 | 0 | 0 | 0 | 0 | 0 | 0
|  | 2025 | terabtu | 0 | 0 | 0 | 0 | 0 | 0 | 0 | 0 | 0
|  | 2030 | terabtu | 0 | 0 | 0 | 0 | 0 | 0 | 0 | 0 | 0
|  | 2035 | terabtu | 0 | 0 | 0 | 0 | 0 | 0 | 0 | 0 | 0
|  | 2040 | terabtu | 0 | 0 | 0 | 0 | 0 | 0 | 0 | 0 | 0
|  | 2045 | terabtu | 0 | 0 | 0 | 0 | 0 | 0 | 0 | 0 | 0
|  | 2050 | terabtu | 0 | 0 | 0 | 0 | 0 | 0 | 0 | 0 | 0
| texas agg. | 2020 | terabtu | 0 | 0 | 0 | 0 | 0 | 0 | 0 | 0 | 0
|  | 2025 | terabtu | 0 | 0 | 0 | 0 | 0 | 0 | 0 | 0 | 0
|  | 2030 | terabtu | 0 | 0 | 0 | 0 | 0 | 0 | 0 | 0 | 0
|  | 2035 | terabtu | 0 | 0 | 0 | 0 | 0 | 0 | 0 | 0 | 0
|  | 2040 | terabtu | 0 | 0 | 0 | 0 | 0 | 0 | 0 | 0 | 0
|  | 2045 | terabtu | 0 | 0 | 0 | 0 | 0 | 0 | 0 | 0 | 0
|  | 2050 | terabtu | 0 | 0 | 0 | 0 | 0 | 0 | 0 | 0 | 0
| upper midwest agg. | 2020 | terabtu | 0 | 0 | 0 | 0 | 0 | 0 | 0 | 0 | 0
|  | 2025 | terabtu | 0 | 0 | 0 | 0 | 0 | 0 | 0 | 0 | 0
|  | 2030 | terabtu | 9.7 | 9.7 | 9.7 | 9.7 | 9.7 | 9.7 | 9.7 | 9.7 | 9.7
|  | 2035 | terabtu | 8.8 | 8.8 | 8.8 | 8.8 | 8.8 | 8.8 | 8.8 | 8.8 | 8.8
|  | 2040 | terabtu | 13.1 | 13.1 | 13.1 | 13.1 | 13.1 | 13.1 | 13.1 | 13.1 | 13.1
|  | 2045 | terabtu | 13.1 | 13.1 | 13.1 | 13.1 | 13.1 | 13.1 | 13.1 | 13.1 | 13.1
|  | 2050 | terabtu | 13.1 | 13.1 | 13.1 | 13.1 | 13.1 | 13.1 | 13.1 | 13.1 | 13.1
| utah/nevada agg. | 2020 | terabtu | 0 | 0 | 0 | 0 | 0 | 0 | 0 | 0 | 0
|  | 2025 | terabtu | 0 | 0 | 0 | 0 | 0 | 0 | 0 | 0 | 0
|  | 2030 | terabtu | 0 | 0 | 0 | 0 | 0 | 0 | 0 | 0 | 0
|  | 2035 | terabtu | 0 | 0 | 0 | 0 | 0 | 0 | 0 | 0 | 0
|  | 2040 | terabtu | 0 | 0 | 0 | 0 | 0 | 0 | 0 | 0 | 0
|  | 2045 | terabtu | 0 | 0 | 0 | 0 | 0 | 0 | 0 | 0 | 0
|  | 2050 | terabtu | 0 | 0 | 0 | 0 | 0 | 0 | 0 | 0 | 0
biomass primary - wood_120 | alaska agg. | 2020 | terabtu | 0 | 0 | 0 | 0 | 0 | 0 | 0 | 0 | 0
|  | 2025 | terabtu | 0 | 0 | 0 | 0 | 0 | 0 | 0 | 0 | 0
|  | 2030 | terabtu | 0 | 0 | 0 | 0 | 0 | 0 | 0 | 0 | 0
|  | 2035 | terabtu | 0 | 0 | 0 | 0 | 0 | 0 | 0 | 0 | 0
|  | 2040 | terabtu | 0 | 0 | 0 | 0 | 0 | 0 | 0 | 0 | 0
|  | 2045 | terabtu | 0 | 0 | 0 | 0 | 0 | 0 | 0 | 0 | 0
|  | 2050 | terabtu | 0 | 0 | 0 | 0 | 0 | 0 | 0 | 0 | 0
| california agg. | 2020 | terabtu | 0 | 0 | 0 | 0 | 0 | 0 | 0 | 0 | 0
|  | 2025 | terabtu | 0 | 0 | 0 | 0 | 0 | 0 | 0 | 0 | 0
|  | 2030 | terabtu | 2 | 2 | 2 | 2 | 2 | 2 | 2 | 2 | 2
|  | 2035 | terabtu | 3.4 | 3.4 | 3.4 | 3.4 | 3.4 | 3.4 | 3.4 | 3.4 | 3.4
|  | 2040 | terabtu | 4.2 | 4.2 | 4.2 | 4.2 | 4.2 | 4.2 | 4.2 | 4.2 | 4.2
|  | 2045 | terabtu | 4.2 | 4.2 | 4.2 | 4.2 | 4.2 | 4.2 | 4.2 | 4.2 | 4.2
|  | 2050 | terabtu | 4.2 | 4.2 | 4.2 | 4.2 | 4.2 | 4.2 | 4.2 | 4.2 | 4.2
| desert southwest agg. | 2020 | terabtu | 0.4 | 0.4 | 0.4 | 0.4 | 0.4 | 0.4 | 0.4 | 0.4 | 0.4
|  | 2025 | terabtu | 0.5 | 0.5 | 0.5 | 0.5 | 0.5 | 0.5 | 0.5 | 0.5 | 0.5
|  | 2030 | terabtu | 0.8 | 0.8 | 0.8 | 0.8 | 0.8 | 0.8 | 0.8 | 0.8 | 0.8
|  | 2035 | terabtu | 0.4 | 0.4 | 0.4 | 0.4 | 0.4 | 0.4 | 0.4 | 0.4 | 0.4
|  | 2040 | terabtu | 0.3 | 0.3 | 0.3 | 0.3 | 0.3 | 0.3 | 0.3 | 0.3 | 0.3
|  | 2045 | terabtu | 0.3 | 0.3 | 0.3 | 0.3 | 0.3 | 0.3 | 0.3 | 0.3 | 0.3
|  | 2050 | terabtu | 0.3 | 0.3 | 0.3 | 0.3 | 0.3 | 0.3 | 0.3 | 0.3 | 0.3
| florida agg. | 2020 | terabtu | 0.3 | 0.3 | 0.3 | 0.3 | 0.3 | 0.3 | 0.3 | 0.3 | 0.3
|  | 2025 | terabtu | 0.1 | 0.1 | 0.1 | 0.1 | 0.1 | 0.1 | 0.1 | 0.1 | 0.1
|  | 2030 | terabtu | 0 | 0 | 0 | 0 | 0 | 0 | 0 | 0 | 0
|  | 2035 | terabtu | 0 | 0 | 0 | 0 | 0 | 0 | 0 | 0 | 0
|  | 2040 | terabtu | 0 | 0 | 0 | 0 | 0 | 0 | 0 | 0 | 0
|  | 2045 | terabtu | 0 | 0 | 0 | 0 | 0 | 0 | 0 | 0 | 0
|  | 2050 | terabtu | 0 | 0 | 0 | 0 | 0 | 0 | 0 | 0 | 0
| hawaii agg. | 2020 | terabtu | 0 | 0 | 0 | 0 | 0 | 0 | 0 | 0 | 0
|  | 2025 | terabtu | 0 | 0 | 0 | 0 | 0 | 0 | 0 | 0 | 0
|  | 2030 | terabtu | 0 | 0 | 0 | 0 | 0 | 0 | 0 | 0 | 0
|  | 2035 | terabtu | 0 | 0 | 0 | 0 | 0 | 0 | 0 | 0 | 0
|  | 2040 | terabtu | 0 | 0 | 0 | 0 | 0 | 0 | 0 | 0 | 0
|  | 2045 | terabtu | 0 | 0 | 0 | 0 | 0 | 0 | 0 | 0 | 0
|  | 2050 | terabtu | 0 | 0 | 0 | 0 | 0 | 0 | 0 | 0 | 0
| louisiana and ozarks agg. | 2020 | terabtu | 8.8 | 8.8 | 8.8 | 8.8 | 8.8 | 8.8 | 8.8 | 8.8 | 8.8
|  | 2025 | terabtu | 9.3 | 9.3 | 9.3 | 9.3 | 9.3 | 9.3 | 9.3 | 9.3 | 9.3
|  | 2030 | terabtu | 18.7 | 18.7 | 18.7 | 18.7 | 18.7 | 18.7 | 18.7 | 18.7 | 18.7
|  | 2035 | terabtu | 12.3 | 12.3 | 12.3 | 12.3 | 12.3 | 12.3 | 12.3 | 12.3 | 12.3
|  | 2040 | terabtu | 2 | 2 | 2 | 2 | 2 | 2 | 2 | 2 | 2
|  | 2045 | terabtu | 2 | 2 | 2 | 2 | 2 | 2 | 2 | 2 | 2
|  | 2050 | terabtu | 2 | 2 | 2 | 2 | 2 | 2 | 2 | 2 | 2
| lower midwest agg. | 2020 | terabtu | 4.5 | 4.5 | 4.5 | 4.5 | 4.5 | 4.5 | 4.5 | 4.5 | 4.5
|  | 2025 | terabtu | 3.7 | 3.7 | 3.7 | 3.7 | 3.7 | 3.7 | 3.7 | 3.7 | 3.7
|  | 2030 | terabtu | 15.9 | 15.9 | 15.9 | 15.9 | 15.9 | 15.9 | 15.9 | 15.9 | 15.9
|  | 2035 | terabtu | 13.2 | 13.2 | 13.2 | 13.2 | 13.2 | 13.2 | 13.2 | 13.2 | 13.2
|  | 2040 | terabtu | 5.1 | 5.1 | 5.1 | 5.1 | 5.1 | 5.1 | 5.1 | 5.1 | 5.1
|  | 2045 | terabtu | 5.1 | 5.1 | 5.1 | 5.1 | 5.1 | 5.1 | 5.1 | 5.1 | 5.1
|  | 2050 | terabtu | 5.1 | 5.1 | 5.1 | 5.1 | 5.1 | 5.1 | 5.1 | 5.1 | 5.1
| mid-atlantic and great lakes agg. | 2020 | terabtu | 31.3 | 31.3 | 31.3 | 31.3 | 31.3 | 31.3 | 31.3 | 31.3 | 31.3
|  | 2025 | terabtu | 22.1 | 22.1 | 22.1 | 22.1 | 22.1 | 22.1 | 22.1 | 22.1 | 22.1
|  | 2030 | terabtu | 47.8 | 47.8 | 47.8 | 47.8 | 47.8 | 47.8 | 47.8 | 47.8 | 47.8
|  | 2035 | terabtu | 48.1 | 48.1 | 48.1 | 48.1 | 48.1 | 48.1 | 48.1 | 48.1 | 48.1
|  | 2040 | terabtu | 15.9 | 15.9 | 15.9 | 15.9 | 15.9 | 15.9 | 15.9 | 15.9 | 15.9
|  | 2045 | terabtu | 15.9 | 15.9 | 15.9 | 15.9 | 15.9 | 15.9 | 15.9 | 15.9 | 15.9
|  | 2050 | terabtu | 15.9 | 15.9 | 15.9 | 15.9 | 15.9 | 15.9 | 15.9 | 15.9 | 15.9
| new england agg. | 2020 | terabtu | 0 | 0 | 0 | 0 | 0 | 0 | 0 | 0 | 0
|  | 2025 | terabtu | 0 | 0 | 0 | 0 | 0 | 0 | 0 | 0 | 0
|  | 2030 | terabtu | 0 | 0 | 0 | 0 | 0 | 0 | 0 | 0 | 0
|  | 2035 | terabtu | 0 | 0 | 0 | 0 | 0 | 0 | 0 | 0 | 0
|  | 2040 | terabtu | 0 | 0 | 0 | 0 | 0 | 0 | 0 | 0 | 0
|  | 2045 | terabtu | 0 | 0 | 0 | 0 | 0 | 0 | 0 | 0 | 0
|  | 2050 | terabtu | 0 | 0 | 0 | 0 | 0 | 0 | 0 | 0 | 0
| new york agg. | 2020 | terabtu | 3.7 | 3.7 | 3.7 | 3.7 | 3.7 | 3.7 | 3.7 | 3.7 | 3.7
|  | 2025 | terabtu | 0 | 0 | 0 | 0 | 0 | 0 | 0 | 0 | 0
|  | 2030 | terabtu | 0 | 0 | 0 | 0 | 0 | 0 | 0 | 0 | 0
|  | 2035 | terabtu | 0 | 0 | 0 | 0 | 0 | 0 | 0 | 0 | 0
|  | 2040 | terabtu | 0 | 0 | 0 | 0 | 0 | 0 | 0 | 0 | 0
|  | 2045 | terabtu | 0 | 0 | 0 | 0 | 0 | 0 | 0 | 0 | 0
|  | 2050 | terabtu | 0 | 0 | 0 | 0 | 0 | 0 | 0 | 0 | 0
| pacific northwest agg. | 2020 | terabtu | 0.5 | 0.5 | 0.5 | 0.5 | 0.5 | 0.5 | 0.5 | 0.5 | 0.5
|  | 2025 | terabtu | 0.5 | 0.5 | 0.5 | 0.5 | 0.5 | 0.5 | 0.5 | 0.5 | 0.5
|  | 2030 | terabtu | 4.7 | 4.7 | 4.7 | 4.7 | 4.7 | 4.7 | 4.7 | 4.7 | 4.7
|  | 2035 | terabtu | 5.7 | 5.7 | 5.7 | 5.7 | 5.7 | 5.7 | 5.7 | 5.7 | 5.7
|  | 2040 | terabtu | 4.5 | 4.5 | 4.5 | 4.5 | 4.5 | 4.5 | 4.5 | 4.5 | 4.5
|  | 2045 | terabtu | 4.5 | 4.5 | 4.5 | 4.5 | 4.5 | 4.5 | 4.5 | 4.5 | 4.5
|  | 2050 | terabtu | 4.5 | 4.5 | 4.5 | 4.5 | 4.5 | 4.5 | 4.5 | 4.5 | 4.5
| rocky mountains agg. | 2020 | terabtu | 0.5 | 0.5 | 0.5 | 0.5 | 0.5 | 0.5 | 0.5 | 0.5 | 0.5
|  | 2025 | terabtu | 1 | 1 | 1 | 1 | 1 | 1 | 1 | 1 | 1
|  | 2030 | terabtu | 3.7 | 3.7 | 3.7 | 3.7 | 3.7 | 3.7 | 3.7 | 3.7 | 3.7
|  | 2035 | terabtu | 3.5 | 3.5 | 3.5 | 3.5 | 3.5 | 3.5 | 3.5 | 3.5 | 3.5
|  | 2040 | terabtu | 2.9 | 2.9 | 2.9 | 2.9 | 2.9 | 2.9 | 2.9 | 2.9 | 2.9
|  | 2045 | terabtu | 2.9 | 2.9 | 2.9 | 2.9 | 2.9 | 2.9 | 2.9 | 2.9 | 2.9
|  | 2050 | terabtu | 2.9 | 2.9 | 2.9 | 2.9 | 2.9 | 2.9 | 2.9 | 2.9 | 2.9
| southeast agg. | 2020 | terabtu | 4.3 | 4.3 | 4.3 | 4.3 | 4.3 | 4.3 | 4.3 | 4.3 | 4.3
|  | 2025 | terabtu | 5.3 | 5.3 | 5.3 | 5.3 | 5.3 | 5.3 | 5.3 | 5.3 | 5.3
|  | 2030 | terabtu | 6.3 | 6.3 | 6.3 | 6.3 | 6.3 | 6.3 | 6.3 | 6.3 | 6.3
|  | 2035 | terabtu | 5 | 5 | 5 | 5 | 5 | 5 | 5 | 5 | 5
|  | 2040 | terabtu | 1.4 | 1.4 | 1.4 | 1.4 | 1.4 | 1.4 | 1.4 | 1.4 | 1.4
|  | 2045 | terabtu | 1.4 | 1.4 | 1.4 | 1.4 | 1.4 | 1.4 | 1.4 | 1.4 | 1.4
|  | 2050 | terabtu | 1.4 | 1.4 | 1.4 | 1.4 | 1.4 | 1.4 | 1.4 | 1.4 | 1.4
| texas agg. | 2020 | terabtu | 2.1 | 2.1 | 2.1 | 2.1 | 2.1 | 2.1 | 2.1 | 2.1 | 2.1
|  | 2025 | terabtu | 4.4 | 4.4 | 4.4 | 4.4 | 4.4 | 4.4 | 4.4 | 4.4 | 4.4
|  | 2030 | terabtu | 12.9 | 12.9 | 12.9 | 12.9 | 12.9 | 12.9 | 12.9 | 12.9 | 12.9
|  | 2035 | terabtu | 11 | 11 | 11 | 11 | 11 | 11 | 11 | 11 | 11
|  | 2040 | terabtu | 6.3 | 6.3 | 6.3 | 6.3 | 6.3 | 6.3 | 6.3 | 6.3 | 6.3
|  | 2045 | terabtu | 6.3 | 6.3 | 6.3 | 6.3 | 6.3 | 6.3 | 6.3 | 6.3 | 6.3
|  | 2050 | terabtu | 6.3 | 6.3 | 6.3 | 6.3 | 6.3 | 6.3 | 6.3 | 6.3 | 6.3
| upper midwest agg. | 2020 | terabtu | 11.8 | 11.8 | 11.8 | 11.8 | 11.8 | 11.8 | 11.8 | 11.8 | 11.8
|  | 2025 | terabtu | 14.1 | 14.1 | 14.1 | 14.1 | 14.1 | 14.1 | 14.1 | 14.1 | 14.1
|  | 2030 | terabtu | 37.1 | 37.1 | 37.1 | 37.1 | 37.1 | 37.1 | 37.1 | 37.1 | 37.1
|  | 2035 | terabtu | 33.3 | 33.3 | 33.3 | 33.3 | 33.3 | 33.3 | 33.3 | 33.3 | 33.3
|  | 2040 | terabtu | 36.1 | 36.1 | 36.1 | 36.1 | 36.1 | 36.1 | 36.1 | 36.1 | 36.1
|  | 2045 | terabtu | 36.1 | 36.1 | 36.1 | 36.1 | 36.1 | 36.1 | 36.1 | 36.1 | 36.1
|  | 2050 | terabtu | 36.1 | 36.1 | 36.1 | 36.1 | 36.1 | 36.1 | 36.1 | 36.1 | 36.1
| utah/nevada agg. | 2020 | terabtu | 0 | 0 | 0 | 0 | 0 | 0 | 0 | 0 | 0
|  | 2025 | terabtu | 0 | 0 | 0 | 0 | 0 | 0 | 0 | 0 | 0
|  | 2030 | terabtu | 0 | 0 | 0 | 0 | 0 | 0 | 0 | 0 | 0
|  | 2035 | terabtu | 0 | 0 | 0 | 0 | 0 | 0 | 0 | 0 | 0
|  | 2040 | terabtu | 0 | 0 | 0 | 0 | 0 | 0 | 0 | 0 | 0
|  | 2045 | terabtu | 0 | 0 | 0 | 0 | 0 | 0 | 0 | 0 | 0
|  | 2050 | terabtu | 0 | 0 | 0 | 0 | 0 | 0 | 0 | 0 | 0
biomass primary - wood_125 | alaska agg. | 2020 | terabtu | 0 | 0 | 0 | 0 | 0 | 0 | 0 | 0 | 0
|  | 2025 | terabtu | 0 | 0 | 0 | 0 | 0 | 0 | 0 | 0 | 0
|  | 2030 | terabtu | 0 | 0 | 0 | 0 | 0 | 0 | 0 | 0 | 0
|  | 2035 | terabtu | 0 | 0 | 0 | 0 | 0 | 0 | 0 | 0 | 0
|  | 2040 | terabtu | 0 | 0 | 0 | 0 | 0 | 0 | 0 | 0 | 0
|  | 2045 | terabtu | 0 | 0 | 0 | 0 | 0 | 0 | 0 | 0 | 0
|  | 2050 | terabtu | 0 | 0 | 0 | 0 | 0 | 0 | 0 | 0 | 0
| california agg. | 2020 | terabtu | 0 | 0 | 0 | 0 | 0 | 0 | 0 | 0 | 0
|  | 2025 | terabtu | 0 | 0 | 0 | 0 | 0 | 0 | 0 | 0 | 0
|  | 2030 | terabtu | 0 | 0 | 0 | 0 | 0 | 0 | 0 | 0 | 0
|  | 2035 | terabtu | 0 | 0 | 0 | 0 | 0 | 0 | 0 | 0 | 0
|  | 2040 | terabtu | 0 | 0 | 0 | 0 | 0 | 0 | 0 | 0 | 0
|  | 2045 | terabtu | 0 | 0 | 0 | 0 | 0 | 0 | 0 | 0 | 0
|  | 2050 | terabtu | 0 | 0 | 0 | 0 | 0 | 0 | 0 | 0 | 0
| desert southwest agg. | 2020 | terabtu | 0 | 0 | 0 | 0 | 0 | 0 | 0 | 0 | 0
|  | 2025 | terabtu | 0 | 0 | 0 | 0 | 0 | 0 | 0 | 0 | 0
|  | 2030 | terabtu | 0 | 0 | 0 | 0 | 0 | 0 | 0 | 0 | 0
|  | 2035 | terabtu | 0 | 0 | 0 | 0 | 0 | 0 | 0 | 0 | 0
|  | 2040 | terabtu | 0 | 0 | 0 | 0 | 0 | 0 | 0 | 0 | 0
|  | 2045 | terabtu | 0 | 0 | 0 | 0 | 0 | 0 | 0 | 0 | 0
|  | 2050 | terabtu | 0 | 0 | 0 | 0 | 0 | 0 | 0 | 0 | 0
| florida agg. | 2020 | terabtu | 0 | 0 | 0 | 0 | 0 | 0 | 0 | 0 | 0
|  | 2025 | terabtu | 0 | 0 | 0 | 0 | 0 | 0 | 0 | 0 | 0
|  | 2030 | terabtu | 0 | 0 | 0 | 0 | 0 | 0 | 0 | 0 | 0
|  | 2035 | terabtu | 0 | 0 | 0 | 0 | 0 | 0 | 0 | 0 | 0
|  | 2040 | terabtu | 0 | 0 | 0 | 0 | 0 | 0 | 0 | 0 | 0
|  | 2045 | terabtu | 0 | 0 | 0 | 0 | 0 | 0 | 0 | 0 | 0
|  | 2050 | terabtu | 0 | 0 | 0 | 0 | 0 | 0 | 0 | 0 | 0
| hawaii agg. | 2020 | terabtu | 0 | 0 | 0 | 0 | 0 | 0 | 0 | 0 | 0
|  | 2025 | terabtu | 0 | 0 | 0 | 0 | 0 | 0 | 0 | 0 | 0
|  | 2030 | terabtu | 0 | 0 | 0 | 0 | 0 | 0 | 0 | 0 | 0
|  | 2035 | terabtu | 0 | 0 | 0 | 0 | 0 | 0 | 0 | 0 | 0
|  | 2040 | terabtu | 0 | 0 | 0 | 0 | 0 | 0 | 0 | 0 | 0
|  | 2045 | terabtu | 0 | 0 | 0 | 0 | 0 | 0 | 0 | 0 | 0
|  | 2050 | terabtu | 0 | 0 | 0 | 0 | 0 | 0 | 0 | 0 | 0
| louisiana and ozarks agg. | 2020 | terabtu | 0 | 0 | 0 | 0 | 0 | 0 | 0 | 0 | 0
|  | 2025 | terabtu | 0 | 0 | 0 | 0 | 0 | 0 | 0 | 0 | 0
|  | 2030 | terabtu | 0 | 0 | 0 | 0 | 0 | 0 | 0 | 0 | 0
|  | 2035 | terabtu | 0.4 | 0.4 | 0.4 | 0.4 | 0.4 | 0.4 | 0.4 | 0.4 | 0.4
|  | 2040 | terabtu | 0 | 0 | 0 | 0 | 0 | 0 | 0 | 0 | 0
|  | 2045 | terabtu | 0 | 0 | 0 | 0 | 0 | 0 | 0 | 0 | 0
|  | 2050 | terabtu | 0 | 0 | 0 | 0 | 0 | 0 | 0 | 0 | 0
| lower midwest agg. | 2020 | terabtu | 0 | 0 | 0 | 0 | 0 | 0 | 0 | 0 | 0
|  | 2025 | terabtu | 0 | 0 | 0 | 0 | 0 | 0 | 0 | 0 | 0
|  | 2030 | terabtu | 0 | 0 | 0 | 0 | 0 | 0 | 0 | 0 | 0
|  | 2035 | terabtu | 0 | 0 | 0 | 0 | 0 | 0 | 0 | 0 | 0
|  | 2040 | terabtu | 0 | 0 | 0 | 0 | 0 | 0 | 0 | 0 | 0
|  | 2045 | terabtu | 0 | 0 | 0 | 0 | 0 | 0 | 0 | 0 | 0
|  | 2050 | terabtu | 0 | 0 | 0 | 0 | 0 | 0 | 0 | 0 | 0
| mid-atlantic and great lakes agg. | 2020 | terabtu | 0 | 0 | 0 | 0 | 0 | 0 | 0 | 0 | 0
|  | 2025 | terabtu | 0 | 0 | 0 | 0 | 0 | 0 | 0 | 0 | 0
|  | 2030 | terabtu | 0.2 | 0.2 | 0.2 | 0.2 | 0.2 | 0.2 | 0.2 | 0.2 | 0.2
|  | 2035 | terabtu | 1 | 1 | 1 | 1 | 1 | 1 | 1 | 1 | 1
|  | 2040 | terabtu | 0 | 0 | 0 | 0 | 0 | 0 | 0 | 0 | 0
|  | 2045 | terabtu | 0 | 0 | 0 | 0 | 0 | 0 | 0 | 0 | 0
|  | 2050 | terabtu | 0 | 0 | 0 | 0 | 0 | 0 | 0 | 0 | 0
| new england agg. | 2020 | terabtu | 0 | 0 | 0 | 0 | 0 | 0 | 0 | 0 | 0
|  | 2025 | terabtu | 0 | 0 | 0 | 0 | 0 | 0 | 0 | 0 | 0
|  | 2030 | terabtu | 0 | 0 | 0 | 0 | 0 | 0 | 0 | 0 | 0
|  | 2035 | terabtu | 0 | 0 | 0 | 0 | 0 | 0 | 0 | 0 | 0
|  | 2040 | terabtu | 0 | 0 | 0 | 0 | 0 | 0 | 0 | 0 | 0
|  | 2045 | terabtu | 0 | 0 | 0 | 0 | 0 | 0 | 0 | 0 | 0
|  | 2050 | terabtu | 0 | 0 | 0 | 0 | 0 | 0 | 0 | 0 | 0
| new york agg. | 2020 | terabtu | 0 | 0 | 0 | 0 | 0 | 0 | 0 | 0 | 0
|  | 2025 | terabtu | 0 | 0 | 0 | 0 | 0 | 0 | 0 | 0 | 0
|  | 2030 | terabtu | 0 | 0 | 0 | 0 | 0 | 0 | 0 | 0 | 0
|  | 2035 | terabtu | 0 | 0 | 0 | 0 | 0 | 0 | 0 | 0 | 0
|  | 2040 | terabtu | 0 | 0 | 0 | 0 | 0 | 0 | 0 | 0 | 0
|  | 2045 | terabtu | 0 | 0 | 0 | 0 | 0 | 0 | 0 | 0 | 0
|  | 2050 | terabtu | 0 | 0 | 0 | 0 | 0 | 0 | 0 | 0 | 0
| pacific northwest agg. | 2020 | terabtu | 0 | 0 | 0 | 0 | 0 | 0 | 0 | 0 | 0
|  | 2025 | terabtu | 0 | 0 | 0 | 0 | 0 | 0 | 0 | 0 | 0
|  | 2030 | terabtu | 0 | 0 | 0 | 0 | 0 | 0 | 0 | 0 | 0
|  | 2035 | terabtu | 0 | 0 | 0 | 0 | 0 | 0 | 0 | 0 | 0
|  | 2040 | terabtu | 0 | 0 | 0 | 0 | 0 | 0 | 0 | 0 | 0
|  | 2045 | terabtu | 0 | 0 | 0 | 0 | 0 | 0 | 0 | 0 | 0
|  | 2050 | terabtu | 0 | 0 | 0 | 0 | 0 | 0 | 0 | 0 | 0
| rocky mountains agg. | 2020 | terabtu | 0 | 0 | 0 | 0 | 0 | 0 | 0 | 0 | 0
|  | 2025 | terabtu | 0 | 0 | 0 | 0 | 0 | 0 | 0 | 0 | 0
|  | 2030 | terabtu | 0 | 0 | 0 | 0 | 0 | 0 | 0 | 0 | 0
|  | 2035 | terabtu | 0 | 0 | 0 | 0 | 0 | 0 | 0 | 0 | 0
|  | 2040 | terabtu | 0 | 0 | 0 | 0 | 0 | 0 | 0 | 0 | 0
|  | 2045 | terabtu | 0 | 0 | 0 | 0 | 0 | 0 | 0 | 0 | 0
|  | 2050 | terabtu | 0 | 0 | 0 | 0 | 0 | 0 | 0 | 0 | 0
| southeast agg. | 2020 | terabtu | 0 | 0 | 0 | 0 | 0 | 0 | 0 | 0 | 0
|  | 2025 | terabtu | 0 | 0 | 0 | 0 | 0 | 0 | 0 | 0 | 0
|  | 2030 | terabtu | 0 | 0 | 0 | 0 | 0 | 0 | 0 | 0 | 0
|  | 2035 | terabtu | 0 | 0 | 0 | 0 | 0 | 0 | 0 | 0 | 0
|  | 2040 | terabtu | 0 | 0 | 0 | 0 | 0 | 0 | 0 | 0 | 0
|  | 2045 | terabtu | 0 | 0 | 0 | 0 | 0 | 0 | 0 | 0 | 0
|  | 2050 | terabtu | 0 | 0 | 0 | 0 | 0 | 0 | 0 | 0 | 0
| texas agg. | 2020 | terabtu | 0 | 0 | 0 | 0 | 0 | 0 | 0 | 0 | 0
|  | 2025 | terabtu | 0 | 0 | 0 | 0 | 0 | 0 | 0 | 0 | 0
|  | 2030 | terabtu | 0 | 0 | 0 | 0 | 0 | 0 | 0 | 0 | 0
|  | 2035 | terabtu | 0 | 0 | 0 | 0 | 0 | 0 | 0 | 0 | 0
|  | 2040 | terabtu | 0 | 0 | 0 | 0 | 0 | 0 | 0 | 0 | 0
|  | 2045 | terabtu | 0 | 0 | 0 | 0 | 0 | 0 | 0 | 0 | 0
|  | 2050 | terabtu | 0 | 0 | 0 | 0 | 0 | 0 | 0 | 0 | 0
| upper midwest agg. | 2020 | terabtu | 0.2 | 0.2 | 0.2 | 0.2 | 0.2 | 0.2 | 0.2 | 0.2 | 0.2
|  | 2025 | terabtu | 0.3 | 0.3 | 0.3 | 0.3 | 0.3 | 0.3 | 0.3 | 0.3 | 0.3
|  | 2030 | terabtu | 7.1 | 7.1 | 7.1 | 7.1 | 7.1 | 7.1 | 7.1 | 7.1 | 7.1
|  | 2035 | terabtu | 12 | 12 | 12 | 12 | 12 | 12 | 12 | 12 | 12
|  | 2040 | terabtu | 6.3 | 6.3 | 6.3 | 6.3 | 6.3 | 6.3 | 6.3 | 6.3 | 6.3
|  | 2045 | terabtu | 6.3 | 6.3 | 6.3 | 6.3 | 6.3 | 6.3 | 6.3 | 6.3 | 6.3
|  | 2050 | terabtu | 6.3 | 6.3 | 6.3 | 6.3 | 6.3 | 6.3 | 6.3 | 6.3 | 6.3
| utah/nevada agg. | 2020 | terabtu | 0 | 0 | 0 | 0 | 0 | 0 | 0 | 0 | 0
|  | 2025 | terabtu | 0 | 0 | 0 | 0 | 0 | 0 | 0 | 0 | 0
|  | 2030 | terabtu | 0 | 0 | 0 | 0 | 0 | 0 | 0 | 0 | 0
|  | 2035 | terabtu | 0 | 0 | 0 | 0 | 0 | 0 | 0 | 0 | 0
|  | 2040 | terabtu | 0 | 0 | 0 | 0 | 0 | 0 | 0 | 0 | 0
|  | 2045 | terabtu | 0 | 0 | 0 | 0 | 0 | 0 | 0 | 0 | 0
|  | 2050 | terabtu | 0 | 0 | 0 | 0 | 0 | 0 | 0 | 0 | 0
biomass primary - wood_130 | alaska agg. | 2020 | terabtu | 0 | 0 | 0 | 0 | 0 | 0 | 0 | 0 | 0
|  | 2025 | terabtu | 0 | 0 | 0 | 0 | 0 | 0 | 0 | 0 | 0
|  | 2030 | terabtu | 0 | 0 | 0 | 0 | 0 | 0 | 0 | 0 | 0
|  | 2035 | terabtu | 0 | 0 | 0 | 0 | 0 | 0 | 0 | 0 | 0
|  | 2040 | terabtu | 0 | 0 | 0 | 0 | 0 | 0 | 0 | 0 | 0
|  | 2045 | terabtu | 0 | 0 | 0 | 0 | 0 | 0 | 0 | 0 | 0
|  | 2050 | terabtu | 0 | 0 | 0 | 0 | 0 | 0 | 0 | 0 | 0
| california agg. | 2020 | terabtu | 0 | 0 | 0 | 0 | 0 | 0 | 0 | 0 | 0
|  | 2025 | terabtu | 0 | 0 | 0 | 0 | 0 | 0 | 0 | 0 | 0
|  | 2030 | terabtu | 1.1 | 1.1 | 1.1 | 1.1 | 1.1 | 1.1 | 1.1 | 1.1 | 1.1
|  | 2035 | terabtu | 2.2 | 2.2 | 2.2 | 2.2 | 2.2 | 2.2 | 2.2 | 2.2 | 2.2
|  | 2040 | terabtu | 3 | 3 | 3 | 3 | 3 | 3 | 3 | 3 | 3
|  | 2045 | terabtu | 3 | 3 | 3 | 3 | 3 | 3 | 3 | 3 | 3
|  | 2050 | terabtu | 3 | 3 | 3 | 3 | 3 | 3 | 3 | 3 | 3
| desert southwest agg. | 2020 | terabtu | 0.1 | 0.1 | 0.1 | 0.1 | 0.1 | 0.1 | 0.1 | 0.1 | 0.1
|  | 2025 | terabtu | 0.2 | 0.2 | 0.2 | 0.2 | 0.2 | 0.2 | 0.2 | 0.2 | 0.2
|  | 2030 | terabtu | 0.3 | 0.3 | 0.3 | 0.3 | 0.3 | 0.3 | 0.3 | 0.3 | 0.3
|  | 2035 | terabtu | 0.2 | 0.2 | 0.2 | 0.2 | 0.2 | 0.2 | 0.2 | 0.2 | 0.2
|  | 2040 | terabtu | 0 | 0 | 0 | 0 | 0 | 0 | 0 | 0 | 0
|  | 2045 | terabtu | 0 | 0 | 0 | 0 | 0 | 0 | 0 | 0 | 0
|  | 2050 | terabtu | 0 | 0 | 0 | 0 | 0 | 0 | 0 | 0 | 0
| florida agg. | 2020 | terabtu | 1.9 | 1.9 | 1.9 | 1.9 | 1.9 | 1.9 | 1.9 | 1.9 | 1.9
|  | 2025 | terabtu | 3.1 | 3.1 | 3.1 | 3.1 | 3.1 | 3.1 | 3.1 | 3.1 | 3.1
|  | 2030 | terabtu | 2.4 | 2.4 | 2.4 | 2.4 | 2.4 | 2.4 | 2.4 | 2.4 | 2.4
|  | 2035 | terabtu | 1.9 | 1.9 | 1.9 | 1.9 | 1.9 | 1.9 | 1.9 | 1.9 | 1.9
|  | 2040 | terabtu | 0 | 0 | 0 | 0 | 0 | 0 | 0 | 0 | 0
|  | 2045 | terabtu | 0 | 0 | 0 | 0 | 0 | 0 | 0 | 0 | 0
|  | 2050 | terabtu | 0 | 0 | 0 | 0 | 0 | 0 | 0 | 0 | 0
| hawaii agg. | 2020 | terabtu | 0 | 0 | 0 | 0 | 0 | 0 | 0 | 0 | 0
|  | 2025 | terabtu | 0 | 0 | 0 | 0 | 0 | 0 | 0 | 0 | 0
|  | 2030 | terabtu | 0 | 0 | 0 | 0 | 0 | 0 | 0 | 0 | 0
|  | 2035 | terabtu | 0 | 0 | 0 | 0 | 0 | 0 | 0 | 0 | 0
|  | 2040 | terabtu | 0 | 0 | 0 | 0 | 0 | 0 | 0 | 0 | 0
|  | 2045 | terabtu | 0 | 0 | 0 | 0 | 0 | 0 | 0 | 0 | 0
|  | 2050 | terabtu | 0 | 0 | 0 | 0 | 0 | 0 | 0 | 0 | 0
| louisiana and ozarks agg. | 2020 | terabtu | 8.6 | 8.6 | 8.6 | 8.6 | 8.6 | 8.6 | 8.6 | 8.6 | 8.6
|  | 2025 | terabtu | 6.3 | 6.3 | 6.3 | 6.3 | 6.3 | 6.3 | 6.3 | 6.3 | 6.3
|  | 2030 | terabtu | 13.2 | 13.2 | 13.2 | 13.2 | 13.2 | 13.2 | 13.2 | 13.2 | 13.2
|  | 2035 | terabtu | 10.9 | 10.9 | 10.9 | 10.9 | 10.9 | 10.9 | 10.9 | 10.9 | 10.9
|  | 2040 | terabtu | 3.4 | 3.4 | 3.4 | 3.4 | 3.4 | 3.4 | 3.4 | 3.4 | 3.4
|  | 2045 | terabtu | 3.4 | 3.4 | 3.4 | 3.4 | 3.4 | 3.4 | 3.4 | 3.4 | 3.4
|  | 2050 | terabtu | 3.4 | 3.4 | 3.4 | 3.4 | 3.4 | 3.4 | 3.4 | 3.4 | 3.4
| lower midwest agg. | 2020 | terabtu | 3.1 | 3.1 | 3.1 | 3.1 | 3.1 | 3.1 | 3.1 | 3.1 | 3.1
|  | 2025 | terabtu | 3.5 | 3.5 | 3.5 | 3.5 | 3.5 | 3.5 | 3.5 | 3.5 | 3.5
|  | 2030 | terabtu | 2.4 | 2.4 | 2.4 | 2.4 | 2.4 | 2.4 | 2.4 | 2.4 | 2.4
|  | 2035 | terabtu | 2.2 | 2.2 | 2.2 | 2.2 | 2.2 | 2.2 | 2.2 | 2.2 | 2.2
|  | 2040 | terabtu | 0 | 0 | 0 | 0 | 0 | 0 | 0 | 0 | 0
|  | 2045 | terabtu | 0 | 0 | 0 | 0 | 0 | 0 | 0 | 0 | 0
|  | 2050 | terabtu | 0 | 0 | 0 | 0 | 0 | 0 | 0 | 0 | 0
| mid-atlantic and great lakes agg. | 2020 | terabtu | 41.4 | 41.4 | 41.4 | 41.4 | 41.4 | 41.4 | 41.4 | 41.4 | 41.4
|  | 2025 | terabtu | 37.4 | 37.4 | 37.4 | 37.4 | 37.4 | 37.4 | 37.4 | 37.4 | 37.4
|  | 2030 | terabtu | 81 | 81 | 81 | 81 | 81 | 81 | 81 | 81 | 81
|  | 2035 | terabtu | 72.8 | 72.8 | 72.8 | 72.8 | 72.8 | 72.8 | 72.8 | 72.8 | 72.8
|  | 2040 | terabtu | 22.1 | 22.1 | 22.1 | 22.1 | 22.1 | 22.1 | 22.1 | 22.1 | 22.1
|  | 2045 | terabtu | 22.1 | 22.1 | 22.1 | 22.1 | 22.1 | 22.1 | 22.1 | 22.1 | 22.1
|  | 2050 | terabtu | 22.1 | 22.1 | 22.1 | 22.1 | 22.1 | 22.1 | 22.1 | 22.1 | 22.1
| new england agg. | 2020 | terabtu | 0 | 0 | 0 | 0 | 0 | 0 | 0 | 0 | 0
|  | 2025 | terabtu | 0 | 0 | 0 | 0 | 0 | 0 | 0 | 0 | 0
|  | 2030 | terabtu | 0 | 0 | 0 | 0 | 0 | 0 | 0 | 0 | 0
|  | 2035 | terabtu | 0 | 0 | 0 | 0 | 0 | 0 | 0 | 0 | 0
|  | 2040 | terabtu | 0 | 0 | 0 | 0 | 0 | 0 | 0 | 0 | 0
|  | 2045 | terabtu | 0 | 0 | 0 | 0 | 0 | 0 | 0 | 0 | 0
|  | 2050 | terabtu | 0 | 0 | 0 | 0 | 0 | 0 | 0 | 0 | 0
| new york agg. | 2020 | terabtu | 1.1 | 1.1 | 1.1 | 1.1 | 1.1 | 1.1 | 1.1 | 1.1 | 1.1
|  | 2025 | terabtu | 0.8 | 0.8 | 0.8 | 0.8 | 0.8 | 0.8 | 0.8 | 0.8 | 0.8
|  | 2030 | terabtu | 0 | 0 | 0 | 0 | 0 | 0 | 0 | 0 | 0
|  | 2035 | terabtu | 0 | 0 | 0 | 0 | 0 | 0 | 0 | 0 | 0
|  | 2040 | terabtu | 0 | 0 | 0 | 0 | 0 | 0 | 0 | 0 | 0
|  | 2045 | terabtu | 0 | 0 | 0 | 0 | 0 | 0 | 0 | 0 | 0
|  | 2050 | terabtu | 0 | 0 | 0 | 0 | 0 | 0 | 0 | 0 | 0
| pacific northwest agg. | 2020 | terabtu | 0.7 | 0.7 | 0.7 | 0.7 | 0.7 | 0.7 | 0.7 | 0.7 | 0.7
|  | 2025 | terabtu | 1.2 | 1.2 | 1.2 | 1.2 | 1.2 | 1.2 | 1.2 | 1.2 | 1.2
|  | 2030 | terabtu | 6.3 | 6.3 | 6.3 | 6.3 | 6.3 | 6.3 | 6.3 | 6.3 | 6.3
|  | 2035 | terabtu | 6.8 | 6.8 | 6.8 | 6.8 | 6.8 | 6.8 | 6.8 | 6.8 | 6.8
|  | 2040 | terabtu | 7.3 | 7.3 | 7.3 | 7.3 | 7.3 | 7.3 | 7.3 | 7.3 | 7.3
|  | 2045 | terabtu | 7.3 | 7.3 | 7.3 | 7.3 | 7.3 | 7.3 | 7.3 | 7.3 | 7.3
|  | 2050 | terabtu | 7.3 | 7.3 | 7.3 | 7.3 | 7.3 | 7.3 | 7.3 | 7.3 | 7.3
| rocky mountains agg. | 2020 | terabtu | 1.1 | 1.1 | 1.1 | 1.1 | 1.1 | 1.1 | 1.1 | 1.1 | 1.1
|  | 2025 | terabtu | 1.1 | 1.1 | 1.1 | 1.1 | 1.1 | 1.1 | 1.1 | 1.1 | 1.1
|  | 2030 | terabtu | 2.7 | 2.7 | 2.7 | 2.7 | 2.7 | 2.7 | 2.7 | 2.7 | 2.7
|  | 2035 | terabtu | 2.6 | 2.6 | 2.6 | 2.6 | 2.6 | 2.6 | 2.6 | 2.6 | 2.6
|  | 2040 | terabtu | 1.7 | 1.7 | 1.7 | 1.7 | 1.7 | 1.7 | 1.7 | 1.7 | 1.7
|  | 2045 | terabtu | 1.7 | 1.7 | 1.7 | 1.7 | 1.7 | 1.7 | 1.7 | 1.7 | 1.7
|  | 2050 | terabtu | 1.7 | 1.7 | 1.7 | 1.7 | 1.7 | 1.7 | 1.7 | 1.7 | 1.7
| southeast agg. | 2020 | terabtu | 2.8 | 2.8 | 2.8 | 2.8 | 2.8 | 2.8 | 2.8 | 2.8 | 2.8
|  | 2025 | terabtu | 4.9 | 4.9 | 4.9 | 4.9 | 4.9 | 4.9 | 4.9 | 4.9 | 4.9
|  | 2030 | terabtu | 6.2 | 6.2 | 6.2 | 6.2 | 6.2 | 6.2 | 6.2 | 6.2 | 6.2
|  | 2035 | terabtu | 3.9 | 3.9 | 3.9 | 3.9 | 3.9 | 3.9 | 3.9 | 3.9 | 3.9
|  | 2040 | terabtu | 1.9 | 1.9 | 1.9 | 1.9 | 1.9 | 1.9 | 1.9 | 1.9 | 1.9
|  | 2045 | terabtu | 1.9 | 1.9 | 1.9 | 1.9 | 1.9 | 1.9 | 1.9 | 1.9 | 1.9
|  | 2050 | terabtu | 1.9 | 1.9 | 1.9 | 1.9 | 1.9 | 1.9 | 1.9 | 1.9 | 1.9
| texas agg. | 2020 | terabtu | 3.4 | 3.4 | 3.4 | 3.4 | 3.4 | 3.4 | 3.4 | 3.4 | 3.4
|  | 2025 | terabtu | 4.8 | 4.8 | 4.8 | 4.8 | 4.8 | 4.8 | 4.8 | 4.8 | 4.8
|  | 2030 | terabtu | 4.2 | 4.2 | 4.2 | 4.2 | 4.2 | 4.2 | 4.2 | 4.2 | 4.2
|  | 2035 | terabtu | 4.4 | 4.4 | 4.4 | 4.4 | 4.4 | 4.4 | 4.4 | 4.4 | 4.4
|  | 2040 | terabtu | 0 | 0 | 0 | 0 | 0 | 0 | 0 | 0 | 0
|  | 2045 | terabtu | 0 | 0 | 0 | 0 | 0 | 0 | 0 | 0 | 0
|  | 2050 | terabtu | 0 | 0 | 0 | 0 | 0 | 0 | 0 | 0 | 0
| upper midwest agg. | 2020 | terabtu | 10.7 | 10.7 | 10.7 | 10.7 | 10.7 | 10.7 | 10.7 | 10.7 | 10.7
|  | 2025 | terabtu | 9 | 9 | 9 | 9 | 9 | 9 | 9 | 9 | 9
|  | 2030 | terabtu | 41.7 | 41.7 | 41.7 | 41.7 | 41.7 | 41.7 | 41.7 | 41.7 | 41.7
|  | 2035 | terabtu | 55 | 55 | 55 | 55 | 55 | 55 | 55 | 55 | 55
|  | 2040 | terabtu | 35.9 | 35.9 | 35.9 | 35.9 | 35.9 | 35.9 | 35.9 | 35.9 | 35.9
|  | 2045 | terabtu | 35.9 | 35.9 | 35.9 | 35.9 | 35.9 | 35.9 | 35.9 | 35.9 | 35.9
|  | 2050 | terabtu | 35.9 | 35.9 | 35.9 | 35.9 | 35.9 | 35.9 | 35.9 | 35.9 | 35.9
| utah/nevada agg. | 2020 | terabtu | 0 | 0 | 0 | 0 | 0 | 0 | 0 | 0 | 0
|  | 2025 | terabtu | 0 | 0 | 0 | 0 | 0 | 0 | 0 | 0 | 0
|  | 2030 | terabtu | 0 | 0 | 0 | 0 | 0 | 0 | 0 | 0 | 0
|  | 2035 | terabtu | 0.1 | 0.1 | 0.1 | 0.1 | 0.1 | 0.1 | 0.1 | 0.1 | 0.1
|  | 2040 | terabtu | 0.4 | 0.4 | 0.4 | 0.4 | 0.4 | 0.4 | 0.4 | 0.4 | 0.4
|  | 2045 | terabtu | 0.4 | 0.4 | 0.4 | 0.4 | 0.4 | 0.4 | 0.4 | 0.4 | 0.4
|  | 2050 | terabtu | 0.4 | 0.4 | 0.4 | 0.4 | 0.4 | 0.4 | 0.4 | 0.4 | 0.4
biomass primary - wood_135 | alaska agg. | 2020 | terabtu | 0 | 0 | 0 | 0 | 0 | 0 | 0 | 0 | 0
|  | 2025 | terabtu | 0 | 0 | 0 | 0 | 0 | 0 | 0 | 0 | 0
|  | 2030 | terabtu | 0 | 0 | 0 | 0 | 0 | 0 | 0 | 0 | 0
|  | 2035 | terabtu | 0 | 0 | 0 | 0 | 0 | 0 | 0 | 0 | 0
|  | 2040 | terabtu | 0 | 0 | 0 | 0 | 0 | 0 | 0 | 0 | 0
|  | 2045 | terabtu | 0 | 0 | 0 | 0 | 0 | 0 | 0 | 0 | 0
|  | 2050 | terabtu | 0 | 0 | 0 | 0 | 0 | 0 | 0 | 0 | 0
| california agg. | 2020 | terabtu | 0 | 0 | 0 | 0 | 0 | 0 | 0 | 0 | 0
|  | 2025 | terabtu | 0 | 0 | 0 | 0 | 0 | 0 | 0 | 0 | 0
|  | 2030 | terabtu | 0 | 0 | 0 | 0 | 0 | 0 | 0 | 0 | 0
|  | 2035 | terabtu | 0 | 0 | 0 | 0 | 0 | 0 | 0 | 0 | 0
|  | 2040 | terabtu | 0 | 0 | 0 | 0 | 0 | 0 | 0 | 0 | 0
|  | 2045 | terabtu | 0 | 0 | 0 | 0 | 0 | 0 | 0 | 0 | 0
|  | 2050 | terabtu | 0 | 0 | 0 | 0 | 0 | 0 | 0 | 0 | 0
| desert southwest agg. | 2020 | terabtu | 0 | 0 | 0 | 0 | 0 | 0 | 0 | 0 | 0
|  | 2025 | terabtu | 0 | 0 | 0 | 0 | 0 | 0 | 0 | 0 | 0
|  | 2030 | terabtu | 0 | 0 | 0 | 0 | 0 | 0 | 0 | 0 | 0
|  | 2035 | terabtu | 0 | 0 | 0 | 0 | 0 | 0 | 0 | 0 | 0
|  | 2040 | terabtu | 0 | 0 | 0 | 0 | 0 | 0 | 0 | 0 | 0
|  | 2045 | terabtu | 0 | 0 | 0 | 0 | 0 | 0 | 0 | 0 | 0
|  | 2050 | terabtu | 0 | 0 | 0 | 0 | 0 | 0 | 0 | 0 | 0
| florida agg. | 2020 | terabtu | 0 | 0 | 0 | 0 | 0 | 0 | 0 | 0 | 0
|  | 2025 | terabtu | 0 | 0 | 0 | 0 | 0 | 0 | 0 | 0 | 0
|  | 2030 | terabtu | 0 | 0 | 0 | 0 | 0 | 0 | 0 | 0 | 0
|  | 2035 | terabtu | 0 | 0 | 0 | 0 | 0 | 0 | 0 | 0 | 0
|  | 2040 | terabtu | 0 | 0 | 0 | 0 | 0 | 0 | 0 | 0 | 0
|  | 2045 | terabtu | 0 | 0 | 0 | 0 | 0 | 0 | 0 | 0 | 0
|  | 2050 | terabtu | 0 | 0 | 0 | 0 | 0 | 0 | 0 | 0 | 0
| hawaii agg. | 2020 | terabtu | 0 | 0 | 0 | 0 | 0 | 0 | 0 | 0 | 0
|  | 2025 | terabtu | 0 | 0 | 0 | 0 | 0 | 0 | 0 | 0 | 0
|  | 2030 | terabtu | 0 | 0 | 0 | 0 | 0 | 0 | 0 | 0 | 0
|  | 2035 | terabtu | 0 | 0 | 0 | 0 | 0 | 0 | 0 | 0 | 0
|  | 2040 | terabtu | 0 | 0 | 0 | 0 | 0 | 0 | 0 | 0 | 0
|  | 2045 | terabtu | 0 | 0 | 0 | 0 | 0 | 0 | 0 | 0 | 0
|  | 2050 | terabtu | 0 | 0 | 0 | 0 | 0 | 0 | 0 | 0 | 0
| louisiana and ozarks agg. | 2020 | terabtu | 0.1 | 0.1 | 0.1 | 0.1 | 0.1 | 0.1 | 0.1 | 0.1 | 0.1
|  | 2025 | terabtu | 0 | 0 | 0 | 0 | 0 | 0 | 0 | 0 | 0
|  | 2030 | terabtu | 0.4 | 0.4 | 0.4 | 0.4 | 0.4 | 0.4 | 0.4 | 0.4 | 0.4
|  | 2035 | terabtu | 2.3 | 2.3 | 2.3 | 2.3 | 2.3 | 2.3 | 2.3 | 2.3 | 2.3
|  | 2040 | terabtu | 0.4 | 0.4 | 0.4 | 0.4 | 0.4 | 0.4 | 0.4 | 0.4 | 0.4
|  | 2045 | terabtu | 0.4 | 0.4 | 0.4 | 0.4 | 0.4 | 0.4 | 0.4 | 0.4 | 0.4
|  | 2050 | terabtu | 0.4 | 0.4 | 0.4 | 0.4 | 0.4 | 0.4 | 0.4 | 0.4 | 0.4
| lower midwest agg. | 2020 | terabtu | 0 | 0 | 0 | 0 | 0 | 0 | 0 | 0 | 0
|  | 2025 | terabtu | 0 | 0 | 0 | 0 | 0 | 0 | 0 | 0 | 0
|  | 2030 | terabtu | 0 | 0 | 0 | 0 | 0 | 0 | 0 | 0 | 0
|  | 2035 | terabtu | 0 | 0 | 0 | 0 | 0 | 0 | 0 | 0 | 0
|  | 2040 | terabtu | 0 | 0 | 0 | 0 | 0 | 0 | 0 | 0 | 0
|  | 2045 | terabtu | 0 | 0 | 0 | 0 | 0 | 0 | 0 | 0 | 0
|  | 2050 | terabtu | 0 | 0 | 0 | 0 | 0 | 0 | 0 | 0 | 0
| mid-atlantic and great lakes agg. | 2020 | terabtu | 1.4 | 1.4 | 1.4 | 1.4 | 1.4 | 1.4 | 1.4 | 1.4 | 1.4
|  | 2025 | terabtu | 0 | 0 | 0 | 0 | 0 | 0 | 0 | 0 | 0
|  | 2030 | terabtu | 0.2 | 0.2 | 0.2 | 0.2 | 0.2 | 0.2 | 0.2 | 0.2 | 0.2
|  | 2035 | terabtu | 4.9 | 4.9 | 4.9 | 4.9 | 4.9 | 4.9 | 4.9 | 4.9 | 4.9
|  | 2040 | terabtu | 1.1 | 1.1 | 1.1 | 1.1 | 1.1 | 1.1 | 1.1 | 1.1 | 1.1
|  | 2045 | terabtu | 1.1 | 1.1 | 1.1 | 1.1 | 1.1 | 1.1 | 1.1 | 1.1 | 1.1
|  | 2050 | terabtu | 1.1 | 1.1 | 1.1 | 1.1 | 1.1 | 1.1 | 1.1 | 1.1 | 1.1
| new england agg. | 2020 | terabtu | 0 | 0 | 0 | 0 | 0 | 0 | 0 | 0 | 0
|  | 2025 | terabtu | 0 | 0 | 0 | 0 | 0 | 0 | 0 | 0 | 0
|  | 2030 | terabtu | 0 | 0 | 0 | 0 | 0 | 0 | 0 | 0 | 0
|  | 2035 | terabtu | 0 | 0 | 0 | 0 | 0 | 0 | 0 | 0 | 0
|  | 2040 | terabtu | 0 | 0 | 0 | 0 | 0 | 0 | 0 | 0 | 0
|  | 2045 | terabtu | 0 | 0 | 0 | 0 | 0 | 0 | 0 | 0 | 0
|  | 2050 | terabtu | 0 | 0 | 0 | 0 | 0 | 0 | 0 | 0 | 0
| new york agg. | 2020 | terabtu | 0 | 0 | 0 | 0 | 0 | 0 | 0 | 0 | 0
|  | 2025 | terabtu | 0 | 0 | 0 | 0 | 0 | 0 | 0 | 0 | 0
|  | 2030 | terabtu | 0 | 0 | 0 | 0 | 0 | 0 | 0 | 0 | 0
|  | 2035 | terabtu | 0 | 0 | 0 | 0 | 0 | 0 | 0 | 0 | 0
|  | 2040 | terabtu | 0 | 0 | 0 | 0 | 0 | 0 | 0 | 0 | 0
|  | 2045 | terabtu | 0 | 0 | 0 | 0 | 0 | 0 | 0 | 0 | 0
|  | 2050 | terabtu | 0 | 0 | 0 | 0 | 0 | 0 | 0 | 0 | 0
| pacific northwest agg. | 2020 | terabtu | 0 | 0 | 0 | 0 | 0 | 0 | 0 | 0 | 0
|  | 2025 | terabtu | 0 | 0 | 0 | 0 | 0 | 0 | 0 | 0 | 0
|  | 2030 | terabtu | 0 | 0 | 0 | 0 | 0 | 0 | 0 | 0 | 0
|  | 2035 | terabtu | 0 | 0 | 0 | 0 | 0 | 0 | 0 | 0 | 0
|  | 2040 | terabtu | 0 | 0 | 0 | 0 | 0 | 0 | 0 | 0 | 0
|  | 2045 | terabtu | 0 | 0 | 0 | 0 | 0 | 0 | 0 | 0 | 0
|  | 2050 | terabtu | 0 | 0 | 0 | 0 | 0 | 0 | 0 | 0 | 0
| rocky mountains agg. | 2020 | terabtu | 0 | 0 | 0 | 0 | 0 | 0 | 0 | 0 | 0
|  | 2025 | terabtu | 0 | 0 | 0 | 0 | 0 | 0 | 0 | 0 | 0
|  | 2030 | terabtu | 0.1 | 0.1 | 0.1 | 0.1 | 0.1 | 0.1 | 0.1 | 0.1 | 0.1
|  | 2035 | terabtu | 0.2 | 0.2 | 0.2 | 0.2 | 0.2 | 0.2 | 0.2 | 0.2 | 0.2
|  | 2040 | terabtu | 0.2 | 0.2 | 0.2 | 0.2 | 0.2 | 0.2 | 0.2 | 0.2 | 0.2
|  | 2045 | terabtu | 0.2 | 0.2 | 0.2 | 0.2 | 0.2 | 0.2 | 0.2 | 0.2 | 0.2
|  | 2050 | terabtu | 0.2 | 0.2 | 0.2 | 0.2 | 0.2 | 0.2 | 0.2 | 0.2 | 0.2
| southeast agg. | 2020 | terabtu | 0 | 0 | 0 | 0 | 0 | 0 | 0 | 0 | 0
|  | 2025 | terabtu | 0 | 0 | 0 | 0 | 0 | 0 | 0 | 0 | 0
|  | 2030 | terabtu | 0 | 0 | 0 | 0 | 0 | 0 | 0 | 0 | 0
|  | 2035 | terabtu | 0 | 0 | 0 | 0 | 0 | 0 | 0 | 0 | 0
|  | 2040 | terabtu | 0 | 0 | 0 | 0 | 0 | 0 | 0 | 0 | 0
|  | 2045 | terabtu | 0 | 0 | 0 | 0 | 0 | 0 | 0 | 0 | 0
|  | 2050 | terabtu | 0 | 0 | 0 | 0 | 0 | 0 | 0 | 0 | 0
| texas agg. | 2020 | terabtu | 0 | 0 | 0 | 0 | 0 | 0 | 0 | 0 | 0
|  | 2025 | terabtu | 0 | 0 | 0 | 0 | 0 | 0 | 0 | 0 | 0
|  | 2030 | terabtu | 0 | 0 | 0 | 0 | 0 | 0 | 0 | 0 | 0
|  | 2035 | terabtu | 0 | 0 | 0 | 0 | 0 | 0 | 0 | 0 | 0
|  | 2040 | terabtu | 0 | 0 | 0 | 0 | 0 | 0 | 0 | 0 | 0
|  | 2045 | terabtu | 0 | 0 | 0 | 0 | 0 | 0 | 0 | 0 | 0
|  | 2050 | terabtu | 0 | 0 | 0 | 0 | 0 | 0 | 0 | 0 | 0
| upper midwest agg. | 2020 | terabtu | 0.9 | 0.9 | 0.9 | 0.9 | 0.9 | 0.9 | 0.9 | 0.9 | 0.9
|  | 2025 | terabtu | 0 | 0 | 0 | 0 | 0 | 0 | 0 | 0 | 0
|  | 2030 | terabtu | 11.7 | 11.7 | 11.7 | 11.7 | 11.7 | 11.7 | 11.7 | 11.7 | 11.7
|  | 2035 | terabtu | 14 | 14 | 14 | 14 | 14 | 14 | 14 | 14 | 14
|  | 2040 | terabtu | 5.1 | 5.1 | 5.1 | 5.1 | 5.1 | 5.1 | 5.1 | 5.1 | 5.1
|  | 2045 | terabtu | 5.1 | 5.1 | 5.1 | 5.1 | 5.1 | 5.1 | 5.1 | 5.1 | 5.1
|  | 2050 | terabtu | 5.1 | 5.1 | 5.1 | 5.1 | 5.1 | 5.1 | 5.1 | 5.1 | 5.1
| utah/nevada agg. | 2020 | terabtu | 0 | 0 | 0 | 0 | 0 | 0 | 0 | 0 | 0
|  | 2025 | terabtu | 0 | 0 | 0 | 0 | 0 | 0 | 0 | 0 | 0
|  | 2030 | terabtu | 0 | 0 | 0 | 0 | 0 | 0 | 0 | 0 | 0
|  | 2035 | terabtu | 0 | 0 | 0 | 0 | 0 | 0 | 0 | 0 | 0
|  | 2040 | terabtu | 0 | 0 | 0 | 0 | 0 | 0 | 0 | 0 | 0
|  | 2045 | terabtu | 0 | 0 | 0 | 0 | 0 | 0 | 0 | 0 | 0
|  | 2050 | terabtu | 0 | 0 | 0 | 0 | 0 | 0 | 0 | 0 | 0
biomass primary - wood_140 | alaska agg. | 2020 | terabtu | 0 | 0 | 0 | 0 | 0 | 0 | 0 | 0 | 0
|  | 2025 | terabtu | 0 | 0 | 0 | 0 | 0 | 0 | 0 | 0 | 0
|  | 2030 | terabtu | 0 | 0 | 0 | 0 | 0 | 0 | 0 | 0 | 0
|  | 2035 | terabtu | 0 | 0 | 0 | 0 | 0 | 0 | 0 | 0 | 0
|  | 2040 | terabtu | 0 | 0 | 0 | 0 | 0 | 0 | 0 | 0 | 0
|  | 2045 | terabtu | 0 | 0 | 0 | 0 | 0 | 0 | 0 | 0 | 0
|  | 2050 | terabtu | 0 | 0 | 0 | 0 | 0 | 0 | 0 | 0 | 0
| california agg. | 2020 | terabtu | 0 | 0 | 0 | 0 | 0 | 0 | 0 | 0 | 0
|  | 2025 | terabtu | 0 | 0 | 0 | 0 | 0 | 0 | 0 | 0 | 0
|  | 2030 | terabtu | 0.8 | 0.8 | 0.8 | 0.8 | 0.8 | 0.8 | 0.8 | 0.8 | 0.8
|  | 2035 | terabtu | 1 | 1 | 1 | 1 | 1 | 1 | 1 | 1 | 1
|  | 2040 | terabtu | 1 | 1 | 1 | 1 | 1 | 1 | 1 | 1 | 1
|  | 2045 | terabtu | 1 | 1 | 1 | 1 | 1 | 1 | 1 | 1 | 1
|  | 2050 | terabtu | 1 | 1 | 1 | 1 | 1 | 1 | 1 | 1 | 1
| desert southwest agg. | 2020 | terabtu | 0.1 | 0.1 | 0.1 | 0.1 | 0.1 | 0.1 | 0.1 | 0.1 | 0.1
|  | 2025 | terabtu | 0.2 | 0.2 | 0.2 | 0.2 | 0.2 | 0.2 | 0.2 | 0.2 | 0.2
|  | 2030 | terabtu | 0.3 | 0.3 | 0.3 | 0.3 | 0.3 | 0.3 | 0.3 | 0.3 | 0.3
|  | 2035 | terabtu | 0.2 | 0.2 | 0.2 | 0.2 | 0.2 | 0.2 | 0.2 | 0.2 | 0.2
|  | 2040 | terabtu | 0 | 0 | 0 | 0 | 0 | 0 | 0 | 0 | 0
|  | 2045 | terabtu | 0 | 0 | 0 | 0 | 0 | 0 | 0 | 0 | 0
|  | 2050 | terabtu | 0 | 0 | 0 | 0 | 0 | 0 | 0 | 0 | 0
| florida agg. | 2020 | terabtu | 0.8 | 0.8 | 0.8 | 0.8 | 0.8 | 0.8 | 0.8 | 0.8 | 0.8
|  | 2025 | terabtu | 1.3 | 1.3 | 1.3 | 1.3 | 1.3 | 1.3 | 1.3 | 1.3 | 1.3
|  | 2030 | terabtu | 1.4 | 1.4 | 1.4 | 1.4 | 1.4 | 1.4 | 1.4 | 1.4 | 1.4
|  | 2035 | terabtu | 1.4 | 1.4 | 1.4 | 1.4 | 1.4 | 1.4 | 1.4 | 1.4 | 1.4
|  | 2040 | terabtu | 0 | 0 | 0 | 0 | 0 | 0 | 0 | 0 | 0
|  | 2045 | terabtu | 0 | 0 | 0 | 0 | 0 | 0 | 0 | 0 | 0
|  | 2050 | terabtu | 0 | 0 | 0 | 0 | 0 | 0 | 0 | 0 | 0
| hawaii agg. | 2020 | terabtu | 0 | 0 | 0 | 0 | 0 | 0 | 0 | 0 | 0
|  | 2025 | terabtu | 0 | 0 | 0 | 0 | 0 | 0 | 0 | 0 | 0
|  | 2030 | terabtu | 0 | 0 | 0 | 0 | 0 | 0 | 0 | 0 | 0
|  | 2035 | terabtu | 0 | 0 | 0 | 0 | 0 | 0 | 0 | 0 | 0
|  | 2040 | terabtu | 0 | 0 | 0 | 0 | 0 | 0 | 0 | 0 | 0
|  | 2045 | terabtu | 0 | 0 | 0 | 0 | 0 | 0 | 0 | 0 | 0
|  | 2050 | terabtu | 0 | 0 | 0 | 0 | 0 | 0 | 0 | 0 | 0
| louisiana and ozarks agg. | 2020 | terabtu | 7.8 | 7.8 | 7.8 | 7.8 | 7.8 | 7.8 | 7.8 | 7.8 | 7.8
|  | 2025 | terabtu | 11.1 | 11.1 | 11.1 | 11.1 | 11.1 | 11.1 | 11.1 | 11.1 | 11.1
|  | 2030 | terabtu | 18.6 | 18.6 | 18.6 | 18.6 | 18.6 | 18.6 | 18.6 | 18.6 | 18.6
|  | 2035 | terabtu | 15.3 | 15.3 | 15.3 | 15.3 | 15.3 | 15.3 | 15.3 | 15.3 | 15.3
|  | 2040 | terabtu | 3 | 3 | 3 | 3 | 3 | 3 | 3 | 3 | 3
|  | 2045 | terabtu | 3 | 3 | 3 | 3 | 3 | 3 | 3 | 3 | 3
|  | 2050 | terabtu | 3 | 3 | 3 | 3 | 3 | 3 | 3 | 3 | 3
| lower midwest agg. | 2020 | terabtu | 1.5 | 1.5 | 1.5 | 1.5 | 1.5 | 1.5 | 1.5 | 1.5 | 1.5
|  | 2025 | terabtu | 1.8 | 1.8 | 1.8 | 1.8 | 1.8 | 1.8 | 1.8 | 1.8 | 1.8
|  | 2030 | terabtu | 3.6 | 3.6 | 3.6 | 3.6 | 3.6 | 3.6 | 3.6 | 3.6 | 3.6
|  | 2035 | terabtu | 3.4 | 3.4 | 3.4 | 3.4 | 3.4 | 3.4 | 3.4 | 3.4 | 3.4
|  | 2040 | terabtu | 0.4 | 0.4 | 0.4 | 0.4 | 0.4 | 0.4 | 0.4 | 0.4 | 0.4
|  | 2045 | terabtu | 0.4 | 0.4 | 0.4 | 0.4 | 0.4 | 0.4 | 0.4 | 0.4 | 0.4
|  | 2050 | terabtu | 0.4 | 0.4 | 0.4 | 0.4 | 0.4 | 0.4 | 0.4 | 0.4 | 0.4
| mid-atlantic and great lakes agg. | 2020 | terabtu | 49.8 | 49.8 | 49.8 | 49.8 | 49.8 | 49.8 | 49.8 | 49.8 | 49.8
|  | 2025 | terabtu | 54.3 | 54.3 | 54.3 | 54.3 | 54.3 | 54.3 | 54.3 | 54.3 | 54.3
|  | 2030 | terabtu | 94.6 | 94.6 | 94.6 | 94.6 | 94.6 | 94.6 | 94.6 | 94.6 | 94.6
|  | 2035 | terabtu | 87.1 | 87.1 | 87.1 | 87.1 | 87.1 | 87.1 | 87.1 | 87.1 | 87.1
|  | 2040 | terabtu | 17.2 | 17.2 | 17.2 | 17.2 | 17.2 | 17.2 | 17.2 | 17.2 | 17.2
|  | 2045 | terabtu | 17.2 | 17.2 | 17.2 | 17.2 | 17.2 | 17.2 | 17.2 | 17.2 | 17.2
|  | 2050 | terabtu | 17.2 | 17.2 | 17.2 | 17.2 | 17.2 | 17.2 | 17.2 | 17.2 | 17.2
| new england agg. | 2020 | terabtu | 0 | 0 | 0 | 0 | 0 | 0 | 0 | 0 | 0
|  | 2025 | terabtu | 0 | 0 | 0 | 0 | 0 | 0 | 0 | 0 | 0
|  | 2030 | terabtu | 0 | 0 | 0 | 0 | 0 | 0 | 0 | 0 | 0
|  | 2035 | terabtu | 0 | 0 | 0 | 0 | 0 | 0 | 0 | 0 | 0
|  | 2040 | terabtu | 0 | 0 | 0 | 0 | 0 | 0 | 0 | 0 | 0
|  | 2045 | terabtu | 0 | 0 | 0 | 0 | 0 | 0 | 0 | 0 | 0
|  | 2050 | terabtu | 0 | 0 | 0 | 0 | 0 | 0 | 0 | 0 | 0
| new york agg. | 2020 | terabtu | 0.3 | 0.3 | 0.3 | 0.3 | 0.3 | 0.3 | 0.3 | 0.3 | 0.3
|  | 2025 | terabtu | 0 | 0 | 0 | 0 | 0 | 0 | 0 | 0 | 0
|  | 2030 | terabtu | 0 | 0 | 0 | 0 | 0 | 0 | 0 | 0 | 0
|  | 2035 | terabtu | 0 | 0 | 0 | 0 | 0 | 0 | 0 | 0 | 0
|  | 2040 | terabtu | 0 | 0 | 0 | 0 | 0 | 0 | 0 | 0 | 0
|  | 2045 | terabtu | 0 | 0 | 0 | 0 | 0 | 0 | 0 | 0 | 0
|  | 2050 | terabtu | 0 | 0 | 0 | 0 | 0 | 0 | 0 | 0 | 0
| pacific northwest agg. | 2020 | terabtu | 0.8 | 0.8 | 0.8 | 0.8 | 0.8 | 0.8 | 0.8 | 0.8 | 0.8
|  | 2025 | terabtu | 1.6 | 1.6 | 1.6 | 1.6 | 1.6 | 1.6 | 1.6 | 1.6 | 1.6
|  | 2030 | terabtu | 2.2 | 2.2 | 2.2 | 2.2 | 2.2 | 2.2 | 2.2 | 2.2 | 2.2
|  | 2035 | terabtu | 3.6 | 3.6 | 3.6 | 3.6 | 3.6 | 3.6 | 3.6 | 3.6 | 3.6
|  | 2040 | terabtu | 1.6 | 1.6 | 1.6 | 1.6 | 1.6 | 1.6 | 1.6 | 1.6 | 1.6
|  | 2045 | terabtu | 1.6 | 1.6 | 1.6 | 1.6 | 1.6 | 1.6 | 1.6 | 1.6 | 1.6
|  | 2050 | terabtu | 1.6 | 1.6 | 1.6 | 1.6 | 1.6 | 1.6 | 1.6 | 1.6 | 1.6
| rocky mountains agg. | 2020 | terabtu | 0.5 | 0.5 | 0.5 | 0.5 | 0.5 | 0.5 | 0.5 | 0.5 | 0.5
|  | 2025 | terabtu | 0.9 | 0.9 | 0.9 | 0.9 | 0.9 | 0.9 | 0.9 | 0.9 | 0.9
|  | 2030 | terabtu | 0.1 | 0.1 | 0.1 | 0.1 | 0.1 | 0.1 | 0.1 | 0.1 | 0.1
|  | 2035 | terabtu | 0.1 | 0.1 | 0.1 | 0.1 | 0.1 | 0.1 | 0.1 | 0.1 | 0.1
|  | 2040 | terabtu | 0 | 0 | 0 | 0 | 0 | 0 | 0 | 0 | 0
|  | 2045 | terabtu | 0 | 0 | 0 | 0 | 0 | 0 | 0 | 0 | 0
|  | 2050 | terabtu | 0 | 0 | 0 | 0 | 0 | 0 | 0 | 0 | 0
| southeast agg. | 2020 | terabtu | 2.3 | 2.3 | 2.3 | 2.3 | 2.3 | 2.3 | 2.3 | 2.3 | 2.3
|  | 2025 | terabtu | 3.4 | 3.4 | 3.4 | 3.4 | 3.4 | 3.4 | 3.4 | 3.4 | 3.4
|  | 2030 | terabtu | 4.1 | 4.1 | 4.1 | 4.1 | 4.1 | 4.1 | 4.1 | 4.1 | 4.1
|  | 2035 | terabtu | 3.3 | 3.3 | 3.3 | 3.3 | 3.3 | 3.3 | 3.3 | 3.3 | 3.3
|  | 2040 | terabtu | 0 | 0 | 0 | 0 | 0 | 0 | 0 | 0 | 0
|  | 2045 | terabtu | 0 | 0 | 0 | 0 | 0 | 0 | 0 | 0 | 0
|  | 2050 | terabtu | 0 | 0 | 0 | 0 | 0 | 0 | 0 | 0 | 0
| texas agg. | 2020 | terabtu | 2.1 | 2.1 | 2.1 | 2.1 | 2.1 | 2.1 | 2.1 | 2.1 | 2.1
|  | 2025 | terabtu | 5 | 5 | 5 | 5 | 5 | 5 | 5 | 5 | 5
|  | 2030 | terabtu | 3.7 | 3.7 | 3.7 | 3.7 | 3.7 | 3.7 | 3.7 | 3.7 | 3.7
|  | 2035 | terabtu | 1.6 | 1.6 | 1.6 | 1.6 | 1.6 | 1.6 | 1.6 | 1.6 | 1.6
|  | 2040 | terabtu | 0 | 0 | 0 | 0 | 0 | 0 | 0 | 0 | 0
|  | 2045 | terabtu | 0 | 0 | 0 | 0 | 0 | 0 | 0 | 0 | 0
|  | 2050 | terabtu | 0 | 0 | 0 | 0 | 0 | 0 | 0 | 0 | 0
| upper midwest agg. | 2020 | terabtu | 22.7 | 22.7 | 22.7 | 22.7 | 22.7 | 22.7 | 22.7 | 22.7 | 22.7
|  | 2025 | terabtu | 28.2 | 28.2 | 28.2 | 28.2 | 28.2 | 28.2 | 28.2 | 28.2 | 28.2
|  | 2030 | terabtu | 36.9 | 36.9 | 36.9 | 36.9 | 36.9 | 36.9 | 36.9 | 36.9 | 36.9
|  | 2035 | terabtu | 25.2 | 25.2 | 25.2 | 25.2 | 25.2 | 25.2 | 25.2 | 25.2 | 25.2
|  | 2040 | terabtu | 5.9 | 5.9 | 5.9 | 5.9 | 5.9 | 5.9 | 5.9 | 5.9 | 5.9
|  | 2045 | terabtu | 5.9 | 5.9 | 5.9 | 5.9 | 5.9 | 5.9 | 5.9 | 5.9 | 5.9
|  | 2050 | terabtu | 5.9 | 5.9 | 5.9 | 5.9 | 5.9 | 5.9 | 5.9 | 5.9 | 5.9
| utah/nevada agg. | 2020 | terabtu | 0 | 0 | 0 | 0 | 0 | 0 | 0 | 0 | 0
|  | 2025 | terabtu | 0 | 0 | 0 | 0 | 0 | 0 | 0 | 0 | 0
|  | 2030 | terabtu | 0.1 | 0.1 | 0.1 | 0.1 | 0.1 | 0.1 | 0.1 | 0.1 | 0.1
|  | 2035 | terabtu | 0.3 | 0.3 | 0.3 | 0.3 | 0.3 | 0.3 | 0.3 | 0.3 | 0.3
|  | 2040 | terabtu | 0.2 | 0.2 | 0.2 | 0.2 | 0.2 | 0.2 | 0.2 | 0.2 | 0.2
|  | 2045 | terabtu | 0.2 | 0.2 | 0.2 | 0.2 | 0.2 | 0.2 | 0.2 | 0.2 | 0.2
|  | 2050 | terabtu | 0.2 | 0.2 | 0.2 | 0.2 | 0.2 | 0.2 | 0.2 | 0.2 | 0.2
biomass primary - wood_50 | alaska agg. | all | terabtu | 4.7 | 4.7 | 4.7 | 4.7 | 4.7 | 4.7 | 4.7 | 4.7 | 4.7
| california agg. | all | terabtu | 59 | 59 | 59 | 59 | 59 | 59 | 59 | 59 | 59
| desert southwest agg. | all | terabtu | 16.4 | 16.4 | 16.4 | 16.4 | 16.4 | 16.4 | 16.4 | 16.4 | 16.4
| florida agg. | all | terabtu | 90.7 | 90.7 | 90.7 | 90.7 | 90.7 | 90.7 | 90.7 | 90.7 | 90.7
| hawaii agg. | all | terabtu | 2.5 | 2.5 | 2.5 | 2.5 | 2.5 | 2.5 | 2.5 | 2.5 | 2.5
| louisiana and ozarks agg. | all | terabtu | 309 | 309 | 309 | 309 | 309 | 309 | 309 | 309 | 309
| lower midwest agg. | all | terabtu | 103.5 | 103.5 | 103.5 | 103.5 | 103.5 | 103.5 | 103.5 | 103.5 | 103.5
| mid-atlantic and great lakes agg. | all | terabtu | 364.4 | 364.4 | 364.4 | 364.4 | 364.4 | 364.4 | 364.4 | 364.4 | 364.4
| new england agg. | all | terabtu | 100.3 | 100.3 | 100.3 | 100.3 | 100.3 | 100.3 | 100.3 | 100.3 | 100.3
| new york agg. | all | terabtu | 54.2 | 54.2 | 54.2 | 54.2 | 54.2 | 54.2 | 54.2 | 54.2 | 54.2
| pacific northwest agg. | all | terabtu | 181.3 | 181.3 | 181.3 | 181.3 | 181.3 | 181.3 | 181.3 | 181.3 | 181.3
| rocky mountains agg. | all | terabtu | 13.8 | 13.8 | 13.8 | 13.8 | 13.8 | 13.8 | 13.8 | 13.8 | 13.8
| southeast agg. | all | terabtu | 1334.2 | 1334.2 | 1334.2 | 1334.2 | 1334.2 | 1334.2 | 1334.2 | 1334.2 | 1334.2
| texas agg. | all | terabtu | 116.3 | 116.3 | 116.3 | 116.3 | 116.3 | 116.3 | 116.3 | 116.3 | 116.3
| upper midwest agg. | all | terabtu | 148.9 | 148.9 | 148.9 | 148.9 | 148.9 | 148.9 | 148.9 | 148.9 | 148.9
| utah/nevada agg. | all | terabtu | 8.2 | 8.2 | 8.2 | 8.2 | 8.2 | 8.2 | 8.2 | 8.2 | 8.2
biomass primary - wood_70 | alaska agg. | 2020 | terabtu | 0 | 0 | 0 | 0 | 0 | 0 | 0 | 0 | 0
|  | 2025 | terabtu | 0 | 0 | 0 | 0 | 0 | 0 | 0 | 0 | 0
|  | 2030 | terabtu | 0 | 0 | 0 | 0 | 0 | 0 | 0 | 0 | 0
|  | 2035 | terabtu | 0 | 0 | 0 | 0 | 0 | 0 | 0 | 0 | 0
|  | 2040 | terabtu | 0 | 0 | 0 | 0 | 0 | 0 | 0 | 0 | 0
|  | 2045 | terabtu | 0 | 0 | 0 | 0 | 0 | 0 | 0 | 0 | 0
|  | 2050 | terabtu | 0 | 0 | 0 | 0 | 0 | 0 | 0 | 0 | 0
| california agg. | 2020 | terabtu | 13.1 | 13.1 | 13.1 | 13.1 | 13.1 | 13.1 | 13.1 | 13.1 | 13.1
|  | 2025 | terabtu | 13.1 | 13.1 | 13.1 | 13.1 | 13.1 | 13.1 | 13.1 | 13.1 | 13.1
|  | 2030 | terabtu | 16.3 | 16.3 | 16.3 | 16.3 | 16.3 | 16.3 | 16.3 | 16.3 | 16.3
|  | 2035 | terabtu | 14.4 | 14.4 | 14.4 | 14.4 | 14.4 | 14.4 | 14.4 | 14.4 | 14.4
|  | 2040 | terabtu | 12.5 | 12.5 | 12.5 | 12.5 | 12.5 | 12.5 | 12.5 | 12.5 | 12.5
|  | 2045 | terabtu | 12.5 | 12.5 | 12.5 | 12.5 | 12.5 | 12.5 | 12.5 | 12.5 | 12.5
|  | 2050 | terabtu | 12.5 | 12.5 | 12.5 | 12.5 | 12.5 | 12.5 | 12.5 | 12.5 | 12.5
| desert southwest agg. | 2020 | terabtu | 4 | 4 | 4 | 4 | 4 | 4 | 4 | 4 | 4
|  | 2025 | terabtu | 4.9 | 4.9 | 4.9 | 4.9 | 4.9 | 4.9 | 4.9 | 4.9 | 4.9
|  | 2030 | terabtu | 5.4 | 5.4 | 5.4 | 5.4 | 5.4 | 5.4 | 5.4 | 5.4 | 5.4
|  | 2035 | terabtu | 5.4 | 5.4 | 5.4 | 5.4 | 5.4 | 5.4 | 5.4 | 5.4 | 5.4
|  | 2040 | terabtu | 5 | 5 | 5 | 5 | 5 | 5 | 5 | 5 | 5
|  | 2045 | terabtu | 5 | 5 | 5 | 5 | 5 | 5 | 5 | 5 | 5
|  | 2050 | terabtu | 5 | 5 | 5 | 5 | 5 | 5 | 5 | 5 | 5
| florida agg. | 2020 | terabtu | 17.9 | 17.9 | 17.9 | 17.9 | 17.9 | 17.9 | 17.9 | 17.9 | 17.9
|  | 2025 | terabtu | 18.6 | 18.6 | 18.6 | 18.6 | 18.6 | 18.6 | 18.6 | 18.6 | 18.6
|  | 2030 | terabtu | 17.3 | 17.3 | 17.3 | 17.3 | 17.3 | 17.3 | 17.3 | 17.3 | 17.3
|  | 2035 | terabtu | 17.9 | 17.9 | 17.9 | 17.9 | 17.9 | 17.9 | 17.9 | 17.9 | 17.9
|  | 2040 | terabtu | 16.5 | 16.5 | 16.5 | 16.5 | 16.5 | 16.5 | 16.5 | 16.5 | 16.5
|  | 2045 | terabtu | 16.5 | 16.5 | 16.5 | 16.5 | 16.5 | 16.5 | 16.5 | 16.5 | 16.5
|  | 2050 | terabtu | 16.5 | 16.5 | 16.5 | 16.5 | 16.5 | 16.5 | 16.5 | 16.5 | 16.5
| hawaii agg. | 2020 | terabtu | 0 | 0 | 0 | 0 | 0 | 0 | 0 | 0 | 0
|  | 2025 | terabtu | 0 | 0 | 0 | 0 | 0 | 0 | 0 | 0 | 0
|  | 2030 | terabtu | 0 | 0 | 0 | 0 | 0 | 0 | 0 | 0 | 0
|  | 2035 | terabtu | 0 | 0 | 0 | 0 | 0 | 0 | 0 | 0 | 0
|  | 2040 | terabtu | 0 | 0 | 0 | 0 | 0 | 0 | 0 | 0 | 0
|  | 2045 | terabtu | 0 | 0 | 0 | 0 | 0 | 0 | 0 | 0 | 0
|  | 2050 | terabtu | 0 | 0 | 0 | 0 | 0 | 0 | 0 | 0 | 0
| louisiana and ozarks agg. | 2020 | terabtu | 54.2 | 54.2 | 54.2 | 54.2 | 54.2 | 54.2 | 54.2 | 54.2 | 54.2
|  | 2025 | terabtu | 60 | 60 | 60 | 60 | 60 | 60.1 | 60.1 | 60.1 | 60.1
|  | 2030 | terabtu | 64.1 | 64.1 | 64.1 | 64.1 | 64.1 | 64.1 | 64.1 | 64.1 | 64.1
|  | 2035 | terabtu | 61.4 | 61.4 | 61.4 | 61.4 | 61.4 | 67.1 | 67.1 | 67.1 | 67.1
|  | 2040 | terabtu | 63.4 | 63.4 | 63.4 | 63.4 | 63.4 | 78.1 | 78.1 | 78.1 | 78.1
|  | 2045 | terabtu | 63.4 | 63.4 | 63.4 | 63.4 | 63.4 | 78.1 | 78.1 | 78.1 | 78.1
|  | 2050 | terabtu | 63.4 | 63.4 | 63.4 | 63.4 | 63.4 | 78.1 | 78.1 | 78.1 | 78.1
| lower midwest agg. | 2020 | terabtu | 18.6 | 18.6 | 18.6 | 18.6 | 18.6 | 18.6 | 18.6 | 18.6 | 18.6
|  | 2025 | terabtu | 20.3 | 20.3 | 20.3 | 20.3 | 20.3 | 20.3 | 20.3 | 20.3 | 20.3
|  | 2030 | terabtu | 21.5 | 21.5 | 21.5 | 21.5 | 21.5 | 21.5 | 21.5 | 21.5 | 21.5
|  | 2035 | terabtu | 21.6 | 21.6 | 21.6 | 21.6 | 21.6 | 22.4 | 22.4 | 22.4 | 22.4
|  | 2040 | terabtu | 21.9 | 21.9 | 21.9 | 21.9 | 21.9 | 24 | 24 | 24 | 24
|  | 2045 | terabtu | 21.9 | 21.9 | 21.9 | 21.9 | 21.9 | 24 | 24 | 24 | 24
|  | 2050 | terabtu | 21.9 | 21.9 | 21.9 | 21.9 | 21.9 | 24 | 24 | 24 | 24
| mid-atlantic and great lakes agg. | 2020 | terabtu | 66.9 | 66.9 | 66.9 | 66.9 | 66.9 | 66.9 | 66.9 | 66.9 | 66.9
|  | 2025 | terabtu | 67.4 | 67.4 | 67.4 | 67.4 | 67.4 | 67.5 | 67.5 | 67.5 | 67.5
|  | 2030 | terabtu | 68.1 | 68.1 | 68.1 | 68.1 | 68.1 | 68.3 | 68.3 | 68.3 | 68.3
|  | 2035 | terabtu | 69 | 69 | 69 | 69 | 69 | 69.5 | 69.5 | 69.5 | 69.5
|  | 2040 | terabtu | 68.8 | 68.8 | 68.8 | 68.8 | 68.8 | 69.6 | 69.6 | 69.6 | 69.6
|  | 2045 | terabtu | 68.8 | 68.8 | 68.8 | 68.8 | 68.8 | 69.6 | 69.6 | 69.6 | 69.6
|  | 2050 | terabtu | 68.8 | 68.8 | 68.8 | 68.8 | 68.8 | 69.6 | 69.6 | 69.6 | 69.6
| new england agg. | 2020 | terabtu | 17.9 | 17.9 | 17.9 | 17.9 | 17.9 | 17.9 | 17.9 | 17.9 | 17.9
|  | 2025 | terabtu | 17.6 | 17.6 | 17.6 | 17.6 | 17.6 | 17.6 | 17.6 | 17.6 | 17.6
|  | 2030 | terabtu | 18.6 | 18.6 | 18.6 | 18.6 | 18.6 | 18.6 | 18.6 | 18.6 | 18.6
|  | 2035 | terabtu | 20.2 | 20.2 | 20.2 | 20.2 | 20.2 | 20.3 | 20.3 | 20.3 | 20.3
|  | 2040 | terabtu | 22.6 | 22.6 | 22.6 | 22.6 | 22.6 | 22.8 | 22.8 | 22.8 | 22.8
|  | 2045 | terabtu | 22.6 | 22.6 | 22.6 | 22.6 | 22.6 | 22.8 | 22.8 | 22.8 | 22.8
|  | 2050 | terabtu | 22.6 | 22.6 | 22.6 | 22.6 | 22.6 | 22.8 | 22.8 | 22.8 | 22.8
| new york agg. | 2020 | terabtu | 9.9 | 9.9 | 9.9 | 9.9 | 9.9 | 9.9 | 9.9 | 9.9 | 9.9
|  | 2025 | terabtu | 10.2 | 10.2 | 10.2 | 10.2 | 10.2 | 10.2 | 10.2 | 10.2 | 10.2
|  | 2030 | terabtu | 10.9 | 10.9 | 10.9 | 10.9 | 10.9 | 10.9 | 10.9 | 10.9 | 10.9
|  | 2035 | terabtu | 11 | 11 | 11 | 11 | 11 | 11 | 11 | 11 | 11
|  | 2040 | terabtu | 14.3 | 14.3 | 14.3 | 14.3 | 14.3 | 14.3 | 14.3 | 14.3 | 14.3
|  | 2045 | terabtu | 14.3 | 14.3 | 14.3 | 14.3 | 14.3 | 14.3 | 14.3 | 14.3 | 14.3
|  | 2050 | terabtu | 14.3 | 14.3 | 14.3 | 14.3 | 14.3 | 14.3 | 14.3 | 14.3 | 14.3
| pacific northwest agg. | 2020 | terabtu | 31.1 | 31.1 | 31.1 | 31.1 | 31.1 | 31.1 | 31.1 | 31.1 | 31.1
|  | 2025 | terabtu | 31.8 | 31.8 | 31.8 | 31.8 | 31.8 | 31.8 | 31.8 | 31.8 | 31.8
|  | 2030 | terabtu | 29.9 | 29.9 | 29.9 | 29.9 | 29.9 | 29.9 | 29.9 | 29.9 | 29.9
|  | 2035 | terabtu | 33.1 | 33.1 | 33.1 | 33.1 | 33.1 | 33.1 | 33.1 | 33.1 | 33.1
|  | 2040 | terabtu | 37.5 | 37.5 | 37.5 | 37.5 | 37.5 | 37.5 | 37.5 | 37.5 | 37.5
|  | 2045 | terabtu | 37.5 | 37.5 | 37.5 | 37.5 | 37.5 | 37.5 | 37.5 | 37.5 | 37.5
|  | 2050 | terabtu | 37.5 | 37.5 | 37.5 | 37.5 | 37.5 | 37.5 | 37.5 | 37.5 | 37.5
| rocky mountains agg. | 2020 | terabtu | 3.8 | 3.8 | 3.8 | 3.8 | 3.8 | 3.8 | 3.8 | 3.8 | 3.8
|  | 2025 | terabtu | 4.5 | 4.5 | 4.5 | 4.5 | 4.5 | 4.5 | 4.5 | 4.5 | 4.5
|  | 2030 | terabtu | 4.8 | 4.8 | 4.8 | 4.8 | 4.8 | 4.8 | 4.8 | 4.8 | 4.8
|  | 2035 | terabtu | 4.2 | 4.2 | 4.2 | 4.2 | 4.2 | 4.2 | 4.2 | 4.2 | 4.2
|  | 2040 | terabtu | 3.8 | 3.8 | 3.8 | 3.8 | 3.8 | 3.8 | 3.8 | 3.8 | 3.8
|  | 2045 | terabtu | 3.8 | 3.8 | 3.8 | 3.8 | 3.8 | 3.8 | 3.8 | 3.8 | 3.8
|  | 2050 | terabtu | 3.8 | 3.8 | 3.8 | 3.8 | 3.8 | 3.8 | 3.8 | 3.8 | 3.8
| southeast agg. | 2020 | terabtu | 248.7 | 248.7 | 248.7 | 248.7 | 248.7 | 248.7 | 248.7 | 248.7 | 248.7
|  | 2025 | terabtu | 252.9 | 252.9 | 252.9 | 252.9 | 252.9 | 252.9 | 252.9 | 252.9 | 252.9
|  | 2030 | terabtu | 266.3 | 266.3 | 266.3 | 266.3 | 266.3 | 266.5 | 266.5 | 266.5 | 266.5
|  | 2035 | terabtu | 291.6 | 291.6 | 291.6 | 291.6 | 291.6 | 291.8 | 291.8 | 291.8 | 291.8
|  | 2040 | terabtu | 296.6 | 296.6 | 296.6 | 296.6 | 296.6 | 297 | 297 | 297 | 297
|  | 2045 | terabtu | 296.6 | 296.6 | 296.6 | 296.6 | 296.6 | 297 | 297 | 297 | 297
|  | 2050 | terabtu | 296.6 | 296.6 | 296.6 | 296.6 | 296.6 | 297 | 297 | 297 | 297
| texas agg. | 2020 | terabtu | 20.3 | 20.3 | 20.3 | 20.3 | 20.3 | 20.3 | 20.3 | 20.3 | 20.3
|  | 2025 | terabtu | 21 | 21 | 21 | 21 | 21 | 21 | 21 | 21 | 21
|  | 2030 | terabtu | 21.2 | 21.2 | 21.2 | 21.2 | 21.2 | 21.2 | 21.2 | 21.2 | 21.2
|  | 2035 | terabtu | 22.2 | 22.2 | 22.2 | 22.2 | 22.2 | 22.2 | 22.2 | 22.2 | 22.2
|  | 2040 | terabtu | 25.6 | 25.6 | 25.6 | 25.6 | 25.6 | 25.6 | 25.6 | 25.6 | 25.6
|  | 2045 | terabtu | 25.6 | 25.6 | 25.6 | 25.6 | 25.6 | 25.6 | 25.6 | 25.6 | 25.6
|  | 2050 | terabtu | 25.6 | 25.6 | 25.6 | 25.6 | 25.6 | 25.6 | 25.6 | 25.6 | 25.6
| upper midwest agg. | 2020 | terabtu | 25 | 25 | 25 | 25 | 25 | 25 | 25 | 25 | 25
|  | 2025 | terabtu | 23.4 | 23.4 | 23.4 | 23.4 | 23.4 | 23.8 | 23.8 | 23.8 | 23.8
|  | 2030 | terabtu | 22.1 | 22.1 | 22.1 | 22.1 | 22.1 | 23 | 23 | 23 | 23
|  | 2035 | terabtu | 22.2 | 22.2 | 22.2 | 22.2 | 22.2 | 26.3 | 26.3 | 26.3 | 26.3
|  | 2040 | terabtu | 24.1 | 24.1 | 24.1 | 24.1 | 24.1 | 34 | 34 | 34 | 34
|  | 2045 | terabtu | 24.1 | 24.1 | 24.1 | 24.1 | 24.1 | 34 | 34 | 34 | 34
|  | 2050 | terabtu | 24.1 | 24.1 | 24.1 | 24.1 | 24.1 | 34 | 34 | 34 | 34
| utah/nevada agg. | 2020 | terabtu | 1.8 | 1.8 | 1.8 | 1.8 | 1.8 | 1.8 | 1.8 | 1.8 | 1.8
|  | 2025 | terabtu | 2 | 2 | 2 | 2 | 2 | 2 | 2 | 2 | 2
|  | 2030 | terabtu | 2.3 | 2.3 | 2.3 | 2.3 | 2.3 | 2.3 | 2.3 | 2.3 | 2.3
|  | 2035 | terabtu | 2 | 2 | 2 | 2 | 2 | 2 | 2 | 2 | 2
|  | 2040 | terabtu | 1.6 | 1.6 | 1.6 | 1.6 | 1.6 | 1.6 | 1.6 | 1.6 | 1.6
|  | 2045 | terabtu | 1.6 | 1.6 | 1.6 | 1.6 | 1.6 | 1.6 | 1.6 | 1.6 | 1.6
|  | 2050 | terabtu | 1.6 | 1.6 | 1.6 | 1.6 | 1.6 | 1.6 | 1.6 | 1.6 | 1.6
biomass primary - wood_75 | alaska agg. | 2020 | terabtu | 0 | 0 | 0 | 0 | 0 | 0 | 0 | 0 | 0
|  | 2025 | terabtu | 0 | 0 | 0 | 0 | 0 | 0 | 0 | 0 | 0
|  | 2030 | terabtu | 0 | 0 | 0 | 0 | 0 | 0 | 0 | 0 | 0
|  | 2035 | terabtu | 0 | 0 | 0 | 0 | 0 | 0 | 0 | 0 | 0
|  | 2040 | terabtu | 0 | 0 | 0 | 0 | 0 | 0 | 0 | 0 | 0
|  | 2045 | terabtu | 0 | 0 | 0 | 0 | 0 | 0 | 0 | 0 | 0
|  | 2050 | terabtu | 0 | 0 | 0 | 0 | 0 | 0 | 0 | 0 | 0
| california agg. | 2020 | terabtu | 0 | 0 | 0 | 0 | 0 | 0 | 0 | 0 | 0
|  | 2025 | terabtu | 0 | 0 | 0 | 0 | 0 | 0 | 0 | 0 | 0
|  | 2030 | terabtu | 0 | 0 | 0 | 0 | 0 | 0 | 0 | 0 | 0
|  | 2035 | terabtu | 0 | 0 | 0 | 0 | 0 | 0 | 0 | 0 | 0
|  | 2040 | terabtu | 0 | 0 | 0 | 0 | 0 | 0 | 0 | 0 | 0
|  | 2045 | terabtu | 0 | 0 | 0 | 0 | 0 | 0 | 0 | 0 | 0
|  | 2050 | terabtu | 0 | 0 | 0 | 0 | 0 | 0 | 0 | 0 | 0
| desert southwest agg. | 2020 | terabtu | 0 | 0 | 0 | 0 | 0 | 0 | 0 | 0 | 0
|  | 2025 | terabtu | 0 | 0 | 0 | 0 | 0 | 0 | 0 | 0 | 0
|  | 2030 | terabtu | 0 | 0 | 0 | 0 | 0 | 0 | 0 | 0 | 0
|  | 2035 | terabtu | 0 | 0 | 0 | 0 | 0 | 0 | 0 | 0 | 0
|  | 2040 | terabtu | 0 | 0 | 0 | 0 | 0 | 0 | 0 | 0 | 0
|  | 2045 | terabtu | 0 | 0 | 0 | 0 | 0 | 0 | 0 | 0 | 0
|  | 2050 | terabtu | 0 | 0 | 0 | 0 | 0 | 0 | 0 | 0 | 0
| florida agg. | 2020 | terabtu | 0 | 0 | 0 | 0 | 0 | 0 | 0 | 0 | 0
|  | 2025 | terabtu | 0 | 0 | 0 | 0 | 0 | 0 | 0 | 0 | 0
|  | 2030 | terabtu | 0 | 0 | 0 | 0 | 0 | 0 | 0 | 0 | 0
|  | 2035 | terabtu | 0 | 0 | 0 | 0 | 0 | 0 | 0 | 0 | 0
|  | 2040 | terabtu | 0 | 0 | 0 | 0 | 0 | 0 | 0 | 0 | 0
|  | 2045 | terabtu | 0 | 0 | 0 | 0 | 0 | 0 | 0 | 0 | 0
|  | 2050 | terabtu | 0 | 0 | 0 | 0 | 0 | 0 | 0 | 0 | 0
| hawaii agg. | 2020 | terabtu | 0 | 0 | 0 | 0 | 0 | 0 | 0 | 0 | 0
|  | 2025 | terabtu | 0 | 0 | 0 | 0 | 0 | 0 | 0 | 0 | 0
|  | 2030 | terabtu | 0 | 0 | 0 | 0 | 0 | 0 | 0 | 0 | 0
|  | 2035 | terabtu | 0 | 0 | 0 | 0 | 0 | 0 | 0 | 0 | 0
|  | 2040 | terabtu | 0 | 0 | 0 | 0 | 0 | 0 | 0 | 0 | 0
|  | 2045 | terabtu | 0 | 0 | 0 | 0 | 0 | 0 | 0 | 0 | 0
|  | 2050 | terabtu | 0 | 0 | 0 | 0 | 0 | 0 | 0 | 0 | 0
| louisiana and ozarks agg. | 2020 | terabtu | 0 | 0 | 0 | 0 | 0 | 0 | 0 | 0 | 0
|  | 2025 | terabtu | 0.1 | 0.1 | 0.1 | 0.1 | 0.1 | 0.1 | 0.1 | 0.1 | 0.1
|  | 2030 | terabtu | 0.8 | 0.8 | 0.8 | 0.8 | 0.8 | 0.8 | 0.8 | 0.8 | 0.8
|  | 2035 | terabtu | 4 | 4 | 4 | 4 | 4 | 4 | 4 | 4 | 4
|  | 2040 | terabtu | 3.9 | 3.9 | 3.9 | 3.9 | 3.9 | 3.9 | 3.9 | 3.9 | 3.9
|  | 2045 | terabtu | 3.9 | 3.9 | 3.9 | 3.9 | 3.9 | 3.9 | 3.9 | 3.9 | 3.9
|  | 2050 | terabtu | 3.9 | 3.9 | 3.9 | 3.9 | 3.9 | 3.9 | 3.9 | 3.9 | 3.9
| lower midwest agg. | 2020 | terabtu | 0 | 0 | 0 | 0 | 0 | 0 | 0 | 0 | 0
|  | 2025 | terabtu | 0 | 0 | 0 | 0 | 0 | 0 | 0 | 0 | 0
|  | 2030 | terabtu | 0.1 | 0.1 | 0.1 | 0.1 | 0.1 | 0.1 | 0.1 | 0.1 | 0.1
|  | 2035 | terabtu | 11.5 | 11.5 | 11.5 | 11.5 | 11.5 | 11.5 | 11.5 | 11.5 | 11.5
|  | 2040 | terabtu | 25 | 25 | 25 | 25 | 25 | 25 | 25 | 25 | 25
|  | 2045 | terabtu | 25 | 25 | 25 | 25 | 25 | 25 | 25 | 25 | 25
|  | 2050 | terabtu | 25 | 25 | 25 | 25 | 25 | 25 | 25 | 25 | 25
| mid-atlantic and great lakes agg. | 2020 | terabtu | 0 | 0 | 0 | 0 | 0 | 0 | 0 | 0 | 0
|  | 2025 | terabtu | 0 | 0 | 0 | 0 | 0 | 0 | 0 | 0 | 0
|  | 2030 | terabtu | 0 | 0 | 0 | 0 | 0 | 0 | 0 | 0 | 0
|  | 2035 | terabtu | 0 | 0 | 0 | 0 | 0 | 0 | 0 | 0 | 0
|  | 2040 | terabtu | 0 | 0 | 0 | 0 | 0 | 0 | 0 | 0 | 0
|  | 2045 | terabtu | 0 | 0 | 0 | 0 | 0 | 0 | 0 | 0 | 0
|  | 2050 | terabtu | 0 | 0 | 0 | 0 | 0 | 0 | 0 | 0 | 0
| new england agg. | 2020 | terabtu | 0 | 0 | 0 | 0 | 0 | 0 | 0 | 0 | 0
|  | 2025 | terabtu | 0 | 0 | 0 | 0 | 0 | 0 | 0 | 0 | 0
|  | 2030 | terabtu | 0 | 0 | 0 | 0 | 0 | 0 | 0 | 0 | 0
|  | 2035 | terabtu | 0 | 0 | 0 | 0 | 0 | 0 | 0 | 0 | 0
|  | 2040 | terabtu | 0 | 0 | 0 | 0 | 0 | 0 | 0 | 0 | 0
|  | 2045 | terabtu | 0 | 0 | 0 | 0 | 0 | 0 | 0 | 0 | 0
|  | 2050 | terabtu | 0 | 0 | 0 | 0 | 0 | 0 | 0 | 0 | 0
| new york agg. | 2020 | terabtu | 0 | 0 | 0 | 0 | 0 | 0 | 0 | 0 | 0
|  | 2025 | terabtu | 0 | 0 | 0 | 0 | 0 | 0 | 0 | 0 | 0
|  | 2030 | terabtu | 0 | 0 | 0 | 0 | 0 | 0 | 0 | 0 | 0
|  | 2035 | terabtu | 0 | 0 | 0 | 0 | 0 | 0 | 0 | 0 | 0
|  | 2040 | terabtu | 0 | 0 | 0 | 0 | 0 | 0 | 0 | 0 | 0
|  | 2045 | terabtu | 0 | 0 | 0 | 0 | 0 | 0 | 0 | 0 | 0
|  | 2050 | terabtu | 0 | 0 | 0 | 0 | 0 | 0 | 0 | 0 | 0
| pacific northwest agg. | 2020 | terabtu | 0 | 0 | 0 | 0 | 0 | 0 | 0 | 0 | 0
|  | 2025 | terabtu | 0 | 0 | 0 | 0 | 0 | 0 | 0 | 0 | 0
|  | 2030 | terabtu | 0 | 0 | 0 | 0 | 0 | 0 | 0 | 0 | 0
|  | 2035 | terabtu | 0 | 0 | 0 | 0 | 0 | 0 | 0 | 0 | 0
|  | 2040 | terabtu | 0 | 0 | 0 | 0 | 0 | 0 | 0 | 0 | 0
|  | 2045 | terabtu | 0 | 0 | 0 | 0 | 0 | 0 | 0 | 0 | 0
|  | 2050 | terabtu | 0 | 0 | 0 | 0 | 0 | 0 | 0 | 0 | 0
| rocky mountains agg. | 2020 | terabtu | 0 | 0 | 0 | 0 | 0 | 0 | 0 | 0 | 0
|  | 2025 | terabtu | 0 | 0 | 0 | 0 | 0 | 0 | 0 | 0 | 0
|  | 2030 | terabtu | 0 | 0 | 0 | 0 | 0 | 0 | 0 | 0 | 0
|  | 2035 | terabtu | 0 | 0 | 0 | 0 | 0 | 0 | 0 | 0 | 0
|  | 2040 | terabtu | 0 | 0 | 0 | 0 | 0 | 0 | 0 | 0 | 0
|  | 2045 | terabtu | 0 | 0 | 0 | 0 | 0 | 0 | 0 | 0 | 0
|  | 2050 | terabtu | 0 | 0 | 0 | 0 | 0 | 0 | 0 | 0 | 0
| southeast agg. | 2020 | terabtu | 0 | 0 | 0 | 0 | 0 | 0 | 0 | 0 | 0
|  | 2025 | terabtu | 0 | 0 | 0 | 0 | 0 | 0 | 0 | 0 | 0
|  | 2030 | terabtu | 0 | 0 | 0 | 0 | 0 | 0 | 0 | 0 | 0
|  | 2035 | terabtu | 0 | 0 | 0 | 0 | 0 | 0 | 0 | 0 | 0
|  | 2040 | terabtu | 0 | 0 | 0 | 0 | 0 | 0 | 0 | 0 | 0
|  | 2045 | terabtu | 0 | 0 | 0 | 0 | 0 | 0 | 0 | 0 | 0
|  | 2050 | terabtu | 0 | 0 | 0 | 0 | 0 | 0 | 0 | 0 | 0
| texas agg. | 2020 | terabtu | 0 | 0 | 0 | 0 | 0 | 0 | 0 | 0 | 0
|  | 2025 | terabtu | 0 | 0 | 0 | 0 | 0 | 0 | 0 | 0 | 0
|  | 2030 | terabtu | 0 | 0 | 0 | 0 | 0 | 0 | 0 | 0 | 0
|  | 2035 | terabtu | 0 | 0 | 0 | 0 | 0 | 0 | 0 | 0 | 0
|  | 2040 | terabtu | 0 | 0 | 0 | 0 | 0 | 0 | 0 | 0 | 0
|  | 2045 | terabtu | 0 | 0 | 0 | 0 | 0 | 0 | 0 | 0 | 0
|  | 2050 | terabtu | 0 | 0 | 0 | 0 | 0 | 0 | 0 | 0 | 0
| upper midwest agg. | 2020 | terabtu | 0.1 | 0.1 | 0.1 | 0.1 | 0.1 | 0.1 | 0.1 | 0.1 | 0.1
|  | 2025 | terabtu | 0.8 | 0.8 | 0.8 | 0.8 | 0.8 | 0.8 | 0.8 | 0.8 | 0.8
|  | 2030 | terabtu | 2.7 | 2.7 | 2.7 | 2.7 | 2.7 | 2.7 | 2.7 | 2.7 | 2.7
|  | 2035 | terabtu | 3 | 3 | 3 | 3 | 3 | 3 | 3 | 3 | 3
|  | 2040 | terabtu | 0 | 0 | 0 | 0 | 0 | 0 | 0 | 0 | 0
|  | 2045 | terabtu | 0 | 0 | 0 | 0 | 0 | 0 | 0 | 0 | 0
|  | 2050 | terabtu | 0 | 0 | 0 | 0 | 0 | 0 | 0 | 0 | 0
| utah/nevada agg. | 2020 | terabtu | 0 | 0 | 0 | 0 | 0 | 0 | 0 | 0 | 0
|  | 2025 | terabtu | 0 | 0 | 0 | 0 | 0 | 0 | 0 | 0 | 0
|  | 2030 | terabtu | 0 | 0 | 0 | 0 | 0 | 0 | 0 | 0 | 0
|  | 2035 | terabtu | 0 | 0 | 0 | 0 | 0 | 0 | 0 | 0 | 0
|  | 2040 | terabtu | 0 | 0 | 0 | 0 | 0 | 0 | 0 | 0 | 0
|  | 2045 | terabtu | 0 | 0 | 0 | 0 | 0 | 0 | 0 | 0 | 0
|  | 2050 | terabtu | 0 | 0 | 0 | 0 | 0 | 0 | 0 | 0 | 0
biomass primary - wood_80 | alaska agg. | 2020 | terabtu | 0 | 0 | 0 | 0 | 0 | 0 | 0 | 0 | 0
|  | 2025 | terabtu | 0 | 0 | 0 | 0 | 0 | 0 | 0 | 0 | 0
|  | 2030 | terabtu | 0 | 0 | 0 | 0 | 0 | 0 | 0 | 0 | 0
|  | 2035 | terabtu | 0 | 0 | 0 | 0 | 0 | 0 | 0 | 0 | 0
|  | 2040 | terabtu | 0 | 0 | 0 | 0 | 0 | 0 | 0 | 0 | 0
|  | 2045 | terabtu | 0 | 0 | 0 | 0 | 0 | 0 | 0 | 0 | 0
|  | 2050 | terabtu | 0 | 0 | 0 | 0 | 0 | 0 | 0 | 0 | 0
| california agg. | 2020 | terabtu | 0 | 0 | 0 | 0 | 0 | 0 | 0 | 0 | 0
|  | 2025 | terabtu | 0 | 0 | 0 | 0 | 0 | 0 | 0 | 0 | 0
|  | 2030 | terabtu | 0 | 0 | 0 | 0 | 0 | 0 | 0 | 0 | 0
|  | 2035 | terabtu | 0 | 0 | 0 | 0 | 0 | 0 | 0 | 0 | 0
|  | 2040 | terabtu | 0 | 0 | 0 | 0 | 0 | 0 | 0 | 0 | 0
|  | 2045 | terabtu | 0 | 0 | 0 | 0 | 0 | 0 | 0 | 0 | 0
|  | 2050 | terabtu | 0 | 0 | 0 | 0 | 0 | 0 | 0 | 0 | 0
| desert southwest agg. | 2020 | terabtu | 0 | 0 | 0 | 0 | 0 | 0 | 0 | 0 | 0
|  | 2025 | terabtu | 0 | 0 | 0 | 0 | 0 | 0 | 0 | 0 | 0
|  | 2030 | terabtu | 0 | 0 | 0 | 0 | 0 | 0.1 | 0.1 | 0.1 | 0.1
|  | 2035 | terabtu | 0 | 0 | 0 | 0 | 0 | 0.2 | 0.2 | 0.2 | 0.2
|  | 2040 | terabtu | 0 | 0 | 0 | 0 | 0 | 0.4 | 0.4 | 0.4 | 0.4
|  | 2045 | terabtu | 0 | 0 | 0 | 0 | 0 | 0.4 | 0.4 | 0.4 | 0.4
|  | 2050 | terabtu | 0 | 0 | 0 | 0 | 0 | 0.4 | 0.4 | 0.4 | 0.4
| florida agg. | 2020 | terabtu | 0 | 0 | 0 | 0 | 0 | 1.2 | 1.2 | 1.2 | 1.2
|  | 2025 | terabtu | 0 | 0 | 0 | 0 | 0 | 1 | 1 | 1 | 1
|  | 2030 | terabtu | 0 | 0 | 0 | 0 | 0 | 1.8 | 1.8 | 1.8 | 1.8
|  | 2035 | terabtu | 0 | 0 | 0 | 0 | 0 | 0.9 | 0.9 | 0.9 | 0.9
|  | 2040 | terabtu | 0 | 0 | 0 | 0 | 0 | 1 | 1 | 1 | 1
|  | 2045 | terabtu | 0 | 0 | 0 | 0 | 0 | 1 | 1 | 1 | 1
|  | 2050 | terabtu | 0 | 0 | 0 | 0 | 0 | 1 | 1 | 1 | 1
| hawaii agg. | 2020 | terabtu | 0 | 0 | 0 | 0 | 0 | 0 | 0 | 0 | 0
|  | 2025 | terabtu | 0 | 0 | 0 | 0 | 0 | 0 | 0 | 0 | 0
|  | 2030 | terabtu | 0 | 0 | 0 | 0 | 0 | 0 | 0 | 0 | 0
|  | 2035 | terabtu | 0 | 0 | 0 | 0 | 0 | 0 | 0 | 0 | 0
|  | 2040 | terabtu | 0 | 0 | 0 | 0 | 0 | 0 | 0 | 0 | 0
|  | 2045 | terabtu | 0 | 0 | 0 | 0 | 0 | 0 | 0 | 0 | 0
|  | 2050 | terabtu | 0 | 0 | 0 | 0 | 0 | 0 | 0 | 0 | 0
| louisiana and ozarks agg. | 2020 | terabtu | 3.9 | 3.9 | 3.9 | 3.9 | 3.9 | 4 | 4 | 4 | 4
|  | 2025 | terabtu | 0.8 | 0.8 | 0.8 | 0.8 | 0.8 | 9.3 | 9.3 | 9.3 | 9.3
|  | 2030 | terabtu | 0.7 | 0.7 | 0.7 | 0.7 | 0.7 | 18.9 | 18.9 | 18.9 | 18.9
|  | 2035 | terabtu | 0.7 | 0.7 | 0.7 | 0.7 | 0.7 | 18.2 | 18.2 | 18.2 | 18.2
|  | 2040 | terabtu | 0.7 | 0.7 | 0.7 | 0.7 | 0.7 | 28.5 | 28.5 | 28.5 | 28.5
|  | 2045 | terabtu | 0.7 | 0.7 | 0.7 | 0.7 | 0.7 | 28.5 | 28.5 | 28.5 | 28.5
|  | 2050 | terabtu | 0.7 | 0.7 | 0.7 | 0.7 | 0.7 | 28.5 | 28.5 | 28.5 | 28.5
| lower midwest agg. | 2020 | terabtu | 1 | 1 | 1 | 1 | 1 | 1.2 | 1.2 | 1.2 | 1.2
|  | 2025 | terabtu | 0.3 | 0.3 | 0.3 | 0.3 | 0.3 | 2 | 2 | 2 | 2
|  | 2030 | terabtu | 0.2 | 0.2 | 0.2 | 0.2 | 0.2 | 34.5 | 34.5 | 34.5 | 34.5
|  | 2035 | terabtu | 0.2 | 0.2 | 0.2 | 0.2 | 0.2 | 29.5 | 29.5 | 29.5 | 29.5
|  | 2040 | terabtu | 0.2 | 0.2 | 0.2 | 0.2 | 0.2 | 27.4 | 27.4 | 27.4 | 27.4
|  | 2045 | terabtu | 0.2 | 0.2 | 0.2 | 0.2 | 0.2 | 27.4 | 27.4 | 27.4 | 27.4
|  | 2050 | terabtu | 0.2 | 0.2 | 0.2 | 0.2 | 0.2 | 27.4 | 27.4 | 27.4 | 27.4
| mid-atlantic and great lakes agg. | 2020 | terabtu | 0.2 | 0.2 | 0.2 | 0.2 | 0.2 | 0.2 | 0.2 | 0.2 | 0.2
|  | 2025 | terabtu | 0.1 | 0.1 | 0.1 | 0.1 | 0.1 | 3.5 | 3.5 | 3.5 | 3.5
|  | 2030 | terabtu | 0 | 0 | 0 | 0 | 0 | 10 | 10 | 10 | 10
|  | 2035 | terabtu | 0 | 0 | 0 | 0 | 0 | 20.3 | 20.3 | 20.3 | 20.3
|  | 2040 | terabtu | 0 | 0 | 0 | 0 | 0 | 42.7 | 42.7 | 42.7 | 42.7
|  | 2045 | terabtu | 0 | 0 | 0 | 0 | 0 | 42.7 | 42.7 | 42.7 | 42.7
|  | 2050 | terabtu | 0 | 0 | 0 | 0 | 0 | 42.7 | 42.7 | 42.7 | 42.7
| new england agg. | 2020 | terabtu | 0 | 0 | 0 | 0 | 0 | 0 | 0 | 0 | 0
|  | 2025 | terabtu | 0 | 0 | 0 | 0 | 0 | 0.6 | 0.6 | 0.6 | 0.6
|  | 2030 | terabtu | 0 | 0 | 0 | 0 | 0 | 1 | 1 | 1 | 1
|  | 2035 | terabtu | 0 | 0 | 0 | 0 | 0 | 1.1 | 1.1 | 1.1 | 1.1
|  | 2040 | terabtu | 0 | 0 | 0 | 0 | 0 | 0.7 | 0.7 | 0.7 | 0.7
|  | 2045 | terabtu | 0 | 0 | 0 | 0 | 0 | 0.7 | 0.7 | 0.7 | 0.7
|  | 2050 | terabtu | 0 | 0 | 0 | 0 | 0 | 0.7 | 0.7 | 0.7 | 0.7
| new york agg. | 2020 | terabtu | 0 | 0 | 0 | 0 | 0 | 0 | 0 | 0 | 0
|  | 2025 | terabtu | 0 | 0 | 0 | 0 | 0 | 0.2 | 0.2 | 0.2 | 0.2
|  | 2030 | terabtu | 0 | 0 | 0 | 0 | 0 | 0.6 | 0.6 | 0.6 | 0.6
|  | 2035 | terabtu | 0 | 0 | 0 | 0 | 0 | 1.8 | 1.8 | 1.8 | 1.8
|  | 2040 | terabtu | 0 | 0 | 0 | 0 | 0 | 5 | 5 | 5 | 5
|  | 2045 | terabtu | 0 | 0 | 0 | 0 | 0 | 5 | 5 | 5 | 5
|  | 2050 | terabtu | 0 | 0 | 0 | 0 | 0 | 5 | 5 | 5 | 5
| pacific northwest agg. | 2020 | terabtu | 0 | 0 | 0 | 0 | 0 | 0 | 0 | 0 | 0
|  | 2025 | terabtu | 0 | 0 | 0 | 0 | 0 | 0 | 0 | 0 | 0
|  | 2030 | terabtu | 0 | 0 | 0 | 0 | 0 | 0 | 0 | 0 | 0
|  | 2035 | terabtu | 0 | 0 | 0 | 0 | 0 | 0 | 0 | 0 | 0
|  | 2040 | terabtu | 0 | 0 | 0 | 0 | 0 | 0 | 0 | 0 | 0
|  | 2045 | terabtu | 0 | 0 | 0 | 0 | 0 | 0 | 0 | 0 | 0
|  | 2050 | terabtu | 0 | 0 | 0 | 0 | 0 | 0 | 0 | 0 | 0
| rocky mountains agg. | 2020 | terabtu | 0 | 0 | 0 | 0 | 0 | 0 | 0 | 0 | 0
|  | 2025 | terabtu | 0 | 0 | 0 | 0 | 0 | 0 | 0 | 0 | 0
|  | 2030 | terabtu | 0 | 0 | 0 | 0 | 0 | 0 | 0 | 0 | 0
|  | 2035 | terabtu | 0 | 0 | 0 | 0 | 0 | 0 | 0 | 0 | 0
|  | 2040 | terabtu | 0 | 0 | 0 | 0 | 0 | 0 | 0 | 0 | 0
|  | 2045 | terabtu | 0 | 0 | 0 | 0 | 0 | 0 | 0 | 0 | 0
|  | 2050 | terabtu | 0 | 0 | 0 | 0 | 0 | 0 | 0 | 0 | 0
| southeast agg. | 2020 | terabtu | 4.2 | 4.2 | 4.2 | 4.2 | 4.2 | 8.4 | 8.4 | 8.4 | 8.4
|  | 2025 | terabtu | 0.7 | 0.7 | 0.7 | 0.7 | 0.7 | 3.1 | 3.1 | 3.1 | 3.1
|  | 2030 | terabtu | 0 | 0 | 0 | 0 | 0 | 26.3 | 26.3 | 26.3 | 26.3
|  | 2035 | terabtu | 0 | 0 | 0 | 0 | 0 | 42 | 42 | 42 | 42
|  | 2040 | terabtu | 0 | 0 | 0 | 0 | 0 | 68.9 | 68.9 | 68.9 | 68.9
|  | 2045 | terabtu | 0 | 0 | 0 | 0 | 0 | 68.9 | 68.9 | 68.9 | 68.9
|  | 2050 | terabtu | 0 | 0 | 0 | 0 | 0 | 68.9 | 68.9 | 68.9 | 68.9
| texas agg. | 2020 | terabtu | 0 | 0 | 0 | 0 | 0 | 0.1 | 0.1 | 0.1 | 0.1
|  | 2025 | terabtu | 0 | 0 | 0 | 0 | 0 | 0.1 | 0.1 | 0.1 | 0.1
|  | 2030 | terabtu | 0 | 0 | 0 | 0 | 0 | 1.6 | 1.6 | 1.6 | 1.6
|  | 2035 | terabtu | 0 | 0 | 0 | 0 | 0 | 4.8 | 4.8 | 4.8 | 4.8
|  | 2040 | terabtu | 0 | 0 | 0 | 0 | 0 | 11.3 | 11.3 | 11.3 | 11.3
|  | 2045 | terabtu | 0 | 0 | 0 | 0 | 0 | 11.3 | 11.3 | 11.3 | 11.3
|  | 2050 | terabtu | 0 | 0 | 0 | 0 | 0 | 11.3 | 11.3 | 11.3 | 11.3
| upper midwest agg. | 2020 | terabtu | 0 | 0 | 0 | 0 | 0 | 0 | 0 | 0 | 0
|  | 2025 | terabtu | 0 | 0 | 0 | 0 | 0 | 4.7 | 4.7 | 4.7 | 4.7
|  | 2030 | terabtu | 0 | 0 | 0 | 0 | 0 | 7.1 | 7.1 | 7.1 | 7.1
|  | 2035 | terabtu | 0 | 0 | 0 | 0 | 0 | 10.5 | 10.5 | 10.5 | 10.5
|  | 2040 | terabtu | 0 | 0 | 0 | 0 | 0 | 11.1 | 11.1 | 11.1 | 11.1
|  | 2045 | terabtu | 0 | 0 | 0 | 0 | 0 | 11.1 | 11.1 | 11.1 | 11.1
|  | 2050 | terabtu | 0 | 0 | 0 | 0 | 0 | 11.1 | 11.1 | 11.1 | 11.1
| utah/nevada agg. | 2020 | terabtu | 0.1 | 0.1 | 0.1 | 0.1 | 0.1 | 0.1 | 0.1 | 0.1 | 0.1
|  | 2025 | terabtu | 0.1 | 0.1 | 0.1 | 0.1 | 0.1 | 0.1 | 0.1 | 0.1 | 0.1
|  | 2030 | terabtu | 0 | 0 | 0 | 0 | 0 | 0 | 0 | 0 | 0
|  | 2035 | terabtu | 0 | 0 | 0 | 0 | 0 | 0 | 0 | 0 | 0
|  | 2040 | terabtu | 0 | 0 | 0 | 0 | 0 | 0 | 0 | 0 | 0
|  | 2045 | terabtu | 0 | 0 | 0 | 0 | 0 | 0 | 0 | 0 | 0
|  | 2050 | terabtu | 0 | 0 | 0 | 0 | 0 | 0 | 0 | 0 | 0
biomass primary - wood_85 | alaska agg. | 2020 | terabtu | 0 | 0 | 0 | 0 | 0 | 0 | 0 | 0 | 0
|  | 2025 | terabtu | 0 | 0 | 0 | 0 | 0 | 0 | 0 | 0 | 0
|  | 2030 | terabtu | 0 | 0 | 0 | 0 | 0 | 0 | 0 | 0 | 0
|  | 2035 | terabtu | 0 | 0 | 0 | 0 | 0 | 0 | 0 | 0 | 0
|  | 2040 | terabtu | 0 | 0 | 0 | 0 | 0 | 0 | 0 | 0 | 0
|  | 2045 | terabtu | 0 | 0 | 0 | 0 | 0 | 0 | 0 | 0 | 0
|  | 2050 | terabtu | 0 | 0 | 0 | 0 | 0 | 0 | 0 | 0 | 0
| california agg. | 2020 | terabtu | 0 | 0 | 0 | 0 | 0 | 0 | 0 | 0 | 0
|  | 2025 | terabtu | 0 | 0 | 0 | 0 | 0 | 0 | 0 | 0 | 0
|  | 2030 | terabtu | 0 | 0 | 0 | 0 | 0 | 0 | 0 | 0 | 0
|  | 2035 | terabtu | 0 | 0 | 0 | 0 | 0 | 0 | 0 | 0 | 0
|  | 2040 | terabtu | 0 | 0 | 0 | 0 | 0 | 0 | 0 | 0 | 0
|  | 2045 | terabtu | 0 | 0 | 0 | 0 | 0 | 0 | 0 | 0 | 0
|  | 2050 | terabtu | 0 | 0 | 0 | 0 | 0 | 0 | 0 | 0 | 0
| desert southwest agg. | 2020 | terabtu | 0 | 0 | 0 | 0 | 0 | 0 | 0 | 0 | 0
|  | 2025 | terabtu | 0 | 0 | 0 | 0 | 0 | 0 | 0 | 0 | 0
|  | 2030 | terabtu | 0 | 0 | 0 | 0 | 0 | 0 | 0 | 0 | 0
|  | 2035 | terabtu | 0 | 0 | 0 | 0 | 0 | 0 | 0 | 0 | 0
|  | 2040 | terabtu | 0 | 0 | 0 | 0 | 0 | 0 | 0 | 0 | 0
|  | 2045 | terabtu | 0 | 0 | 0 | 0 | 0 | 0 | 0 | 0 | 0
|  | 2050 | terabtu | 0 | 0 | 0 | 0 | 0 | 0 | 0 | 0 | 0
| florida agg. | 2020 | terabtu | 0 | 0 | 0 | 0 | 0 | 0 | 0 | 0 | 0
|  | 2025 | terabtu | 0 | 0 | 0 | 0 | 0 | 0 | 0 | 0 | 0
|  | 2030 | terabtu | 0 | 0 | 0 | 0 | 0 | 0 | 0 | 0 | 0
|  | 2035 | terabtu | 0 | 0 | 0 | 0 | 0 | 0 | 0 | 0 | 0
|  | 2040 | terabtu | 0 | 0 | 0 | 0 | 0 | 0 | 0 | 0 | 0
|  | 2045 | terabtu | 0 | 0 | 0 | 0 | 0 | 0 | 0 | 0 | 0
|  | 2050 | terabtu | 0 | 0 | 0 | 0 | 0 | 0 | 0 | 0 | 0
| hawaii agg. | 2020 | terabtu | 0 | 0 | 0 | 0 | 0 | 0 | 0 | 0 | 0
|  | 2025 | terabtu | 0 | 0 | 0 | 0 | 0 | 0 | 0 | 0 | 0
|  | 2030 | terabtu | 0 | 0 | 0 | 0 | 0 | 0 | 0 | 0 | 0
|  | 2035 | terabtu | 0 | 0 | 0 | 0 | 0 | 0 | 0 | 0 | 0
|  | 2040 | terabtu | 0 | 0 | 0 | 0 | 0 | 0 | 0 | 0 | 0
|  | 2045 | terabtu | 0 | 0 | 0 | 0 | 0 | 0 | 0 | 0 | 0
|  | 2050 | terabtu | 0 | 0 | 0 | 0 | 0 | 0 | 0 | 0 | 0
| louisiana and ozarks agg. | 2020 | terabtu | 0 | 0 | 0 | 0 | 0 | 0 | 0 | 0 | 0
|  | 2025 | terabtu | 0 | 0 | 0 | 0 | 0 | 0 | 0 | 0 | 0
|  | 2030 | terabtu | 0 | 0 | 0 | 0 | 0 | 0 | 0 | 0 | 0
|  | 2035 | terabtu | 9.4 | 9.4 | 9.4 | 9.4 | 9.4 | 9.4 | 9.4 | 9.4 | 9.4
|  | 2040 | terabtu | 6 | 6 | 6 | 6 | 6 | 6 | 6 | 6 | 6
|  | 2045 | terabtu | 6 | 6 | 6 | 6 | 6 | 6 | 6 | 6 | 6
|  | 2050 | terabtu | 6 | 6 | 6 | 6 | 6 | 6 | 6 | 6 | 6
| lower midwest agg. | 2020 | terabtu | 0.9 | 0.9 | 0.9 | 0.9 | 0.9 | 0.9 | 0.9 | 0.9 | 0.9
|  | 2025 | terabtu | 0.9 | 0.9 | 0.9 | 0.9 | 0.9 | 0.9 | 0.9 | 0.9 | 0.9
|  | 2030 | terabtu | 4.5 | 4.5 | 4.5 | 4.5 | 4.5 | 4.5 | 4.5 | 4.5 | 4.5
|  | 2035 | terabtu | 11.9 | 11.9 | 11.9 | 11.9 | 11.9 | 11.9 | 11.9 | 11.9 | 11.9
|  | 2040 | terabtu | 18.8 | 18.8 | 18.8 | 18.8 | 18.8 | 18.8 | 18.8 | 18.8 | 18.8
|  | 2045 | terabtu | 18.8 | 18.8 | 18.8 | 18.8 | 18.8 | 18.8 | 18.8 | 18.8 | 18.8
|  | 2050 | terabtu | 18.8 | 18.8 | 18.8 | 18.8 | 18.8 | 18.8 | 18.8 | 18.8 | 18.8
| mid-atlantic and great lakes agg. | 2020 | terabtu | 0.4 | 0.4 | 0.4 | 0.4 | 0.4 | 0.4 | 0.4 | 0.4 | 0.4
|  | 2025 | terabtu | 0.4 | 0.4 | 0.4 | 0.4 | 0.4 | 0.4 | 0.4 | 0.4 | 0.4
|  | 2030 | terabtu | 5 | 5 | 5 | 5 | 5 | 5 | 5 | 5 | 5
|  | 2035 | terabtu | 6.5 | 6.5 | 6.5 | 6.5 | 6.5 | 6.5 | 6.5 | 6.5 | 6.5
|  | 2040 | terabtu | 16.6 | 16.6 | 16.6 | 16.6 | 16.6 | 16.6 | 16.6 | 16.6 | 16.6
|  | 2045 | terabtu | 16.6 | 16.6 | 16.6 | 16.6 | 16.6 | 16.6 | 16.6 | 16.6 | 16.6
|  | 2050 | terabtu | 16.6 | 16.6 | 16.6 | 16.6 | 16.6 | 16.6 | 16.6 | 16.6 | 16.6
| new england agg. | 2020 | terabtu | 0 | 0 | 0 | 0 | 0 | 0 | 0 | 0 | 0
|  | 2025 | terabtu | 0 | 0 | 0 | 0 | 0 | 0 | 0 | 0 | 0
|  | 2030 | terabtu | 0 | 0 | 0 | 0 | 0 | 0 | 0 | 0 | 0
|  | 2035 | terabtu | 0 | 0 | 0 | 0 | 0 | 0 | 0 | 0 | 0
|  | 2040 | terabtu | 0 | 0 | 0 | 0 | 0 | 0 | 0 | 0 | 0
|  | 2045 | terabtu | 0 | 0 | 0 | 0 | 0 | 0 | 0 | 0 | 0
|  | 2050 | terabtu | 0 | 0 | 0 | 0 | 0 | 0 | 0 | 0 | 0
| new york agg. | 2020 | terabtu | 0 | 0 | 0 | 0 | 0 | 0 | 0 | 0 | 0
|  | 2025 | terabtu | 0 | 0 | 0 | 0 | 0 | 0 | 0 | 0 | 0
|  | 2030 | terabtu | 0 | 0 | 0 | 0 | 0 | 0 | 0 | 0 | 0
|  | 2035 | terabtu | 0 | 0 | 0 | 0 | 0 | 0 | 0 | 0 | 0
|  | 2040 | terabtu | 0 | 0 | 0 | 0 | 0 | 0 | 0 | 0 | 0
|  | 2045 | terabtu | 0 | 0 | 0 | 0 | 0 | 0 | 0 | 0 | 0
|  | 2050 | terabtu | 0 | 0 | 0 | 0 | 0 | 0 | 0 | 0 | 0
| pacific northwest agg. | 2020 | terabtu | 0 | 0 | 0 | 0 | 0 | 0 | 0 | 0 | 0
|  | 2025 | terabtu | 0 | 0 | 0 | 0 | 0 | 0 | 0 | 0 | 0
|  | 2030 | terabtu | 0 | 0 | 0 | 0 | 0 | 0 | 0 | 0 | 0
|  | 2035 | terabtu | 0 | 0 | 0 | 0 | 0 | 0 | 0 | 0 | 0
|  | 2040 | terabtu | 0 | 0 | 0 | 0 | 0 | 0 | 0 | 0 | 0
|  | 2045 | terabtu | 0 | 0 | 0 | 0 | 0 | 0 | 0 | 0 | 0
|  | 2050 | terabtu | 0 | 0 | 0 | 0 | 0 | 0 | 0 | 0 | 0
| rocky mountains agg. | 2020 | terabtu | 0 | 0 | 0 | 0 | 0 | 0 | 0 | 0 | 0
|  | 2025 | terabtu | 0 | 0 | 0 | 0 | 0 | 0 | 0 | 0 | 0
|  | 2030 | terabtu | 0 | 0 | 0 | 0 | 0 | 0 | 0 | 0 | 0
|  | 2035 | terabtu | 0 | 0 | 0 | 0 | 0 | 0 | 0 | 0 | 0
|  | 2040 | terabtu | 0 | 0 | 0 | 0 | 0 | 0 | 0 | 0 | 0
|  | 2045 | terabtu | 0 | 0 | 0 | 0 | 0 | 0 | 0 | 0 | 0
|  | 2050 | terabtu | 0 | 0 | 0 | 0 | 0 | 0 | 0 | 0 | 0
| southeast agg. | 2020 | terabtu | 0 | 0 | 0 | 0 | 0 | 0 | 0 | 0 | 0
|  | 2025 | terabtu | 0 | 0 | 0 | 0 | 0 | 0 | 0 | 0 | 0
|  | 2030 | terabtu | 0 | 0 | 0 | 0 | 0 | 0 | 0 | 0 | 0
|  | 2035 | terabtu | 8.8 | 8.8 | 8.8 | 8.8 | 8.8 | 8.8 | 8.8 | 8.8 | 8.8
|  | 2040 | terabtu | 20.5 | 20.5 | 20.5 | 20.5 | 20.5 | 20.5 | 20.5 | 20.5 | 20.5
|  | 2045 | terabtu | 20.5 | 20.5 | 20.5 | 20.5 | 20.5 | 20.5 | 20.5 | 20.5 | 20.5
|  | 2050 | terabtu | 20.5 | 20.5 | 20.5 | 20.5 | 20.5 | 20.5 | 20.5 | 20.5 | 20.5
| texas agg. | 2020 | terabtu | 0 | 0 | 0 | 0 | 0 | 0 | 0 | 0 | 0
|  | 2025 | terabtu | 0 | 0 | 0 | 0 | 0 | 0 | 0 | 0 | 0
|  | 2030 | terabtu | 0 | 0 | 0 | 0 | 0 | 0 | 0 | 0 | 0
|  | 2035 | terabtu | 0 | 0 | 0 | 0 | 0 | 0 | 0 | 0 | 0
|  | 2040 | terabtu | 0 | 0 | 0 | 0 | 0 | 0 | 0 | 0 | 0
|  | 2045 | terabtu | 0 | 0 | 0 | 0 | 0 | 0 | 0 | 0 | 0
|  | 2050 | terabtu | 0 | 0 | 0 | 0 | 0 | 0 | 0 | 0 | 0
| upper midwest agg. | 2020 | terabtu | 0 | 0 | 0 | 0 | 0 | 0 | 0 | 0 | 0
|  | 2025 | terabtu | 0 | 0 | 0 | 0 | 0 | 0 | 0 | 0 | 0
|  | 2030 | terabtu | 0 | 0 | 0 | 0 | 0 | 0 | 0 | 0 | 0
|  | 2035 | terabtu | 0.8 | 0.8 | 0.8 | 0.8 | 0.8 | 0.8 | 0.8 | 0.8 | 0.8
|  | 2040 | terabtu | 2.1 | 2.1 | 2.1 | 2.1 | 2.1 | 2.1 | 2.1 | 2.1 | 2.1
|  | 2045 | terabtu | 2.1 | 2.1 | 2.1 | 2.1 | 2.1 | 2.1 | 2.1 | 2.1 | 2.1
|  | 2050 | terabtu | 2.1 | 2.1 | 2.1 | 2.1 | 2.1 | 2.1 | 2.1 | 2.1 | 2.1
| utah/nevada agg. | 2020 | terabtu | 0 | 0 | 0 | 0 | 0 | 0 | 0 | 0 | 0
|  | 2025 | terabtu | 0 | 0 | 0 | 0 | 0 | 0 | 0 | 0 | 0
|  | 2030 | terabtu | 0 | 0 | 0 | 0 | 0 | 0 | 0 | 0 | 0
|  | 2035 | terabtu | 0 | 0 | 0 | 0 | 0 | 0 | 0 | 0 | 0
|  | 2040 | terabtu | 0 | 0 | 0 | 0 | 0 | 0 | 0 | 0 | 0
|  | 2045 | terabtu | 0 | 0 | 0 | 0 | 0 | 0 | 0 | 0 | 0
|  | 2050 | terabtu | 0 | 0 | 0 | 0 | 0 | 0 | 0 | 0 | 0
biomass primary - wood_90 | alaska agg. | 2020 | terabtu | 0 | 0 | 0 | 0 | 0 | 0 | 0 | 0 | 0
|  | 2025 | terabtu | 0 | 0 | 0 | 0 | 0 | 0 | 0 | 0 | 0
|  | 2030 | terabtu | 0 | 0 | 0 | 0 | 0 | 0 | 0 | 0 | 0
|  | 2035 | terabtu | 0 | 0 | 0 | 0 | 0 | 0 | 0 | 0 | 0
|  | 2040 | terabtu | 0 | 0 | 0 | 0 | 0 | 0 | 0 | 0 | 0
|  | 2045 | terabtu | 0 | 0 | 0 | 0 | 0 | 0 | 0 | 0 | 0
|  | 2050 | terabtu | 0 | 0 | 0 | 0 | 0 | 0 | 0 | 0 | 0
| california agg. | 2020 | terabtu | 2.2 | 2.2 | 2.2 | 2.2 | 2.2 | 2.2 | 2.2 | 2.2 | 2.2
|  | 2025 | terabtu | 0.9 | 0.9 | 0.9 | 0.9 | 0.9 | 0.9 | 0.9 | 0.9 | 0.9
|  | 2030 | terabtu | 0.8 | 0.8 | 0.8 | 0.8 | 0.8 | 0.8 | 0.8 | 0.8 | 0.8
|  | 2035 | terabtu | 0.6 | 0.6 | 0.6 | 0.6 | 0.6 | 0.6 | 0.6 | 0.6 | 0.6
|  | 2040 | terabtu | 1.9 | 1.9 | 1.9 | 1.9 | 1.9 | 1.9 | 1.9 | 1.9 | 1.9
|  | 2045 | terabtu | 1.9 | 1.9 | 1.9 | 1.9 | 1.9 | 1.9 | 1.9 | 1.9 | 1.9
|  | 2050 | terabtu | 1.9 | 1.9 | 1.9 | 1.9 | 1.9 | 1.9 | 1.9 | 1.9 | 1.9
| desert southwest agg. | 2020 | terabtu | 0.9 | 0.9 | 0.9 | 0.9 | 0.9 | 1 | 1 | 1 | 1
|  | 2025 | terabtu | 1.2 | 1.2 | 1.2 | 1.2 | 1.2 | 1.3 | 1.3 | 1.3 | 1.3
|  | 2030 | terabtu | 1.2 | 1.2 | 1.2 | 1.2 | 1.2 | 1.6 | 1.6 | 1.6 | 1.6
|  | 2035 | terabtu | 1.1 | 1.1 | 1.1 | 1.1 | 1.1 | 1.6 | 1.6 | 1.6 | 1.6
|  | 2040 | terabtu | 0.9 | 0.9 | 0.9 | 0.9 | 0.9 | 1.5 | 1.5 | 1.5 | 1.5
|  | 2045 | terabtu | 0.9 | 0.9 | 0.9 | 0.9 | 0.9 | 1.5 | 1.5 | 1.5 | 1.5
|  | 2050 | terabtu | 0.9 | 0.9 | 0.9 | 0.9 | 0.9 | 1.5 | 1.5 | 1.5 | 1.5
| florida agg. | 2020 | terabtu | 28.3 | 28.3 | 28.3 | 28.3 | 28.3 | 29.8 | 29.8 | 29.8 | 29.8
|  | 2025 | terabtu | 14.4 | 14.4 | 14.4 | 14.4 | 14.4 | 15.8 | 15.8 | 15.8 | 15.8
|  | 2030 | terabtu | 1.4 | 1.4 | 1.4 | 1.4 | 1.4 | 4.7 | 4.7 | 4.7 | 4.7
|  | 2035 | terabtu | 3.2 | 3.2 | 3.2 | 3.2 | 3.2 | 5.8 | 5.8 | 5.8 | 5.8
|  | 2040 | terabtu | 10.3 | 10.3 | 10.3 | 10.3 | 10.3 | 11.1 | 11.1 | 11.1 | 11.1
|  | 2045 | terabtu | 10.3 | 10.3 | 10.3 | 10.3 | 10.3 | 11.1 | 11.1 | 11.1 | 11.1
|  | 2050 | terabtu | 10.3 | 10.3 | 10.3 | 10.3 | 10.3 | 11.1 | 11.1 | 11.1 | 11.1
| hawaii agg. | 2020 | terabtu | 0 | 0 | 0 | 0 | 0 | 0 | 0 | 0 | 0
|  | 2025 | terabtu | 0 | 0 | 0 | 0 | 0 | 0 | 0 | 0 | 0
|  | 2030 | terabtu | 0 | 0 | 0 | 0 | 0 | 0 | 0 | 0 | 0
|  | 2035 | terabtu | 0 | 0 | 0 | 0 | 0 | 0 | 0 | 0 | 0
|  | 2040 | terabtu | 0 | 0 | 0 | 0 | 0 | 0 | 0 | 0 | 0
|  | 2045 | terabtu | 0 | 0 | 0 | 0 | 0 | 0 | 0 | 0 | 0
|  | 2050 | terabtu | 0 | 0 | 0 | 0 | 0 | 0 | 0 | 0 | 0
| louisiana and ozarks agg. | 2020 | terabtu | 13.2 | 13.2 | 13.2 | 13.2 | 13.2 | 27.4 | 27.4 | 27.4 | 27.4
|  | 2025 | terabtu | 1.3 | 1.3 | 1.3 | 1.3 | 1.3 | 11.8 | 11.8 | 11.8 | 11.8
|  | 2030 | terabtu | 0.4 | 0.4 | 0.4 | 0.4 | 0.4 | 31.6 | 31.6 | 31.6 | 31.6
|  | 2035 | terabtu | 25.8 | 25.8 | 25.8 | 25.8 | 25.8 | 64.2 | 64.2 | 64.2 | 64.2
|  | 2040 | terabtu | 20.8 | 20.8 | 20.8 | 20.8 | 20.8 | 66 | 66 | 66 | 66
|  | 2045 | terabtu | 20.8 | 20.8 | 20.8 | 20.8 | 20.8 | 66 | 66 | 66 | 66
|  | 2050 | terabtu | 20.8 | 20.8 | 20.8 | 20.8 | 20.8 | 66 | 66 | 66 | 66
| lower midwest agg. | 2020 | terabtu | 2.1 | 2.1 | 2.1 | 2.1 | 2.1 | 14 | 14 | 14 | 14
|  | 2025 | terabtu | 0.5 | 0.5 | 0.5 | 0.5 | 0.5 | 12.9 | 12.9 | 12.9 | 12.9
|  | 2030 | terabtu | 0.2 | 0.2 | 0.2 | 0.2 | 0.2 | 35.8 | 35.8 | 35.8 | 35.8
|  | 2035 | terabtu | 7.2 | 7.2 | 7.2 | 7.2 | 7.2 | 49.7 | 49.7 | 49.7 | 49.7
|  | 2040 | terabtu | 6.1 | 6.1 | 6.1 | 6.1 | 6.1 | 46.2 | 46.2 | 46.2 | 46.2
|  | 2045 | terabtu | 6.1 | 6.1 | 6.1 | 6.1 | 6.1 | 46.2 | 46.2 | 46.2 | 46.2
|  | 2050 | terabtu | 6.1 | 6.1 | 6.1 | 6.1 | 6.1 | 46.2 | 46.2 | 46.2 | 46.2
| mid-atlantic and great lakes agg. | 2020 | terabtu | 4 | 4 | 4 | 4 | 4 | 23.8 | 23.8 | 23.8 | 23.8
|  | 2025 | terabtu | 3.1 | 3.1 | 3.1 | 3.1 | 3.1 | 33 | 33 | 33 | 33
|  | 2030 | terabtu | 2.5 | 2.5 | 2.5 | 2.5 | 2.5 | 54 | 54 | 54 | 54
|  | 2035 | terabtu | 2 | 2 | 2 | 2 | 2 | 78.4 | 78.4 | 78.4 | 78.4
|  | 2040 | terabtu | 1.8 | 1.8 | 1.8 | 1.8 | 1.8 | 90.6 | 90.6 | 90.6 | 90.6
|  | 2045 | terabtu | 1.8 | 1.8 | 1.8 | 1.8 | 1.8 | 90.6 | 90.6 | 90.6 | 90.6
|  | 2050 | terabtu | 1.8 | 1.8 | 1.8 | 1.8 | 1.8 | 90.6 | 90.6 | 90.6 | 90.6
| new england agg. | 2020 | terabtu | 15.9 | 15.9 | 15.9 | 15.9 | 15.9 | 40.6 | 40.6 | 40.6 | 40.6
|  | 2025 | terabtu | 13.4 | 13.4 | 13.4 | 13.4 | 13.4 | 37.7 | 37.7 | 37.7 | 37.7
|  | 2030 | terabtu | 5.7 | 5.7 | 5.7 | 5.7 | 5.7 | 22 | 22 | 22 | 22
|  | 2035 | terabtu | 0.1 | 0.1 | 0.1 | 0.1 | 0.1 | 4.1 | 4.1 | 4.1 | 4.1
|  | 2040 | terabtu | 0 | 0 | 0 | 0 | 0 | 4.7 | 4.7 | 4.7 | 4.7
|  | 2045 | terabtu | 0 | 0 | 0 | 0 | 0 | 4.7 | 4.7 | 4.7 | 4.7
|  | 2050 | terabtu | 0 | 0 | 0 | 0 | 0 | 4.7 | 4.7 | 4.7 | 4.7
| new york agg. | 2020 | terabtu | 0.6 | 0.6 | 0.6 | 0.6 | 0.6 | 4.4 | 4.4 | 4.4 | 4.4
|  | 2025 | terabtu | 0 | 0 | 0 | 0 | 0 | 7.9 | 7.9 | 7.9 | 7.9
|  | 2030 | terabtu | 0 | 0 | 0 | 0 | 0 | 12.6 | 12.6 | 12.6 | 12.6
|  | 2035 | terabtu | 0 | 0 | 0 | 0 | 0 | 19.4 | 19.4 | 19.4 | 19.4
|  | 2040 | terabtu | 0 | 0 | 0 | 0 | 0 | 20.2 | 20.2 | 20.2 | 20.2
|  | 2045 | terabtu | 0 | 0 | 0 | 0 | 0 | 20.2 | 20.2 | 20.2 | 20.2
|  | 2050 | terabtu | 0 | 0 | 0 | 0 | 0 | 20.2 | 20.2 | 20.2 | 20.2
| pacific northwest agg. | 2020 | terabtu | 81.1 | 81.1 | 81.1 | 81.1 | 81.1 | 81.5 | 81.5 | 81.5 | 81.5
|  | 2025 | terabtu | 50.2 | 50.2 | 50.2 | 50.2 | 50.2 | 50.5 | 50.5 | 50.5 | 50.5
|  | 2030 | terabtu | 55.3 | 55.3 | 55.3 | 55.3 | 55.3 | 55.4 | 55.4 | 55.4 | 55.4
|  | 2035 | terabtu | 47.4 | 47.4 | 47.4 | 47.4 | 47.4 | 47.4 | 47.4 | 47.4 | 47.4
|  | 2040 | terabtu | 38.9 | 38.9 | 38.9 | 38.9 | 38.9 | 38.9 | 38.9 | 38.9 | 38.9
|  | 2045 | terabtu | 38.9 | 38.9 | 38.9 | 38.9 | 38.9 | 38.9 | 38.9 | 38.9 | 38.9
|  | 2050 | terabtu | 38.9 | 38.9 | 38.9 | 38.9 | 38.9 | 38.9 | 38.9 | 38.9 | 38.9
| rocky mountains agg. | 2020 | terabtu | 8 | 8 | 8 | 8 | 8 | 8.7 | 8.7 | 8.7 | 8.7
|  | 2025 | terabtu | 10.9 | 10.9 | 10.9 | 10.9 | 10.9 | 11.6 | 11.6 | 11.6 | 11.6
|  | 2030 | terabtu | 8.8 | 8.8 | 8.8 | 8.8 | 8.8 | 9.4 | 9.4 | 9.4 | 9.4
|  | 2035 | terabtu | 8.3 | 8.3 | 8.3 | 8.3 | 8.3 | 8.9 | 8.9 | 8.9 | 8.9
|  | 2040 | terabtu | 6.8 | 6.8 | 6.8 | 6.8 | 6.8 | 7.7 | 7.7 | 7.7 | 7.7
|  | 2045 | terabtu | 6.8 | 6.8 | 6.8 | 6.8 | 6.8 | 7.7 | 7.7 | 7.7 | 7.7
|  | 2050 | terabtu | 6.8 | 6.8 | 6.8 | 6.8 | 6.8 | 7.7 | 7.7 | 7.7 | 7.7
| southeast agg. | 2020 | terabtu | 153.1 | 153.1 | 153.1 | 153.1 | 153.1 | 196.7 | 196.7 | 196.7 | 196.7
|  | 2025 | terabtu | 6.8 | 6.8 | 6.8 | 6.8 | 6.8 | 39.4 | 39.4 | 39.4 | 39.4
|  | 2030 | terabtu | 1.2 | 1.2 | 1.2 | 1.2 | 1.2 | 91.3 | 91.3 | 91.3 | 91.3
|  | 2035 | terabtu | 61.3 | 61.3 | 61.3 | 61.3 | 61.3 | 212 | 212 | 212 | 212
|  | 2040 | terabtu | 81.8 | 81.8 | 81.8 | 81.8 | 81.8 | 247.6 | 247.6 | 247.6 | 247.6
|  | 2045 | terabtu | 81.8 | 81.8 | 81.8 | 81.8 | 81.8 | 247.6 | 247.6 | 247.6 | 247.6
|  | 2050 | terabtu | 81.8 | 81.8 | 81.8 | 81.8 | 81.8 | 247.6 | 247.6 | 247.6 | 247.6
| texas agg. | 2020 | terabtu | 0.8 | 0.8 | 0.8 | 0.8 | 0.8 | 3.8 | 3.8 | 3.8 | 3.8
|  | 2025 | terabtu | 0.9 | 0.9 | 0.9 | 0.9 | 0.9 | 3.6 | 3.6 | 3.6 | 3.6
|  | 2030 | terabtu | 0.4 | 0.4 | 0.4 | 0.4 | 0.4 | 13.7 | 13.7 | 13.7 | 13.7
|  | 2035 | terabtu | 4.6 | 4.6 | 4.6 | 4.6 | 4.6 | 20.3 | 20.3 | 20.3 | 20.3
|  | 2040 | terabtu | 6 | 6 | 6 | 6 | 6 | 23 | 23 | 23 | 23
|  | 2045 | terabtu | 6 | 6 | 6 | 6 | 6 | 23 | 23 | 23 | 23
|  | 2050 | terabtu | 6 | 6 | 6 | 6 | 6 | 23 | 23 | 23 | 23
| upper midwest agg. | 2020 | terabtu | 6.1 | 6.1 | 6.1 | 6.1 | 6.1 | 18.2 | 18.2 | 18.2 | 18.2
|  | 2025 | terabtu | 5.2 | 5.2 | 5.2 | 5.2 | 5.2 | 22.2 | 22.2 | 22.2 | 22.2
|  | 2030 | terabtu | 4.6 | 4.6 | 4.6 | 4.6 | 4.6 | 27.6 | 27.6 | 27.6 | 27.6
|  | 2035 | terabtu | 3.7 | 3.7 | 3.7 | 3.7 | 3.7 | 24.6 | 24.6 | 24.6 | 24.6
|  | 2040 | terabtu | 2.4 | 2.4 | 2.4 | 2.4 | 2.4 | 46.6 | 46.6 | 46.6 | 46.6
|  | 2045 | terabtu | 2.4 | 2.4 | 2.4 | 2.4 | 2.4 | 46.6 | 46.6 | 46.6 | 46.6
|  | 2050 | terabtu | 2.4 | 2.4 | 2.4 | 2.4 | 2.4 | 46.6 | 46.6 | 46.6 | 46.6
| utah/nevada agg. | 2020 | terabtu | 1 | 1 | 1 | 1 | 1 | 1.5 | 1.5 | 1.5 | 1.5
|  | 2025 | terabtu | 1.8 | 1.8 | 1.8 | 1.8 | 1.8 | 1.8 | 1.8 | 1.8 | 1.8
|  | 2030 | terabtu | 1.8 | 1.8 | 1.8 | 1.8 | 1.8 | 1.9 | 1.9 | 1.9 | 1.9
|  | 2035 | terabtu | 1.4 | 1.4 | 1.4 | 1.4 | 1.4 | 1.5 | 1.5 | 1.5 | 1.5
|  | 2040 | terabtu | 1 | 1 | 1 | 1 | 1 | 1.1 | 1.1 | 1.1 | 1.1
|  | 2045 | terabtu | 1 | 1 | 1 | 1 | 1 | 1.1 | 1.1 | 1.1 | 1.1
|  | 2050 | terabtu | 1 | 1 | 1 | 1 | 1 | 1.1 | 1.1 | 1.1 | 1.1
biomass primary - wood_95 | alaska agg. | 2020 | terabtu | 0 | 0 | 0 | 0 | 0 | 0 | 0 | 0 | 0
|  | 2025 | terabtu | 0 | 0 | 0 | 0 | 0 | 0 | 0 | 0 | 0
|  | 2030 | terabtu | 0 | 0 | 0 | 0 | 0 | 0 | 0 | 0 | 0
|  | 2035 | terabtu | 0 | 0 | 0 | 0 | 0 | 0 | 0 | 0 | 0
|  | 2040 | terabtu | 0 | 0 | 0 | 0 | 0 | 0 | 0 | 0 | 0
|  | 2045 | terabtu | 0 | 0 | 0 | 0 | 0 | 0 | 0 | 0 | 0
|  | 2050 | terabtu | 0 | 0 | 0 | 0 | 0 | 0 | 0 | 0 | 0
| california agg. | 2020 | terabtu | 0 | 0 | 0 | 0 | 0 | 0 | 0 | 0 | 0
|  | 2025 | terabtu | 0 | 0 | 0 | 0 | 0 | 0 | 0 | 0 | 0
|  | 2030 | terabtu | 0 | 0 | 0 | 0 | 0 | 0 | 0 | 0 | 0
|  | 2035 | terabtu | 0 | 0 | 0 | 0 | 0 | 0 | 0 | 0 | 0
|  | 2040 | terabtu | 0 | 0 | 0 | 0 | 0 | 0 | 0 | 0 | 0
|  | 2045 | terabtu | 0 | 0 | 0 | 0 | 0 | 0 | 0 | 0 | 0
|  | 2050 | terabtu | 0 | 0 | 0 | 0 | 0 | 0 | 0 | 0 | 0
| desert southwest agg. | 2020 | terabtu | 0 | 0 | 0 | 0 | 0 | 0 | 0 | 0 | 0
|  | 2025 | terabtu | 0 | 0 | 0 | 0 | 0 | 0 | 0 | 0 | 0
|  | 2030 | terabtu | 0 | 0 | 0 | 0 | 0 | 0 | 0 | 0 | 0
|  | 2035 | terabtu | 0 | 0 | 0 | 0 | 0 | 0 | 0 | 0 | 0
|  | 2040 | terabtu | 0 | 0 | 0 | 0 | 0 | 0 | 0 | 0 | 0
|  | 2045 | terabtu | 0 | 0 | 0 | 0 | 0 | 0 | 0 | 0 | 0
|  | 2050 | terabtu | 0 | 0 | 0 | 0 | 0 | 0 | 0 | 0 | 0
| florida agg. | 2020 | terabtu | 0 | 0 | 0 | 0 | 0 | 0 | 0 | 0 | 0
|  | 2025 | terabtu | 0 | 0 | 0 | 0 | 0 | 0 | 0 | 0 | 0
|  | 2030 | terabtu | 0 | 0 | 0 | 0 | 0 | 0 | 0 | 0 | 0
|  | 2035 | terabtu | 0 | 0 | 0 | 0 | 0 | 0 | 0 | 0 | 0
|  | 2040 | terabtu | 0 | 0 | 0 | 0 | 0 | 0 | 0 | 0 | 0
|  | 2045 | terabtu | 0 | 0 | 0 | 0 | 0 | 0 | 0 | 0 | 0
|  | 2050 | terabtu | 0 | 0 | 0 | 0 | 0 | 0 | 0 | 0 | 0
| hawaii agg. | 2020 | terabtu | 0 | 0 | 0 | 0 | 0 | 0 | 0 | 0 | 0
|  | 2025 | terabtu | 0 | 0 | 0 | 0 | 0 | 0 | 0 | 0 | 0
|  | 2030 | terabtu | 0 | 0 | 0 | 0 | 0 | 0 | 0 | 0 | 0
|  | 2035 | terabtu | 0 | 0 | 0 | 0 | 0 | 0 | 0 | 0 | 0
|  | 2040 | terabtu | 0 | 0 | 0 | 0 | 0 | 0 | 0 | 0 | 0
|  | 2045 | terabtu | 0 | 0 | 0 | 0 | 0 | 0 | 0 | 0 | 0
|  | 2050 | terabtu | 0 | 0 | 0 | 0 | 0 | 0 | 0 | 0 | 0
| louisiana and ozarks agg. | 2020 | terabtu | 0 | 0 | 0 | 0 | 0 | 0 | 0 | 0 | 0
|  | 2025 | terabtu | 0 | 0 | 0 | 0 | 0 | 0 | 0 | 0 | 0
|  | 2030 | terabtu | 0 | 0 | 0 | 0 | 0 | 0 | 0 | 0 | 0
|  | 2035 | terabtu | 0.1 | 0.1 | 0.1 | 0.1 | 0.1 | 0.1 | 0.1 | 0.1 | 0.1
|  | 2040 | terabtu | 0 | 0 | 0 | 0 | 0 | 0 | 0 | 0 | 0
|  | 2045 | terabtu | 0 | 0 | 0 | 0 | 0 | 0 | 0 | 0 | 0
|  | 2050 | terabtu | 0 | 0 | 0 | 0 | 0 | 0 | 0 | 0 | 0
| lower midwest agg. | 2020 | terabtu | 0 | 0 | 0 | 0 | 0 | 0 | 0 | 0 | 0
|  | 2025 | terabtu | 0 | 0 | 0 | 0 | 0 | 0 | 0 | 0 | 0
|  | 2030 | terabtu | 6.1 | 6.1 | 6.1 | 6.1 | 6.1 | 6.1 | 6.1 | 6.1 | 6.1
|  | 2035 | terabtu | 0 | 0 | 0 | 0 | 0 | 0 | 0 | 0 | 0
|  | 2040 | terabtu | 0 | 0 | 0 | 0 | 0 | 0 | 0 | 0 | 0
|  | 2045 | terabtu | 0 | 0 | 0 | 0 | 0 | 0 | 0 | 0 | 0
|  | 2050 | terabtu | 0 | 0 | 0 | 0 | 0 | 0 | 0 | 0 | 0
| mid-atlantic and great lakes agg. | 2020 | terabtu | 0 | 0 | 0 | 0 | 0 | 0 | 0 | 0 | 0
|  | 2025 | terabtu | 0 | 0 | 0 | 0 | 0 | 0 | 0 | 0 | 0
|  | 2030 | terabtu | 5.8 | 5.8 | 5.8 | 5.8 | 5.8 | 5.8 | 5.8 | 5.8 | 5.8
|  | 2035 | terabtu | 9 | 9 | 9 | 9 | 9 | 9 | 9 | 9 | 9
|  | 2040 | terabtu | 2 | 2 | 2 | 2 | 2 | 2 | 2 | 2 | 2
|  | 2045 | terabtu | 2 | 2 | 2 | 2 | 2 | 2 | 2 | 2 | 2
|  | 2050 | terabtu | 2 | 2 | 2 | 2 | 2 | 2 | 2 | 2 | 2
| new england agg. | 2020 | terabtu | 0 | 0 | 0 | 0 | 0 | 0 | 0 | 0 | 0
|  | 2025 | terabtu | 0 | 0 | 0 | 0 | 0 | 0 | 0 | 0 | 0
|  | 2030 | terabtu | 0 | 0 | 0 | 0 | 0 | 0 | 0 | 0 | 0
|  | 2035 | terabtu | 0 | 0 | 0 | 0 | 0 | 0 | 0 | 0 | 0
|  | 2040 | terabtu | 0 | 0 | 0 | 0 | 0 | 0 | 0 | 0 | 0
|  | 2045 | terabtu | 0 | 0 | 0 | 0 | 0 | 0 | 0 | 0 | 0
|  | 2050 | terabtu | 0 | 0 | 0 | 0 | 0 | 0 | 0 | 0 | 0
| new york agg. | 2020 | terabtu | 0 | 0 | 0 | 0 | 0 | 0 | 0 | 0 | 0
|  | 2025 | terabtu | 0 | 0 | 0 | 0 | 0 | 0 | 0 | 0 | 0
|  | 2030 | terabtu | 0 | 0 | 0 | 0 | 0 | 0 | 0 | 0 | 0
|  | 2035 | terabtu | 0 | 0 | 0 | 0 | 0 | 0 | 0 | 0 | 0
|  | 2040 | terabtu | 0 | 0 | 0 | 0 | 0 | 0 | 0 | 0 | 0
|  | 2045 | terabtu | 0 | 0 | 0 | 0 | 0 | 0 | 0 | 0 | 0
|  | 2050 | terabtu | 0 | 0 | 0 | 0 | 0 | 0 | 0 | 0 | 0
| pacific northwest agg. | 2020 | terabtu | 0 | 0 | 0 | 0 | 0 | 0 | 0 | 0 | 0
|  | 2025 | terabtu | 0 | 0 | 0 | 0 | 0 | 0 | 0 | 0 | 0
|  | 2030 | terabtu | 0 | 0 | 0 | 0 | 0 | 0 | 0 | 0 | 0
|  | 2035 | terabtu | 0 | 0 | 0 | 0 | 0 | 0 | 0 | 0 | 0
|  | 2040 | terabtu | 0 | 0 | 0 | 0 | 0 | 0 | 0 | 0 | 0
|  | 2045 | terabtu | 0 | 0 | 0 | 0 | 0 | 0 | 0 | 0 | 0
|  | 2050 | terabtu | 0 | 0 | 0 | 0 | 0 | 0 | 0 | 0 | 0
| rocky mountains agg. | 2020 | terabtu | 0 | 0 | 0 | 0 | 0 | 0 | 0 | 0 | 0
|  | 2025 | terabtu | 0 | 0 | 0 | 0 | 0 | 0 | 0 | 0 | 0
|  | 2030 | terabtu | 0.4 | 0.4 | 0.4 | 0.4 | 0.4 | 0.4 | 0.4 | 0.4 | 0.4
|  | 2035 | terabtu | 0.4 | 0.4 | 0.4 | 0.4 | 0.4 | 0.4 | 0.4 | 0.4 | 0.4
|  | 2040 | terabtu | 0.1 | 0.1 | 0.1 | 0.1 | 0.1 | 0.1 | 0.1 | 0.1 | 0.1
|  | 2045 | terabtu | 0.1 | 0.1 | 0.1 | 0.1 | 0.1 | 0.1 | 0.1 | 0.1 | 0.1
|  | 2050 | terabtu | 0.1 | 0.1 | 0.1 | 0.1 | 0.1 | 0.1 | 0.1 | 0.1 | 0.1
| southeast agg. | 2020 | terabtu | 0 | 0 | 0 | 0 | 0 | 0 | 0 | 0 | 0
|  | 2025 | terabtu | 0 | 0 | 0 | 0 | 0 | 0 | 0 | 0 | 0
|  | 2030 | terabtu | 5.4 | 5.4 | 5.4 | 5.4 | 5.4 | 5.4 | 5.4 | 5.4 | 5.4
|  | 2035 | terabtu | 0 | 0 | 0 | 0 | 0 | 0 | 0 | 0 | 0
|  | 2040 | terabtu | 0 | 0 | 0 | 0 | 0 | 0 | 0 | 0 | 0
|  | 2045 | terabtu | 0 | 0 | 0 | 0 | 0 | 0 | 0 | 0 | 0
|  | 2050 | terabtu | 0 | 0 | 0 | 0 | 0 | 0 | 0 | 0 | 0
| texas agg. | 2020 | terabtu | 0 | 0 | 0 | 0 | 0 | 0 | 0 | 0 | 0
|  | 2025 | terabtu | 0 | 0 | 0 | 0 | 0 | 0 | 0 | 0 | 0
|  | 2030 | terabtu | 0 | 0 | 0 | 0 | 0 | 0 | 0 | 0 | 0
|  | 2035 | terabtu | 0 | 0 | 0 | 0 | 0 | 0 | 0 | 0 | 0
|  | 2040 | terabtu | 0 | 0 | 0 | 0 | 0 | 0 | 0 | 0 | 0
|  | 2045 | terabtu | 0 | 0 | 0 | 0 | 0 | 0 | 0 | 0 | 0
|  | 2050 | terabtu | 0 | 0 | 0 | 0 | 0 | 0 | 0 | 0 | 0
| upper midwest agg. | 2020 | terabtu | 3.1 | 3.1 | 3.1 | 3.1 | 3.1 | 3.1 | 3.1 | 3.1 | 3.1
|  | 2025 | terabtu | 3.1 | 3.1 | 3.1 | 3.1 | 3.1 | 3.1 | 3.1 | 3.1 | 3.1
|  | 2030 | terabtu | 12.1 | 12.1 | 12.1 | 12.1 | 12.1 | 12.1 | 12.1 | 12.1 | 12.1
|  | 2035 | terabtu | 18.9 | 18.9 | 18.9 | 18.9 | 18.9 | 18.9 | 18.9 | 18.9 | 18.9
|  | 2040 | terabtu | 10.3 | 10.3 | 10.3 | 10.3 | 10.3 | 10.3 | 10.3 | 10.3 | 10.3
|  | 2045 | terabtu | 10.3 | 10.3 | 10.3 | 10.3 | 10.3 | 10.3 | 10.3 | 10.3 | 10.3
|  | 2050 | terabtu | 10.3 | 10.3 | 10.3 | 10.3 | 10.3 | 10.3 | 10.3 | 10.3 | 10.3
| utah/nevada agg. | 2020 | terabtu | 0 | 0 | 0 | 0 | 0 | 0 | 0 | 0 | 0
|  | 2025 | terabtu | 0 | 0 | 0 | 0 | 0 | 0 | 0 | 0 | 0
|  | 2030 | terabtu | 0 | 0 | 0 | 0 | 0 | 0 | 0 | 0 | 0
|  | 2035 | terabtu | 0 | 0 | 0 | 0 | 0 | 0 | 0 | 0 | 0
|  | 2040 | terabtu | 0 | 0 | 0 | 0 | 0 | 0 | 0 | 0 | 0
|  | 2045 | terabtu | 0 | 0 | 0 | 0 | 0 | 0 | 0 | 0 | 0
|  | 2050 | terabtu | 0 | 0 | 0 | 0 | 0 | 0 | 0 | 0 | 0
carbon sequestration_1 | alaska agg. | all | megatonne | 0 | 0 | 0 | 0 | 0 | 0 | 0 | 0 | 0
| california agg. | all | megatonne | 0 | 0 | 0 | 0 | 0 | 0 | 0 | 0 | 0
| desert southwest agg. | all | megatonne | 2.9 | 2.9 | 2.9 | 2.9 | 2.9 | 2.9 | 2.9 | 2.9 | 2.9
| florida agg. | all | megatonne | 0 | 0 | 0 | 0 | 0 | 0 | 0 | 0 | 0
| hawaii agg. | all | megatonne | 0 | 0 | 0 | 0 | 0 | 0 | 0 | 0 | 0
| louisiana and ozarks agg. | all | megatonne | 4.5 | 4.5 | 4.5 | 4.5 | 4.5 | 4.5 | 4.5 | 4.5 | 4.5
| lower midwest agg. | all | megatonne | 5.9 | 5.9 | 5.9 | 5.9 | 5.9 | 5.9 | 5.9 | 5.9 | 5.9
| mid-atlantic and great lakes agg. | all | megatonne | 0 | 0 | 0 | 0 | 0 | 0 | 0 | 0 | 0
| new england agg. | all | megatonne | 0 | 0 | 0 | 0 | 0 | 0 | 0 | 0 | 0
| new york agg. | all | megatonne | 0 | 0 | 0 | 0 | 0 | 0 | 0 | 0 | 0
| pacific northwest agg. | all | megatonne | 0 | 0 | 0 | 0 | 0 | 0 | 0 | 0 | 0
| rocky mountains agg. | all | megatonne | 0 | 0 | 0 | 0 | 0 | 0 | 0 | 0 | 0
| southeast agg. | all | megatonne | 0 | 0 | 0 | 0 | 0 | 0 | 0 | 0 | 0
| texas agg. | all | megatonne | 86.7 | 86.7 | 86.7 | 86.7 | 86.7 | 86.7 | 86.7 | 86.7 | 86.7
| upper midwest agg. | all | megatonne | 0 | 0 | 0 | 0 | 0 | 0 | 0 | 0 | 0
| utah/nevada agg. | all | megatonne | 0 | 0 | 0 | 0 | 0 | 0 | 0 | 0 | 0
carbon sequestration_2 | alaska agg. | all | megatonne | 0 | 0 | 0 | 0 | 0 | 0 | 0 | 0 | 0
| california agg. | all | megatonne | 19.7 | 19.7 | 19.7 | 19.7 | 0 | 19.7 | 19.7 | 19.7 | 0
| desert southwest agg. | all | megatonne | 1.4 | 1.4 | 1.4 | 1.4 | 2.9 | 1.4 | 1.4 | 1.4 | 2.9
| florida agg. | all | megatonne | 0 | 0 | 0 | 0 | 0 | 0 | 0 | 0 | 0
| hawaii agg. | all | megatonne | 0 | 0 | 0 | 0 | 0 | 0 | 0 | 0 | 0
| louisiana and ozarks agg. | all | megatonne | 1.8 | 1.8 | 1.8 | 1.8 | 4.5 | 1.8 | 1.8 | 1.8 | 4.5
| lower midwest agg. | all | megatonne | 22.4 | 22.4 | 22.4 | 22.4 | 5.9 | 22.4 | 22.4 | 22.4 | 5.9
| mid-atlantic and great lakes agg. | all | megatonne | 0 | 0 | 0 | 0 | 0 | 0 | 0 | 0 | 0
| new england agg. | all | megatonne | 0 | 0 | 0 | 0 | 0 | 0 | 0 | 0 | 0
| new york agg. | all | megatonne | 0 | 0 | 0 | 0 | 0 | 0 | 0 | 0 | 0
| pacific northwest agg. | all | megatonne | 0.1 | 0.1 | 0.1 | 0.1 | 0 | 0.1 | 0.1 | 0.1 | 0
| rocky mountains agg. | all | megatonne | 0 | 0 | 0 | 0 | 0 | 0 | 0 | 0 | 0
| southeast agg. | all | megatonne | 0 | 0 | 0 | 0 | 0 | 0 | 0 | 0 | 0
| texas agg. | all | megatonne | 34.7 | 34.7 | 34.7 | 34.7 | 86.7 | 34.7 | 34.7 | 34.7 | 86.7
| upper midwest agg. | all | megatonne | 20 | 20 | 20 | 20 | 0 | 20 | 20 | 20 | 0
| utah/nevada agg. | all | megatonne | 0 | 0 | 0 | 0 | 0 | 0 | 0 | 0 | 0
carbon sequestration_3 | alaska agg. | all | megatonne |  |  |  |  | 0 |  |  |  | 0
| all | all | megatonne | 0 | 0 | 0 | 0 |  | 0 | 0 | 0
| california agg. | all | megatonne |  |  |  |  | 0 |  |  |  | 0
| desert southwest agg. | all | megatonne |  |  |  |  | 0.6 |  |  |  | 0.6
| florida agg. | all | megatonne |  |  |  |  | 0 |  |  |  | 0
| hawaii agg. | all | megatonne |  |  |  |  | 0 |  |  |  | 0
| louisiana and ozarks agg. | all | megatonne |  |  |  |  | 0.9 |  |  |  | 0.9
| lower midwest agg. | all | megatonne |  |  |  |  | 41.2 |  |  |  | 41.2
| mid-atlantic and great lakes agg. | all | megatonne |  |  |  |  | 0 |  |  |  | 0
| new england agg. | all | megatonne |  |  |  |  | 0 |  |  |  | 0
| new york agg. | all | megatonne |  |  |  |  | 0 |  |  |  | 0
| pacific northwest agg. | all | megatonne |  |  |  |  | 0 |  |  |  | 0
| rocky mountains agg. | all | megatonne |  |  |  |  | 0 |  |  |  | 0
| southeast agg. | all | megatonne |  |  |  |  | 0 |  |  |  | 0
| texas agg. | all | megatonne |  |  |  |  | 17.3 |  |  |  | 17.3
| upper midwest agg. | all | megatonne |  |  |  |  | 40 |  |  |  | 40
| utah/nevada agg. | all | megatonne |  |  |  |  | 0 |  |  |  | 0
carbon sequestration_4 | alaska agg. | all | megatonne |  |  |  |  | 0 |  |  |  | 0
| all | all | megatonne | 0 | 0 | 0 | 0 |  | 0 | 0 | 0
| california agg. | all | megatonne |  |  |  |  | 0 |  |  |  | 0
| desert southwest agg. | all | megatonne |  |  |  |  | 2.9 |  |  |  | 2.9
| florida agg. | all | megatonne |  |  |  |  | 0 |  |  |  | 0
| hawaii agg. | all | megatonne |  |  |  |  | 0 |  |  |  | 0
| louisiana and ozarks agg. | all | megatonne |  |  |  |  | 4.5 |  |  |  | 4.5
| lower midwest agg. | all | megatonne |  |  |  |  | 5.9 |  |  |  | 5.9
| mid-atlantic and great lakes agg. | all | megatonne |  |  |  |  | 0 |  |  |  | 0
| new england agg. | all | megatonne |  |  |  |  | 0 |  |  |  | 0
| new york agg. | all | megatonne |  |  |  |  | 0 |  |  |  | 0
| pacific northwest agg. | all | megatonne |  |  |  |  | 0 |  |  |  | 0
| rocky mountains agg. | all | megatonne |  |  |  |  | 0 |  |  |  | 0
| southeast agg. | all | megatonne |  |  |  |  | 0 |  |  |  | 0
| texas agg. | all | megatonne |  |  |  |  | 86.7 |  |  |  | 86.7
| upper midwest agg. | all | megatonne |  |  |  |  | 0 |  |  |  | 0
| utah/nevada agg. | all | megatonne |  |  |  |  | 0 |  |  |  | 0
carbon sequestration_5 | alaska agg. | all | megatonne |  |  |  |  | 0 |  |  |  | 0
| all | all | megatonne | 0 | 0 | 0 | 0 |  | 0 | 0 | 0
| california agg. | all | megatonne |  |  |  |  | 0 |  |  |  | 0
| desert southwest agg. | all | megatonne |  |  |  |  | 1.2 |  |  |  | 1.2
| florida agg. | all | megatonne |  |  |  |  | 0 |  |  |  | 0
| hawaii agg. | all | megatonne |  |  |  |  | 0 |  |  |  | 0
| louisiana and ozarks agg. | all | megatonne |  |  |  |  | 1.8 |  |  |  | 1.8
| lower midwest agg. | all | megatonne |  |  |  |  | 62.4 |  |  |  | 62.4
| mid-atlantic and great lakes agg. | all | megatonne |  |  |  |  | 0 |  |  |  | 0
| new england agg. | all | megatonne |  |  |  |  | 0 |  |  |  | 0
| new york agg. | all | megatonne |  |  |  |  | 0 |  |  |  | 0
| pacific northwest agg. | all | megatonne |  |  |  |  | 0 |  |  |  | 0
| rocky mountains agg. | all | megatonne |  |  |  |  | 0 |  |  |  | 0
| southeast agg. | all | megatonne |  |  |  |  | 0 |  |  |  | 0
| texas agg. | all | megatonne |  |  |  |  | 34.7 |  |  |  | 34.7
| upper midwest agg. | all | megatonne |  |  |  |  | 0 |  |  |  | 0
| utah/nevada agg. | all | megatonne |  |  |  |  | 0 |  |  |  | 0
carbon sequestration_6 | alaska agg. | all | megatonne | 0 | 0 | 0 | 0 | 0 | 0 | 0 | 0 | 0
| california agg. | all | megatonne | 0 | 0 | 0 | 0 | 0 | 0 | 0 | 0 | 0
| desert southwest agg. | all | megatonne | 76.5 | 76.5 | 76.5 | 76.5 | 73 | 76.5 | 76.5 | 76.5 | 73
| florida agg. | all | megatonne | 0 | 0 | 0 | 0 | 75.8 | 0 | 0 | 0 | 75.8
| hawaii agg. | all | megatonne | 0 | 0 | 0 | 0 | 0 | 0 | 0 | 0 | 0
| louisiana and ozarks agg. | all | megatonne | 251.4 | 251.4 | 251.4 | 251.4 | 280.7 | 251.4 | 251.4 | 251.4 | 280.7
| lower midwest agg. | all | megatonne | 210.9 | 210.9 | 210.9 | 210.9 | 49.1 | 210.9 | 210.9 | 210.9 | 49.1
| mid-atlantic and great lakes agg. | all | megatonne | 0 | 0 | 0 | 0 | 0 | 0 | 0 | 0 | 0
| new england agg. | all | megatonne | 0 | 0 | 0 | 0 | 0 | 0 | 0 | 0 | 0
| new york agg. | all | megatonne | 0 | 0 | 0 | 0 | 0 | 0 | 0 | 0 | 0
| pacific northwest agg. | all | megatonne | 0 | 0 | 0 | 0 | 0 | 0 | 0 | 0 | 0
| rocky mountains agg. | all | megatonne | 0 | 0 | 0 | 0 | 0 | 0 | 0 | 0 | 0
| southeast agg. | all | megatonne | 0 | 0 | 0 | 0 | 164.2 | 0 | 0 | 0 | 164.2
| texas agg. | all | megatonne | 156.4 | 156.4 | 156.4 | 156.4 | 52.4 | 156.4 | 156.4 | 156.4 | 52.4
| upper midwest agg. | all | megatonne | 0 | 0 | 0 | 0 | 0 | 0 | 0 | 0 | 0
| utah/nevada agg. | all | megatonne | 4.8 | 4.8 | 4.8 | 4.8 | 4.8 | 4.8 | 4.8 | 4.8 | 4.8
carbon sequestration_7 | alaska agg. | all | megatonne | 0 | 0 | 0 | 0 | 0 | 0 | 0 | 0 | 0
| california agg. | all | megatonne | 0 | 0 | 0 | 0 | 98.4 | 0 | 0 | 0 | 98.4
| desert southwest agg. | all | megatonne | 0 | 0 | 0 | 0 | 90.4 | 0 | 0 | 0 | 90.4
| florida agg. | all | megatonne | 0 | 0 | 0 | 0 | 0 | 0 | 0 | 0 | 0
| hawaii agg. | all | megatonne | 0 | 0 | 0 | 0 | 0 | 0 | 0 | 0 | 0
| louisiana and ozarks agg. | all | megatonne | 34.7 | 34.7 | 34.7 | 34.7 | 86.9 | 34.7 | 34.7 | 34.7 | 86.9
| lower midwest agg. | all | megatonne | 5.3 | 5.3 | 5.3 | 5.3 | 177.5 | 5.3 | 5.3 | 5.3 | 177.5
| mid-atlantic and great lakes agg. | all | megatonne | 140 | 140 | 140 | 140 | 220 | 140 | 140 | 140 | 220
| new england agg. | all | megatonne | 0 | 0 | 0 | 0 | 0 | 0 | 0 | 0 | 0
| new york agg. | all | megatonne | 0 | 0 | 0 | 0 | 0 | 0 | 0 | 0 | 0
| pacific northwest agg. | all | megatonne | 0 | 0 | 0 | 0 | 0.4 | 0 | 0 | 0 | 0.4
| rocky mountains agg. | all | megatonne | 0 | 0 | 0 | 0 | 120 | 0 | 0 | 0 | 120
| southeast agg. | all | megatonne | 320 | 320 | 320 | 320 | 440 | 320 | 320 | 320 | 440
| texas agg. | all | megatonne | 0 | 0 | 0 | 0 | 0.6 | 0 | 0 | 0 | 0.6
| upper midwest agg. | all | megatonne | 0 | 0 | 0 | 0 | 100 | 0 | 0 | 0 | 100
| utah/nevada agg. | all | megatonne | 0 | 0 | 0 | 0 | 6 | 0 | 0 | 0 | 6
carbon sequestration_8 | alaska agg. | all | megatonne | 0 | 0 | 0 | 0 | 0 | 0 | 0 | 0 | 0
| california agg. | all | megatonne | 39.3 | 39.3 | 39.3 | 39.3 | 19.7 | 39.3 | 39.3 | 39.3 | 19.7
| desert southwest agg. | all | megatonne | 0.5 | 0.5 | 0.5 | 0.5 | 0.2 | 0.5 | 0.5 | 0.5 | 0.2
| florida agg. | all | megatonne | 18.9 | 18.9 | 18.9 | 18.9 | 0 | 18.9 | 18.9 | 18.9 | 0
| hawaii agg. | all | megatonne | 0 | 0 | 0 | 0 | 0 | 0 | 0 | 0 | 0
| louisiana and ozarks agg. | all | megatonne | 0 | 0 | 0 | 0 | 0 | 0 | 0 | 0 | 0
| lower midwest agg. | all | megatonne | 0 | 0 | 0 | 0 | 0 | 0 | 0 | 0 | 0
| mid-atlantic and great lakes agg. | all | megatonne | 0 | 0 | 0 | 0 | 100 | 0 | 0 | 0 | 100
| new england agg. | all | megatonne | 0 | 0 | 0 | 0 | 0 | 0 | 0 | 0 | 0
| new york agg. | all | megatonne | 0 | 0 | 0 | 0 | 0 | 0 | 0 | 0 | 0
| pacific northwest agg. | all | megatonne | 40.2 | 40.2 | 40.2 | 40.2 | 80.1 | 40.2 | 40.2 | 40.2 | 80.1
| rocky mountains agg. | all | megatonne | 60 | 60 | 60 | 60 | 0 | 60 | 60 | 60 | 0
| southeast agg. | all | megatonne | 1.1 | 1.1 | 1.1 | 1.1 | 0 | 1.1 | 1.1 | 1.1 | 0
| texas agg. | all | megatonne | 0 | 0 | 0 | 0 | 0 | 0 | 0 | 0 | 0
| upper midwest agg. | all | megatonne | 100 | 100 | 100 | 100 | 100 | 100 | 100 | 100 | 100
| utah/nevada agg. | all | megatonne | 0 | 0 | 0 | 0 | 0 | 0 | 0 | 0 | 0
carbon sequestration_9 | alaska agg. | all | megatonne | 0 | 0 | 0 | 0 | 0 | 0 | 0 | 0 | 0
| california agg. | all | megatonne | 0 | 0 | 0 | 0 | 0 | 0 | 0 | 0 | 0
| desert southwest agg. | all | megatonne | 0 | 0 | 0 | 0 | 0 | 0 | 0 | 0 | 0
| florida agg. | all | megatonne | 0 | 0 | 0 | 0 | 0 | 0 | 0 | 0 | 0
| hawaii agg. | all | megatonne | 0 | 0 | 0 | 0 | 0 | 0 | 0 | 0 | 0
| louisiana and ozarks agg. | all | megatonne | 0 | 0 | 0 | 0 | 0 | 0 | 0 | 0 | 0
| lower midwest agg. | all | megatonne | 0 | 0 | 0 | 0 | 0 | 0 | 0 | 0 | 0
| mid-atlantic and great lakes agg. | all | megatonne | 80 | 80 | 80 | 80 | 40 | 80 | 80 | 80 | 40
| new england agg. | all | megatonne | 0 | 0 | 0 | 0 | 0 | 0 | 0 | 0 | 0
| new york agg. | all | megatonne | 0 | 0 | 0 | 0 | 0 | 0 | 0 | 0 | 0
| pacific northwest agg. | all | megatonne | 20 | 20 | 20 | 20 | 0 | 20 | 20 | 20 | 0
| rocky mountains agg. | all | megatonne | 0 | 0 | 0 | 0 | 0 | 0 | 0 | 0 | 0
| southeast agg. | all | megatonne | 0 | 0 | 0 | 0 | 0 | 0 | 0 | 0 | 0
| texas agg. | all | megatonne | 0 | 0 | 0 | 0 | 0 | 0 | 0 | 0 | 0
| upper midwest agg. | all | megatonne | 0 | 0 | 0 | 0 | 40 | 0 | 0 | 0 | 40
| utah/nevada agg. | all | megatonne | 0 | 0 | 0 | 0 | 0 | 0 | 0 | 0 | 0
carbon sequestration_10 | alaska agg. | all | megatonne | 0 | 0 | 0 | 0 | 0 | 0 | 0 | 0 | 0
| california agg. | all | megatonne | 0 | 0 | 0 | 0 | 0 | 0 | 0 | 0 | 0
| desert southwest agg. | all | megatonne | 0 | 0 | 0 | 0 | 0 | 0 | 0 | 0 | 0
| florida agg. | all | megatonne | 18.9 | 18.9 | 18.9 | 18.9 | 18.9 | 18.9 | 18.9 | 18.9 | 18.9
| hawaii agg. | all | megatonne | 0 | 0 | 0 | 0 | 0 | 0 | 0 | 0 | 0
| louisiana and ozarks agg. | all | megatonne | 0 | 0 | 0 | 0 | 0 | 0 | 0 | 0 | 0
| lower midwest agg. | all | megatonne | 40 | 40 | 40 | 40 | 40 | 40 | 40 | 40 | 40
| mid-atlantic and great lakes agg. | all | megatonne | 0 | 0 | 0 | 0 | 0 | 0 | 0 | 0 | 0
| new england agg. | all | megatonne | 0 | 0 | 0 | 0 | 0 | 0 | 0 | 0 | 0
| new york agg. | all | megatonne | 0 | 0 | 0 | 0 | 0 | 0 | 0 | 0 | 0
| pacific northwest agg. | all | megatonne | 0 | 0 | 0 | 0 | 0 | 0 | 0 | 0 | 0
| rocky mountains agg. | all | megatonne | 0 | 0 | 0 | 0 | 0 | 0 | 0 | 0 | 0
| southeast agg. | all | megatonne | 1.1 | 1.1 | 1.1 | 1.1 | 1.1 | 1.1 | 1.1 | 1.1 | 1.1
| texas agg. | all | megatonne | 0 | 0 | 0 | 0 | 0 | 0 | 0 | 0 | 0
| upper midwest agg. | all | megatonne | 0 | 0 | 0 | 0 | 0 | 0 | 0 | 0 | 0
| utah/nevada agg. | all | megatonne | 0 | 0 | 0 | 0 | 0 | 0 | 0 | 0 | 0
carbon sequestration_11 | alaska agg. | all | megatonne | 0 | 0 | 0 | 0 | 0 | 0 | 0 | 0 | 0
| california agg. | all | megatonne | 0 | 0 | 0 | 0 | 0 | 0 | 0 | 0 | 0
| desert southwest agg. | all | megatonne | 0 | 0 | 0 | 0 | 0 | 0 | 0 | 0 | 0
| florida agg. | all | megatonne | 37.9 | 37.9 | 37.9 | 37.9 | 37.9 | 37.9 | 37.9 | 37.9 | 37.9
| hawaii agg. | all | megatonne | 0 | 0 | 0 | 0 | 0 | 0 | 0 | 0 | 0
| louisiana and ozarks agg. | all | megatonne | 0 | 0 | 0 | 0 | 0 | 0 | 0 | 0 | 0
| lower midwest agg. | all | megatonne | 0 | 0 | 0 | 0 | 0 | 0 | 0 | 0 | 0
| mid-atlantic and great lakes agg. | all | megatonne | 0 | 0 | 0 | 0 | 0 | 0 | 0 | 0 | 0
| new england agg. | all | megatonne | 0 | 0 | 0 | 0 | 0 | 0 | 0 | 0 | 0
| new york agg. | all | megatonne | 0 | 0 | 0 | 0 | 0 | 0 | 0 | 0 | 0
| pacific northwest agg. | all | megatonne | 0 | 0 | 0 | 0 | 0 | 0 | 0 | 0 | 0
| rocky mountains agg. | all | megatonne | 0 | 0 | 0 | 0 | 0 | 0 | 0 | 0 | 0
| southeast agg. | all | megatonne | 2.1 | 2.1 | 2.1 | 2.1 | 2.1 | 2.1 | 2.1 | 2.1 | 2.1
| texas agg. | all | megatonne | 0 | 0 | 0 | 0 | 0 | 0 | 0 | 0 | 0
| upper midwest agg. | all | megatonne | 0 | 0 | 0 | 0 | 0 | 0 | 0 | 0 | 0
| utah/nevada agg. | all | megatonne | 0 | 0 | 0 | 0 | 0 | 0 | 0 | 0 | 0
landfill gas_1 | alaska agg. | all | terabtu | 0.5 | 0.5 | 0.5 | 0.5 | 0.5 | 0.5 | 0.5 | 0.5 | 0.5
| california agg. | all | terabtu | 52.1 | 52.1 | 52.1 | 52.1 | 52.1 | 52.1 | 52.1 | 52.1 | 52.1
| desert southwest agg. | all | terabtu | 8.3 | 8.3 | 8.3 | 8.3 | 8.3 | 8.3 | 8.3 | 8.3 | 8.3
| florida agg. | all | terabtu | 13.7 | 13.7 | 13.7 | 13.7 | 13.7 | 13.7 | 13.7 | 13.7 | 13.7
| hawaii agg. | all | terabtu | 0.9 | 0.9 | 0.9 | 0.9 | 0.9 | 0.9 | 0.9 | 0.9 | 0.9
| louisiana and ozarks agg. | all | terabtu | 12.3 | 12.3 | 12.3 | 12.3 | 12.3 | 12.3 | 12.3 | 12.3 | 12.3
| lower midwest agg. | all | terabtu | 7.9 | 7.9 | 7.9 | 7.9 | 7.9 | 7.9 | 7.9 | 7.9 | 7.9
| mid-atlantic and great lakes agg. | all | terabtu | 54.2 | 54.2 | 54.2 | 54.2 | 54.2 | 54.2 | 54.2 | 54.2 | 54.2
| new england agg. | all | terabtu | 11 | 11 | 11 | 11 | 11 | 11 | 11 | 11 | 11
| new york agg. | all | terabtu | 14.2 | 14.2 | 14.2 | 14.2 | 14.2 | 14.2 | 14.2 | 14.2 | 14.2
| pacific northwest agg. | all | terabtu | 10.3 | 10.3 | 10.3 | 10.3 | 10.3 | 10.3 | 10.3 | 10.3 | 10.3
| rocky mountains agg. | all | terabtu | 4.2 | 4.2 | 4.2 | 4.2 | 4.2 | 4.2 | 4.2 | 4.2 | 4.2
| southeast agg. | all | terabtu | 36.7 | 36.7 | 36.7 | 36.7 | 36.7 | 36.7 | 36.7 | 36.7 | 36.7
| texas agg. | all | terabtu | 15.1 | 15.1 | 15.1 | 15.1 | 15.1 | 15.1 | 15.1 | 15.1 | 15.1
| upper midwest agg. | all | terabtu | 11.5 | 11.5 | 11.5 | 11.5 | 11.5 | 11.5 | 11.5 | 11.5 | 11.5
| utah/nevada agg. | all | terabtu | 2.6 | 2.6 | 2.6 | 2.6 | 2.6 | 2.6 | 2.6 | 2.6 | 2.6

## demand_technology_cost
demand subsector | technology name | vintage | cost type | new or replacement | additional index | unit | geography category | geography | 2018 USD | cover
commercial air conditioning | High Efficiency Centrifugal Chiller | 2020 | CAPITAL | NEW | N/A | USD/teraBtu | us | us | 31266876541.4904
commercial air conditioning | High Efficiency Centrifugal Chiller | 2020 | CAPITAL | REPLACEMENT | N/A | USD/teraBtu | us | us | 31266876541.4904
commercial air conditioning | High Efficiency Centrifugal Chiller | 2020 | FIXED_OM | NEW | N/A | USD/teraBtu | us | us | 2143769389.2006
commercial air conditioning | High Efficiency Centrifugal Chiller | 2020 | FIXED_OM | REPLACEMENT | N/A | USD/teraBtu | us | us | 2143769389.2006
commercial air conditioning | High Efficiency Centrifugal Chiller | 2020 | INSTALLATION | NEW | N/A | USD/teraBtu | us | us | 6699279341.2518
commercial air conditioning | High Efficiency Centrifugal Chiller | 2020 | INSTALLATION | REPLACEMENT | N/A | USD/teraBtu | us | us | 6699279341.2518
commercial air conditioning | High Efficiency Centrifugal Chiller | 2021 | CAPITAL | NEW | N/A | USD/teraBtu | us | us | 31266876541.4904
commercial air conditioning | High Efficiency Centrifugal Chiller | 2021 | CAPITAL | REPLACEMENT | N/A | USD/teraBtu | us | us | 31266876541.4904
commercial air conditioning | High Efficiency Centrifugal Chiller | 2021 | FIXED_OM | NEW | N/A | USD/teraBtu | us | us | 2143769389.2006
commercial air conditioning | High Efficiency Centrifugal Chiller | 2021 | FIXED_OM | REPLACEMENT | N/A | USD/teraBtu | us | us | 2143769389.2006
commercial air conditioning | High Efficiency Centrifugal Chiller | 2021 | INSTALLATION | NEW | N/A | USD/teraBtu | us | us | 6699279341.2518
commercial air conditioning | High Efficiency Centrifugal Chiller | 2021 | INSTALLATION | REPLACEMENT | N/A | USD/teraBtu | us | us | 6699279341.2518
commercial air conditioning | High Efficiency Centrifugal Chiller | 2022 | CAPITAL | NEW | N/A | USD/teraBtu | us | us | 31266876541.4904
commercial air conditioning | High Efficiency Centrifugal Chiller | 2022 | CAPITAL | REPLACEMENT | N/A | USD/teraBtu | us | us | 31266876541.4904
commercial air conditioning | High Efficiency Centrifugal Chiller | 2022 | FIXED_OM | NEW | N/A | USD/teraBtu | us | us | 2143769389.2006
commercial air conditioning | High Efficiency Centrifugal Chiller | 2022 | FIXED_OM | REPLACEMENT | N/A | USD/teraBtu | us | us | 2143769389.2006
commercial air conditioning | High Efficiency Centrifugal Chiller | 2022 | INSTALLATION | NEW | N/A | USD/teraBtu | us | us | 6699279341.2518
commercial air conditioning | High Efficiency Centrifugal Chiller | 2022 | INSTALLATION | REPLACEMENT | N/A | USD/teraBtu | us | us | 6699279341.2518
commercial air conditioning | High Efficiency Centrifugal Chiller | 2023 | CAPITAL | NEW | N/A | USD/teraBtu | us | us | 31266876541.4904
commercial air conditioning | High Efficiency Centrifugal Chiller | 2023 | CAPITAL | REPLACEMENT | N/A | USD/teraBtu | us | us | 31266876541.4904
commercial air conditioning | High Efficiency Centrifugal Chiller | 2023 | FIXED_OM | NEW | N/A | USD/teraBtu | us | us | 2143769389.2006
commercial air conditioning | High Efficiency Centrifugal Chiller | 2023 | FIXED_OM | REPLACEMENT | N/A | USD/teraBtu | us | us | 2143769389.2006
commercial air conditioning | High Efficiency Centrifugal Chiller | 2023 | INSTALLATION | NEW | N/A | USD/teraBtu | us | us | 6699279341.2518
commercial air conditioning | High Efficiency Centrifugal Chiller | 2023 | INSTALLATION | REPLACEMENT | N/A | USD/teraBtu | us | us | 6699279341.2518
commercial air conditioning | High Efficiency Centrifugal Chiller | 2024 | CAPITAL | NEW | N/A | USD/teraBtu | us | us | 31266876541.4904
commercial air conditioning | High Efficiency Centrifugal Chiller | 2024 | CAPITAL | REPLACEMENT | N/A | USD/teraBtu | us | us | 31266876541.4904
commercial air conditioning | High Efficiency Centrifugal Chiller | 2024 | FIXED_OM | NEW | N/A | USD/teraBtu | us | us | 2143769389.2006
commercial air conditioning | High Efficiency Centrifugal Chiller | 2024 | FIXED_OM | REPLACEMENT | N/A | USD/teraBtu | us | us | 2143769389.2006
commercial air conditioning | High Efficiency Centrifugal Chiller | 2024 | INSTALLATION | NEW | N/A | USD/teraBtu | us | us | 6699279341.2518
commercial air conditioning | High Efficiency Centrifugal Chiller | 2024 | INSTALLATION | REPLACEMENT | N/A | USD/teraBtu | us | us | 6699279341.2518
commercial air conditioning | High Efficiency Centrifugal Chiller | 2025 | CAPITAL | NEW | N/A | USD/teraBtu | us | us | 31266876541.4904
commercial air conditioning | High Efficiency Centrifugal Chiller | 2025 | CAPITAL | REPLACEMENT | N/A | USD/teraBtu | us | us | 31266876541.4904
commercial air conditioning | High Efficiency Centrifugal Chiller | 2025 | FIXED_OM | NEW | N/A | USD/teraBtu | us | us | 2143769389.2006
commercial air conditioning | High Efficiency Centrifugal Chiller | 2025 | FIXED_OM | REPLACEMENT | N/A | USD/teraBtu | us | us | 2143769389.2006
commercial air conditioning | High Efficiency Centrifugal Chiller | 2025 | INSTALLATION | NEW | N/A | USD/teraBtu | us | us | 6699279341.2518
commercial air conditioning | High Efficiency Centrifugal Chiller | 2025 | INSTALLATION | REPLACEMENT | N/A | USD/teraBtu | us | us | 6699279341.2518
commercial air conditioning | High Efficiency Centrifugal Chiller | 2026 | CAPITAL | NEW | N/A | USD/teraBtu | us | us | 31266876541.4904
commercial air conditioning | High Efficiency Centrifugal Chiller | 2026 | CAPITAL | REPLACEMENT | N/A | USD/teraBtu | us | us | 31266876541.4904
commercial air conditioning | High Efficiency Centrifugal Chiller | 2026 | FIXED_OM | NEW | N/A | USD/teraBtu | us | us | 2143769389.2006
commercial air conditioning | High Efficiency Centrifugal Chiller | 2026 | FIXED_OM | REPLACEMENT | N/A | USD/teraBtu | us | us | 2143769389.2006
commercial air conditioning | High Efficiency Centrifugal Chiller | 2026 | INSTALLATION | NEW | N/A | USD/teraBtu | us | us | 6699279341.2518
commercial air conditioning | High Efficiency Centrifugal Chiller | 2026 | INSTALLATION | REPLACEMENT | N/A | USD/teraBtu | us | us | 6699279341.2518
commercial air conditioning | High Efficiency Centrifugal Chiller | 2027 | CAPITAL | NEW | N/A | USD/teraBtu | us | us | 31266876541.4904
commercial air conditioning | High Efficiency Centrifugal Chiller | 2027 | CAPITAL | REPLACEMENT | N/A | USD/teraBtu | us | us | 31266876541.4904
commercial air conditioning | High Efficiency Centrifugal Chiller | 2027 | FIXED_OM | NEW | N/A | USD/teraBtu | us | us | 2143769389.2006
commercial air conditioning | High Efficiency Centrifugal Chiller | 2027 | FIXED_OM | REPLACEMENT | N/A | USD/teraBtu | us | us | 2143769389.2006
commercial air conditioning | High Efficiency Centrifugal Chiller | 2027 | INSTALLATION | NEW | N/A | USD/teraBtu | us | us | 6699279341.2518
commercial air conditioning | High Efficiency Centrifugal Chiller | 2027 | INSTALLATION | REPLACEMENT | N/A | USD/teraBtu | us | us | 6699279341.2518
commercial air conditioning | High Efficiency Centrifugal Chiller | 2028 | CAPITAL | NEW | N/A | USD/teraBtu | us | us | 31266876541.4904
commercial air conditioning | High Efficiency Centrifugal Chiller | 2028 | CAPITAL | REPLACEMENT | N/A | USD/teraBtu | us | us | 31266876541.4904
commercial air conditioning | High Efficiency Centrifugal Chiller | 2028 | FIXED_OM | NEW | N/A | USD/teraBtu | us | us | 2143769389.2006
commercial air conditioning | High Efficiency Centrifugal Chiller | 2028 | FIXED_OM | REPLACEMENT | N/A | USD/teraBtu | us | us | 2143769389.2006
commercial air conditioning | High Efficiency Centrifugal Chiller | 2028 | INSTALLATION | NEW | N/A | USD/teraBtu | us | us | 6699279341.2518
commercial air conditioning | High Efficiency Centrifugal Chiller | 2028 | INSTALLATION | REPLACEMENT | N/A | USD/teraBtu | us | us | 6699279341.2518
commercial air conditioning | High Efficiency Centrifugal Chiller | 2029 | CAPITAL | NEW | N/A | USD/teraBtu | us | us | 31266876541.4904
commercial air conditioning | High Efficiency Centrifugal Chiller | 2029 | CAPITAL | REPLACEMENT | N/A | USD/teraBtu | us | us | 31266876541.4904
commercial air conditioning | High Efficiency Centrifugal Chiller | 2029 | FIXED_OM | NEW | N/A | USD/teraBtu | us | us | 2143769389.2006
commercial air conditioning | High Efficiency Centrifugal Chiller | 2029 | FIXED_OM | REPLACEMENT | N/A | USD/teraBtu | us | us | 2143769389.2006
commercial air conditioning | High Efficiency Centrifugal Chiller | 2029 | INSTALLATION | NEW | N/A | USD/teraBtu | us | us | 6699279341.2518
commercial air conditioning | High Efficiency Centrifugal Chiller | 2029 | INSTALLATION | REPLACEMENT | N/A | USD/teraBtu | us | us | 6699279341.2518
commercial air conditioning | High Efficiency Centrifugal Chiller | 2030 | CAPITAL | NEW | N/A | USD/teraBtu | us | us | 31266876541.4904
commercial air conditioning | High Efficiency Centrifugal Chiller | 2030 | CAPITAL | REPLACEMENT | N/A | USD/teraBtu | us | us | 31266876541.4904
commercial air conditioning | High Efficiency Centrifugal Chiller | 2030 | FIXED_OM | NEW | N/A | USD/teraBtu | us | us | 2143769389.2006
commercial air conditioning | High Efficiency Centrifugal Chiller | 2030 | FIXED_OM | REPLACEMENT | N/A | USD/teraBtu | us | us | 2143769389.2006
commercial air conditioning | High Efficiency Centrifugal Chiller | 2030 | INSTALLATION | NEW | N/A | USD/teraBtu | us | us | 6699279341.2518
commercial air conditioning | High Efficiency Centrifugal Chiller | 2030 | INSTALLATION | REPLACEMENT | N/A | USD/teraBtu | us | us | 6699279341.2518
commercial air conditioning | High Efficiency Centrifugal Chiller | 2031 | CAPITAL | NEW | N/A | USD/teraBtu | us | us | 31266876541.4904
commercial air conditioning | High Efficiency Centrifugal Chiller | 2031 | CAPITAL | REPLACEMENT | N/A | USD/teraBtu | us | us | 31266876541.4904
commercial air conditioning | High Efficiency Centrifugal Chiller | 2031 | FIXED_OM | NEW | N/A | USD/teraBtu | us | us | 2143769389.2006
commercial air conditioning | High Efficiency Centrifugal Chiller | 2031 | FIXED_OM | REPLACEMENT | N/A | USD/teraBtu | us | us | 2143769389.2006
commercial air conditioning | High Efficiency Centrifugal Chiller | 2031 | INSTALLATION | NEW | N/A | USD/teraBtu | us | us | 6699279341.2518
commercial air conditioning | High Efficiency Centrifugal Chiller | 2031 | INSTALLATION | REPLACEMENT | N/A | USD/teraBtu | us | us | 6699279341.2518
commercial air conditioning | High Efficiency Centrifugal Chiller | 2032 | CAPITAL | NEW | N/A | USD/teraBtu | us | us | 31266876541.4904
commercial air conditioning | High Efficiency Centrifugal Chiller | 2032 | CAPITAL | REPLACEMENT | N/A | USD/teraBtu | us | us | 31266876541.4904
commercial air conditioning | High Efficiency Centrifugal Chiller | 2032 | FIXED_OM | NEW | N/A | USD/teraBtu | us | us | 2143769389.2006
commercial air conditioning | High Efficiency Centrifugal Chiller | 2032 | FIXED_OM | REPLACEMENT | N/A | USD/teraBtu | us | us | 2143769389.2006
commercial air conditioning | High Efficiency Centrifugal Chiller | 2032 | INSTALLATION | NEW | N/A | USD/teraBtu | us | us | 6699279341.2518
commercial air conditioning | High Efficiency Centrifugal Chiller | 2032 | INSTALLATION | REPLACEMENT | N/A | USD/teraBtu | us | us | 6699279341.2518
commercial air conditioning | High Efficiency Centrifugal Chiller | 2033 | CAPITAL | NEW | N/A | USD/teraBtu | us | us | 31266876541.4904
commercial air conditioning | High Efficiency Centrifugal Chiller | 2033 | CAPITAL | REPLACEMENT | N/A | USD/teraBtu | us | us | 31266876541.4904
commercial air conditioning | High Efficiency Centrifugal Chiller | 2033 | FIXED_OM | NEW | N/A | USD/teraBtu | us | us | 2143769389.2006
commercial air conditioning | High Efficiency Centrifugal Chiller | 2033 | FIXED_OM | REPLACEMENT | N/A | USD/teraBtu | us | us | 2143769389.2006
commercial air conditioning | High Efficiency Centrifugal Chiller | 2033 | INSTALLATION | NEW | N/A | USD/teraBtu | us | us | 6699279341.2518
commercial air conditioning | High Efficiency Centrifugal Chiller | 2033 | INSTALLATION | REPLACEMENT | N/A | USD/teraBtu | us | us | 6699279341.2518
commercial air conditioning | High Efficiency Centrifugal Chiller | 2034 | CAPITAL | NEW | N/A | USD/teraBtu | us | us | 31266876541.4904
commercial air conditioning | High Efficiency Centrifugal Chiller | 2034 | CAPITAL | REPLACEMENT | N/A | USD/teraBtu | us | us | 31266876541.4904
commercial air conditioning | High Efficiency Centrifugal Chiller | 2034 | FIXED_OM | NEW | N/A | USD/teraBtu | us | us | 2143769389.2006
commercial air conditioning | High Efficiency Centrifugal Chiller | 2034 | FIXED_OM | REPLACEMENT | N/A | USD/teraBtu | us | us | 2143769389.2006
commercial air conditioning | High Efficiency Centrifugal Chiller | 2034 | INSTALLATION | NEW | N/A | USD/teraBtu | us | us | 6699279341.2518
commercial air conditioning | High Efficiency Centrifugal Chiller | 2034 | INSTALLATION | REPLACEMENT | N/A | USD/teraBtu | us | us | 6699279341.2518
commercial air conditioning | High Efficiency Centrifugal Chiller | 2035 | CAPITAL | NEW | N/A | USD/teraBtu | us | us | 31266876541.4904
commercial air conditioning | High Efficiency Centrifugal Chiller | 2035 | CAPITAL | REPLACEMENT | N/A | USD/teraBtu | us | us | 31266876541.4904
commercial air conditioning | High Efficiency Centrifugal Chiller | 2035 | FIXED_OM | NEW | N/A | USD/teraBtu | us | us | 2143769389.2006
commercial air conditioning | High Efficiency Centrifugal Chiller | 2035 | FIXED_OM | REPLACEMENT | N/A | USD/teraBtu | us | us | 2143769389.2006
commercial air conditioning | High Efficiency Centrifugal Chiller | 2035 | INSTALLATION | NEW | N/A | USD/teraBtu | us | us | 6699279341.2518
commercial air conditioning | High Efficiency Centrifugal Chiller | 2035 | INSTALLATION | REPLACEMENT | N/A | USD/teraBtu | us | us | 6699279341.2518
commercial air conditioning | High Efficiency Centrifugal Chiller | 2036 | CAPITAL | NEW | N/A | USD/teraBtu | us | us | 31266876541.4904
commercial air conditioning | High Efficiency Centrifugal Chiller | 2036 | CAPITAL | REPLACEMENT | N/A | USD/teraBtu | us | us | 31266876541.4904
commercial air conditioning | High Efficiency Centrifugal Chiller | 2036 | FIXED_OM | NEW | N/A | USD/teraBtu | us | us | 2143769389.2006
commercial air conditioning | High Efficiency Centrifugal Chiller | 2036 | FIXED_OM | REPLACEMENT | N/A | USD/teraBtu | us | us | 2143769389.2006
commercial air conditioning | High Efficiency Centrifugal Chiller | 2036 | INSTALLATION | NEW | N/A | USD/teraBtu | us | us | 6699279341.2518
commercial air conditioning | High Efficiency Centrifugal Chiller | 2036 | INSTALLATION | REPLACEMENT | N/A | USD/teraBtu | us | us | 6699279341.2518
commercial air conditioning | High Efficiency Centrifugal Chiller | 2037 | CAPITAL | NEW | N/A | USD/teraBtu | us | us | 31266876541.4904
commercial air conditioning | High Efficiency Centrifugal Chiller | 2037 | CAPITAL | REPLACEMENT | N/A | USD/teraBtu | us | us | 31266876541.4904
commercial air conditioning | High Efficiency Centrifugal Chiller | 2037 | FIXED_OM | NEW | N/A | USD/teraBtu | us | us | 2143769389.2006
commercial air conditioning | High Efficiency Centrifugal Chiller | 2037 | FIXED_OM | REPLACEMENT | N/A | USD/teraBtu | us | us | 2143769389.2006
commercial air conditioning | High Efficiency Centrifugal Chiller | 2037 | INSTALLATION | NEW | N/A | USD/teraBtu | us | us | 6699279341.2518
commercial air conditioning | High Efficiency Centrifugal Chiller | 2037 | INSTALLATION | REPLACEMENT | N/A | USD/teraBtu | us | us | 6699279341.2518
commercial air conditioning | High Efficiency Centrifugal Chiller | 2038 | CAPITAL | NEW | N/A | USD/teraBtu | us | us | 31266876541.4904
commercial air conditioning | High Efficiency Centrifugal Chiller | 2038 | CAPITAL | REPLACEMENT | N/A | USD/teraBtu | us | us | 31266876541.4904
commercial air conditioning | High Efficiency Centrifugal Chiller | 2038 | FIXED_OM | NEW | N/A | USD/teraBtu | us | us | 2143769389.2006
commercial air conditioning | High Efficiency Centrifugal Chiller | 2038 | FIXED_OM | REPLACEMENT | N/A | USD/teraBtu | us | us | 2143769389.2006
commercial air conditioning | High Efficiency Centrifugal Chiller | 2038 | INSTALLATION | NEW | N/A | USD/teraBtu | us | us | 6699279341.2518
commercial air conditioning | High Efficiency Centrifugal Chiller | 2038 | INSTALLATION | REPLACEMENT | N/A | USD/teraBtu | us | us | 6699279341.2518
commercial air conditioning | High Efficiency Centrifugal Chiller | 2039 | CAPITAL | NEW | N/A | USD/teraBtu | us | us | 31266876541.4904
commercial air conditioning | High Efficiency Centrifugal Chiller | 2039 | CAPITAL | REPLACEMENT | N/A | USD/teraBtu | us | us | 31266876541.4904
commercial air conditioning | High Efficiency Centrifugal Chiller | 2039 | FIXED_OM | NEW | N/A | USD/teraBtu | us | us | 2143769389.2006
commercial air conditioning | High Efficiency Centrifugal Chiller | 2039 | FIXED_OM | REPLACEMENT | N/A | USD/teraBtu | us | us | 2143769389.2006
commercial air conditioning | High Efficiency Centrifugal Chiller | 2039 | INSTALLATION | NEW | N/A | USD/teraBtu | us | us | 6699279341.2518
commercial air conditioning | High Efficiency Centrifugal Chiller | 2039 | INSTALLATION | REPLACEMENT | N/A | USD/teraBtu | us | us | 6699279341.2518
commercial air conditioning | High Efficiency Centrifugal Chiller | 2040 | CAPITAL | NEW | N/A | USD/teraBtu | us | us | 31266876541.4904
commercial air conditioning | High Efficiency Centrifugal Chiller | 2040 | CAPITAL | REPLACEMENT | N/A | USD/teraBtu | us | us | 31266876541.4904
commercial air conditioning | High Efficiency Centrifugal Chiller | 2040 | FIXED_OM | NEW | N/A | USD/teraBtu | us | us | 2143769389.2006
commercial air conditioning | High Efficiency Centrifugal Chiller | 2040 | FIXED_OM | REPLACEMENT | N/A | USD/teraBtu | us | us | 2143769389.2006
commercial air conditioning | High Efficiency Centrifugal Chiller | 2040 | INSTALLATION | NEW | N/A | USD/teraBtu | us | us | 6699279341.2518
commercial air conditioning | High Efficiency Centrifugal Chiller | 2040 | INSTALLATION | REPLACEMENT | N/A | USD/teraBtu | us | us | 6699279341.2518
commercial air conditioning | High Efficiency Centrifugal Chiller | 2041 | CAPITAL | NEW | N/A | USD/teraBtu | us | us | 31266876541.4904
commercial air conditioning | High Efficiency Centrifugal Chiller | 2041 | CAPITAL | REPLACEMENT | N/A | USD/teraBtu | us | us | 31266876541.4904
commercial air conditioning | High Efficiency Centrifugal Chiller | 2041 | FIXED_OM | NEW | N/A | USD/teraBtu | us | us | 2143769389.2006
commercial air conditioning | High Efficiency Centrifugal Chiller | 2041 | FIXED_OM | REPLACEMENT | N/A | USD/teraBtu | us | us | 2143769389.2006
commercial air conditioning | High Efficiency Centrifugal Chiller | 2041 | INSTALLATION | NEW | N/A | USD/teraBtu | us | us | 6699279341.2518
commercial air conditioning | High Efficiency Centrifugal Chiller | 2041 | INSTALLATION | REPLACEMENT | N/A | USD/teraBtu | us | us | 6699279341.2518
commercial air conditioning | High Efficiency Centrifugal Chiller | 2042 | CAPITAL | NEW | N/A | USD/teraBtu | us | us | 31266876541.4904
commercial air conditioning | High Efficiency Centrifugal Chiller | 2042 | CAPITAL | REPLACEMENT | N/A | USD/teraBtu | us | us | 31266876541.4904
commercial air conditioning | High Efficiency Centrifugal Chiller | 2042 | FIXED_OM | NEW | N/A | USD/teraBtu | us | us | 2143769389.2006
commercial air conditioning | High Efficiency Centrifugal Chiller | 2042 | FIXED_OM | REPLACEMENT | N/A | USD/teraBtu | us | us | 2143769389.2006
commercial air conditioning | High Efficiency Centrifugal Chiller | 2042 | INSTALLATION | NEW | N/A | USD/teraBtu | us | us | 6699279341.2518
commercial air conditioning | High Efficiency Centrifugal Chiller | 2042 | INSTALLATION | REPLACEMENT | N/A | USD/teraBtu | us | us | 6699279341.2518
commercial air conditioning | High Efficiency Centrifugal Chiller | 2043 | CAPITAL | NEW | N/A | USD/teraBtu | us | us | 31266876541.4904
commercial air conditioning | High Efficiency Centrifugal Chiller | 2043 | CAPITAL | REPLACEMENT | N/A | USD/teraBtu | us | us | 31266876541.4904
commercial air conditioning | High Efficiency Centrifugal Chiller | 2043 | FIXED_OM | NEW | N/A | USD/teraBtu | us | us | 2143769389.2006
commercial air conditioning | High Efficiency Centrifugal Chiller | 2043 | FIXED_OM | REPLACEMENT | N/A | USD/teraBtu | us | us | 2143769389.2006
commercial air conditioning | High Efficiency Centrifugal Chiller | 2043 | INSTALLATION | NEW | N/A | USD/teraBtu | us | us | 6699279341.2518
commercial air conditioning | High Efficiency Centrifugal Chiller | 2043 | INSTALLATION | REPLACEMENT | N/A | USD/teraBtu | us | us | 6699279341.2518
commercial air conditioning | High Efficiency Centrifugal Chiller | 2044 | CAPITAL | NEW | N/A | USD/teraBtu | us | us | 31266876541.4904
commercial air conditioning | High Efficiency Centrifugal Chiller | 2044 | CAPITAL | REPLACEMENT | N/A | USD/teraBtu | us | us | 31266876541.4904
commercial air conditioning | High Efficiency Centrifugal Chiller | 2044 | FIXED_OM | NEW | N/A | USD/teraBtu | us | us | 2143769389.2006
commercial air conditioning | High Efficiency Centrifugal Chiller | 2044 | FIXED_OM | REPLACEMENT | N/A | USD/teraBtu | us | us | 2143769389.2006
commercial air conditioning | High Efficiency Centrifugal Chiller | 2044 | INSTALLATION | NEW | N/A | USD/teraBtu | us | us | 6699279341.2518
commercial air conditioning | High Efficiency Centrifugal Chiller | 2044 | INSTALLATION | REPLACEMENT | N/A | USD/teraBtu | us | us | 6699279341.2518
commercial air conditioning | High Efficiency Centrifugal Chiller | 2045 | CAPITAL | NEW | N/A | USD/teraBtu | us | us | 31266876541.4904
commercial air conditioning | High Efficiency Centrifugal Chiller | 2045 | CAPITAL | REPLACEMENT | N/A | USD/teraBtu | us | us | 31266876541.4904
commercial air conditioning | High Efficiency Centrifugal Chiller | 2045 | FIXED_OM | NEW | N/A | USD/teraBtu | us | us | 2143769389.2006
commercial air conditioning | High Efficiency Centrifugal Chiller | 2045 | FIXED_OM | REPLACEMENT | N/A | USD/teraBtu | us | us | 2143769389.2006
commercial air conditioning | High Efficiency Centrifugal Chiller | 2045 | INSTALLATION | NEW | N/A | USD/teraBtu | us | us | 6699279341.2518
commercial air conditioning | High Efficiency Centrifugal Chiller | 2045 | INSTALLATION | REPLACEMENT | N/A | USD/teraBtu | us | us | 6699279341.2518
commercial air conditioning | High Efficiency Centrifugal Chiller | 2046 | CAPITAL | NEW | N/A | USD/teraBtu | us | us | 31266876541.4904
commercial air conditioning | High Efficiency Centrifugal Chiller | 2046 | CAPITAL | REPLACEMENT | N/A | USD/teraBtu | us | us | 31266876541.4904
commercial air conditioning | High Efficiency Centrifugal Chiller | 2046 | FIXED_OM | NEW | N/A | USD/teraBtu | us | us | 2143769389.2006
commercial air conditioning | High Efficiency Centrifugal Chiller | 2046 | FIXED_OM | REPLACEMENT | N/A | USD/teraBtu | us | us | 2143769389.2006
commercial air conditioning | High Efficiency Centrifugal Chiller | 2046 | INSTALLATION | NEW | N/A | USD/teraBtu | us | us | 6699279341.2518
commercial air conditioning | High Efficiency Centrifugal Chiller | 2046 | INSTALLATION | REPLACEMENT | N/A | USD/teraBtu | us | us | 6699279341.2518
commercial air conditioning | High Efficiency Centrifugal Chiller | 2047 | CAPITAL | NEW | N/A | USD/teraBtu | us | us | 31266876541.4904
commercial air conditioning | High Efficiency Centrifugal Chiller | 2047 | CAPITAL | REPLACEMENT | N/A | USD/teraBtu | us | us | 31266876541.4904
commercial air conditioning | High Efficiency Centrifugal Chiller | 2047 | FIXED_OM | NEW | N/A | USD/teraBtu | us | us | 2143769389.2006
commercial air conditioning | High Efficiency Centrifugal Chiller | 2047 | FIXED_OM | REPLACEMENT | N/A | USD/teraBtu | us | us | 2143769389.2006
commercial air conditioning | High Efficiency Centrifugal Chiller | 2047 | INSTALLATION | NEW | N/A | USD/teraBtu | us | us | 6699279341.2518
commercial air conditioning | High Efficiency Centrifugal Chiller | 2047 | INSTALLATION | REPLACEMENT | N/A | USD/teraBtu | us | us | 6699279341.2518
commercial air conditioning | High Efficiency Centrifugal Chiller | 2048 | CAPITAL | NEW | N/A | USD/teraBtu | us | us | 31266876541.4904
commercial air conditioning | High Efficiency Centrifugal Chiller | 2048 | CAPITAL | REPLACEMENT | N/A | USD/teraBtu | us | us | 31266876541.4904
commercial air conditioning | High Efficiency Centrifugal Chiller | 2048 | FIXED_OM | NEW | N/A | USD/teraBtu | us | us | 2143769389.2006
commercial air conditioning | High Efficiency Centrifugal Chiller | 2048 | FIXED_OM | REPLACEMENT | N/A | USD/teraBtu | us | us | 2143769389.2006
commercial air conditioning | High Efficiency Centrifugal Chiller | 2048 | INSTALLATION | NEW | N/A | USD/teraBtu | us | us | 6699279341.2518
commercial air conditioning | High Efficiency Centrifugal Chiller | 2048 | INSTALLATION | REPLACEMENT | N/A | USD/teraBtu | us | us | 6699279341.2518
commercial air conditioning | High Efficiency Centrifugal Chiller | 2049 | CAPITAL | NEW | N/A | USD/teraBtu | us | us | 31266876541.4904
commercial air conditioning | High Efficiency Centrifugal Chiller | 2049 | CAPITAL | REPLACEMENT | N/A | USD/teraBtu | us | us | 31266876541.4904
commercial air conditioning | High Efficiency Centrifugal Chiller | 2049 | FIXED_OM | NEW | N/A | USD/teraBtu | us | us | 2143769389.2006
commercial air conditioning | High Efficiency Centrifugal Chiller | 2049 | FIXED_OM | REPLACEMENT | N/A | USD/teraBtu | us | us | 2143769389.2006
commercial air conditioning | High Efficiency Centrifugal Chiller | 2049 | INSTALLATION | NEW | N/A | USD/teraBtu | us | us | 6699279341.2518
commercial air conditioning | High Efficiency Centrifugal Chiller | 2049 | INSTALLATION | REPLACEMENT | N/A | USD/teraBtu | us | us | 6699279341.2518
commercial air conditioning | High Efficiency Centrifugal Chiller | 2050 | CAPITAL | NEW | N/A | USD/teraBtu | us | us | 31266876541.4904
commercial air conditioning | High Efficiency Centrifugal Chiller | 2050 | CAPITAL | REPLACEMENT | N/A | USD/teraBtu | us | us | 31266876541.4904
commercial air conditioning | High Efficiency Centrifugal Chiller | 2050 | FIXED_OM | NEW | N/A | USD/teraBtu | us | us | 2143769389.2006
commercial air conditioning | High Efficiency Centrifugal Chiller | 2050 | FIXED_OM | REPLACEMENT | N/A | USD/teraBtu | us | us | 2143769389.2006
commercial air conditioning | High Efficiency Centrifugal Chiller | 2050 | INSTALLATION | NEW | N/A | USD/teraBtu | us | us | 6699279341.2518
commercial air conditioning | High Efficiency Centrifugal Chiller | 2050 | INSTALLATION | REPLACEMENT | N/A | USD/teraBtu | us | us | 6699279341.2518
commercial air conditioning | High Efficiency Commercial Air Source Heat Pump - Cooling | 2020 | CAPITAL | NEW | N/A | USD/teraBtu | us | us | 37962618663.2501
commercial air conditioning | High Efficiency Commercial Air Source Heat Pump - Cooling | 2020 | CAPITAL | REPLACEMENT | N/A | USD/teraBtu | us | us | 37962618663.2501
commercial air conditioning | High Efficiency Commercial Air Source Heat Pump - Cooling | 2020 | FIXED_OM | NEW | N/A | USD/teraBtu | us | us | 787835250.5312
commercial air conditioning | High Efficiency Commercial Air Source Heat Pump - Cooling | 2020 | FIXED_OM | REPLACEMENT | N/A | USD/teraBtu | us | us | 787835250.5312
commercial air conditioning | High Efficiency Commercial Air Source Heat Pump - Cooling | 2020 | INSTALLATION | NEW | N/A | USD/teraBtu | us | us | 17120356719.0947
commercial air conditioning | High Efficiency Commercial Air Source Heat Pump - Cooling | 2020 | INSTALLATION | REPLACEMENT | N/A | USD/teraBtu | us | us | 17120356719.0947
commercial air conditioning | High Efficiency Commercial Air Source Heat Pump - Cooling | 2021 | CAPITAL | NEW | N/A | USD/teraBtu | us | us | 37962618663.2501
commercial air conditioning | High Efficiency Commercial Air Source Heat Pump - Cooling | 2021 | CAPITAL | REPLACEMENT | N/A | USD/teraBtu | us | us | 37962618663.2501
commercial air conditioning | High Efficiency Commercial Air Source Heat Pump - Cooling | 2021 | FIXED_OM | NEW | N/A | USD/teraBtu | us | us | 787835250.5312
commercial air conditioning | High Efficiency Commercial Air Source Heat Pump - Cooling | 2021 | FIXED_OM | REPLACEMENT | N/A | USD/teraBtu | us | us | 787835250.5312
commercial air conditioning | High Efficiency Commercial Air Source Heat Pump - Cooling | 2021 | INSTALLATION | NEW | N/A | USD/teraBtu | us | us | 17120356719.0947
commercial air conditioning | High Efficiency Commercial Air Source Heat Pump - Cooling | 2021 | INSTALLATION | REPLACEMENT | N/A | USD/teraBtu | us | us | 17120356719.0947
commercial air conditioning | High Efficiency Commercial Air Source Heat Pump - Cooling | 2022 | CAPITAL | NEW | N/A | USD/teraBtu | us | us | 37962618663.2501
commercial air conditioning | High Efficiency Commercial Air Source Heat Pump - Cooling | 2022 | CAPITAL | REPLACEMENT | N/A | USD/teraBtu | us | us | 37962618663.2501
commercial air conditioning | High Efficiency Commercial Air Source Heat Pump - Cooling | 2022 | FIXED_OM | NEW | N/A | USD/teraBtu | us | us | 787835250.5312
commercial air conditioning | High Efficiency Commercial Air Source Heat Pump - Cooling | 2022 | FIXED_OM | REPLACEMENT | N/A | USD/teraBtu | us | us | 787835250.5312
commercial air conditioning | High Efficiency Commercial Air Source Heat Pump - Cooling | 2022 | INSTALLATION | NEW | N/A | USD/teraBtu | us | us | 17120356719.0947
commercial air conditioning | High Efficiency Commercial Air Source Heat Pump - Cooling | 2022 | INSTALLATION | REPLACEMENT | N/A | USD/teraBtu | us | us | 17120356719.0947
commercial air conditioning | High Efficiency Commercial Air Source Heat Pump - Cooling | 2023 | CAPITAL | NEW | N/A | USD/teraBtu | us | us | 37962618663.2501
commercial air conditioning | High Efficiency Commercial Air Source Heat Pump - Cooling | 2023 | CAPITAL | REPLACEMENT | N/A | USD/teraBtu | us | us | 37962618663.2501
commercial air conditioning | High Efficiency Commercial Air Source Heat Pump - Cooling | 2023 | FIXED_OM | NEW | N/A | USD/teraBtu | us | us | 787835250.5312
commercial air conditioning | High Efficiency Commercial Air Source Heat Pump - Cooling | 2023 | FIXED_OM | REPLACEMENT | N/A | USD/teraBtu | us | us | 787835250.5312
commercial air conditioning | High Efficiency Commercial Air Source Heat Pump - Cooling | 2023 | INSTALLATION | NEW | N/A | USD/teraBtu | us | us | 17120356719.0947
commercial air conditioning | High Efficiency Commercial Air Source Heat Pump - Cooling | 2023 | INSTALLATION | REPLACEMENT | N/A | USD/teraBtu | us | us | 17120356719.0947
commercial air conditioning | High Efficiency Commercial Air Source Heat Pump - Cooling | 2024 | CAPITAL | NEW | N/A | USD/teraBtu | us | us | 37962618663.2501
commercial air conditioning | High Efficiency Commercial Air Source Heat Pump - Cooling | 2024 | CAPITAL | REPLACEMENT | N/A | USD/teraBtu | us | us | 37962618663.2501
commercial air conditioning | High Efficiency Commercial Air Source Heat Pump - Cooling | 2024 | FIXED_OM | NEW | N/A | USD/teraBtu | us | us | 787835250.5312
commercial air conditioning | High Efficiency Commercial Air Source Heat Pump - Cooling | 2024 | FIXED_OM | REPLACEMENT | N/A | USD/teraBtu | us | us | 787835250.5312
commercial air conditioning | High Efficiency Commercial Air Source Heat Pump - Cooling | 2024 | INSTALLATION | NEW | N/A | USD/teraBtu | us | us | 17120356719.0947
commercial air conditioning | High Efficiency Commercial Air Source Heat Pump - Cooling | 2024 | INSTALLATION | REPLACEMENT | N/A | USD/teraBtu | us | us | 17120356719.0947
commercial air conditioning | High Efficiency Commercial Air Source Heat Pump - Cooling | 2025 | CAPITAL | NEW | N/A | USD/teraBtu | us | us | 37962618663.2501
commercial air conditioning | High Efficiency Commercial Air Source Heat Pump - Cooling | 2025 | CAPITAL | REPLACEMENT | N/A | USD/teraBtu | us | us | 37962618663.2501
commercial air conditioning | High Efficiency Commercial Air Source Heat Pump - Cooling | 2025 | FIXED_OM | NEW | N/A | USD/teraBtu | us | us | 787835250.5312
commercial air conditioning | High Efficiency Commercial Air Source Heat Pump - Cooling | 2025 | FIXED_OM | REPLACEMENT | N/A | USD/teraBtu | us | us | 787835250.5312
commercial air conditioning | High Efficiency Commercial Air Source Heat Pump - Cooling | 2025 | INSTALLATION | NEW | N/A | USD/teraBtu | us | us | 17120356719.0947
commercial air conditioning | High Efficiency Commercial Air Source Heat Pump - Cooling | 2025 | INSTALLATION | REPLACEMENT | N/A | USD/teraBtu | us | us | 17120356719.0947
commercial air conditioning | High Efficiency Commercial Air Source Heat Pump - Cooling | 2026 | CAPITAL | NEW | N/A | USD/teraBtu | us | us | 37962618663.2501
commercial air conditioning | High Efficiency Commercial Air Source Heat Pump - Cooling | 2026 | CAPITAL | REPLACEMENT | N/A | USD/teraBtu | us | us | 37962618663.2501
commercial air conditioning | High Efficiency Commercial Air Source Heat Pump - Cooling | 2026 | FIXED_OM | NEW | N/A | USD/teraBtu | us | us | 787835250.5312
commercial air conditioning | High Efficiency Commercial Air Source Heat Pump - Cooling | 2026 | FIXED_OM | REPLACEMENT | N/A | USD/teraBtu | us | us | 787835250.5312
commercial air conditioning | High Efficiency Commercial Air Source Heat Pump - Cooling | 2026 | INSTALLATION | NEW | N/A | USD/teraBtu | us | us | 17120356719.0947
commercial air conditioning | High Efficiency Commercial Air Source Heat Pump - Cooling | 2026 | INSTALLATION | REPLACEMENT | N/A | USD/teraBtu | us | us | 17120356719.0947
commercial air conditioning | High Efficiency Commercial Air Source Heat Pump - Cooling | 2027 | CAPITAL | NEW | N/A | USD/teraBtu | us | us | 37962618663.2501
commercial air conditioning | High Efficiency Commercial Air Source Heat Pump - Cooling | 2027 | CAPITAL | REPLACEMENT | N/A | USD/teraBtu | us | us | 37962618663.2501
commercial air conditioning | High Efficiency Commercial Air Source Heat Pump - Cooling | 2027 | FIXED_OM | NEW | N/A | USD/teraBtu | us | us | 787835250.5312
commercial air conditioning | High Efficiency Commercial Air Source Heat Pump - Cooling | 2027 | FIXED_OM | REPLACEMENT | N/A | USD/teraBtu | us | us | 787835250.5312
commercial air conditioning | High Efficiency Commercial Air Source Heat Pump - Cooling | 2027 | INSTALLATION | NEW | N/A | USD/teraBtu | us | us | 17120356719.0947
commercial air conditioning | High Efficiency Commercial Air Source Heat Pump - Cooling | 2027 | INSTALLATION | REPLACEMENT | N/A | USD/teraBtu | us | us | 17120356719.0947
commercial air conditioning | High Efficiency Commercial Air Source Heat Pump - Cooling | 2028 | CAPITAL | NEW | N/A | USD/teraBtu | us | us | 37962618663.2501
commercial air conditioning | High Efficiency Commercial Air Source Heat Pump - Cooling | 2028 | CAPITAL | REPLACEMENT | N/A | USD/teraBtu | us | us | 37962618663.2501
commercial air conditioning | High Efficiency Commercial Air Source Heat Pump - Cooling | 2028 | FIXED_OM | NEW | N/A | USD/teraBtu | us | us | 787835250.5312
commercial air conditioning | High Efficiency Commercial Air Source Heat Pump - Cooling | 2028 | FIXED_OM | REPLACEMENT | N/A | USD/teraBtu | us | us | 787835250.5312
commercial air conditioning | High Efficiency Commercial Air Source Heat Pump - Cooling | 2028 | INSTALLATION | NEW | N/A | USD/teraBtu | us | us | 17120356719.0947
commercial air conditioning | High Efficiency Commercial Air Source Heat Pump - Cooling | 2028 | INSTALLATION | REPLACEMENT | N/A | USD/teraBtu | us | us | 17120356719.0947
commercial air conditioning | High Efficiency Commercial Air Source Heat Pump - Cooling | 2029 | CAPITAL | NEW | N/A | USD/teraBtu | us | us | 37962618663.2501
commercial air conditioning | High Efficiency Commercial Air Source Heat Pump - Cooling | 2029 | CAPITAL | REPLACEMENT | N/A | USD/teraBtu | us | us | 37962618663.2501
commercial air conditioning | High Efficiency Commercial Air Source Heat Pump - Cooling | 2029 | FIXED_OM | NEW | N/A | USD/teraBtu | us | us | 787835250.5312
commercial air conditioning | High Efficiency Commercial Air Source Heat Pump - Cooling | 2029 | FIXED_OM | REPLACEMENT | N/A | USD/teraBtu | us | us | 787835250.5312
commercial air conditioning | High Efficiency Commercial Air Source Heat Pump - Cooling | 2029 | INSTALLATION | NEW | N/A | USD/teraBtu | us | us | 17120356719.0947
commercial air conditioning | High Efficiency Commercial Air Source Heat Pump - Cooling | 2029 | INSTALLATION | REPLACEMENT | N/A | USD/teraBtu | us | us | 17120356719.0947
commercial air conditioning | High Efficiency Commercial Air Source Heat Pump - Cooling | 2030 | CAPITAL | NEW | N/A | USD/teraBtu | us | us | 37962618663.2501
commercial air conditioning | High Efficiency Commercial Air Source Heat Pump - Cooling | 2030 | CAPITAL | REPLACEMENT | N/A | USD/teraBtu | us | us | 37962618663.2501
commercial air conditioning | High Efficiency Commercial Air Source Heat Pump - Cooling | 2030 | FIXED_OM | NEW | N/A | USD/teraBtu | us | us | 787835250.5312
commercial air conditioning | High Efficiency Commercial Air Source Heat Pump - Cooling | 2030 | FIXED_OM | REPLACEMENT | N/A | USD/teraBtu | us | us | 787835250.5312
commercial air conditioning | High Efficiency Commercial Air Source Heat Pump - Cooling | 2030 | INSTALLATION | NEW | N/A | USD/teraBtu | us | us | 17120356719.0947
commercial air conditioning | High Efficiency Commercial Air Source Heat Pump - Cooling | 2030 | INSTALLATION | REPLACEMENT | N/A | USD/teraBtu | us | us | 17120356719.0947
commercial air conditioning | High Efficiency Commercial Air Source Heat Pump - Cooling | 2031 | CAPITAL | NEW | N/A | USD/teraBtu | us | us | 37962618663.2501
commercial air conditioning | High Efficiency Commercial Air Source Heat Pump - Cooling | 2031 | CAPITAL | REPLACEMENT | N/A | USD/teraBtu | us | us | 37962618663.2501
commercial air conditioning | High Efficiency Commercial Air Source Heat Pump - Cooling | 2031 | FIXED_OM | NEW | N/A | USD/teraBtu | us | us | 787835250.5312
commercial air conditioning | High Efficiency Commercial Air Source Heat Pump - Cooling | 2031 | FIXED_OM | REPLACEMENT | N/A | USD/teraBtu | us | us | 787835250.5312
commercial air conditioning | High Efficiency Commercial Air Source Heat Pump - Cooling | 2031 | INSTALLATION | NEW | N/A | USD/teraBtu | us | us | 17120356719.0947
commercial air conditioning | High Efficiency Commercial Air Source Heat Pump - Cooling | 2031 | INSTALLATION | REPLACEMENT | N/A | USD/teraBtu | us | us | 17120356719.0947
commercial air conditioning | High Efficiency Commercial Air Source Heat Pump - Cooling | 2032 | CAPITAL | NEW | N/A | USD/teraBtu | us | us | 37962618663.2501
commercial air conditioning | High Efficiency Commercial Air Source Heat Pump - Cooling | 2032 | CAPITAL | REPLACEMENT | N/A | USD/teraBtu | us | us | 37962618663.2501
commercial air conditioning | High Efficiency Commercial Air Source Heat Pump - Cooling | 2032 | FIXED_OM | NEW | N/A | USD/teraBtu | us | us | 787835250.5312
commercial air conditioning | High Efficiency Commercial Air Source Heat Pump - Cooling | 2032 | FIXED_OM | REPLACEMENT | N/A | USD/teraBtu | us | us | 787835250.5312
commercial air conditioning | High Efficiency Commercial Air Source Heat Pump - Cooling | 2032 | INSTALLATION | NEW | N/A | USD/teraBtu | us | us | 17120356719.0947
commercial air conditioning | High Efficiency Commercial Air Source Heat Pump - Cooling | 2032 | INSTALLATION | REPLACEMENT | N/A | USD/teraBtu | us | us | 17120356719.0947
commercial air conditioning | High Efficiency Commercial Air Source Heat Pump - Cooling | 2033 | CAPITAL | NEW | N/A | USD/teraBtu | us | us | 37962618663.2501
commercial air conditioning | High Efficiency Commercial Air Source Heat Pump - Cooling | 2033 | CAPITAL | REPLACEMENT | N/A | USD/teraBtu | us | us | 37962618663.2501
commercial air conditioning | High Efficiency Commercial Air Source Heat Pump - Cooling | 2033 | FIXED_OM | NEW | N/A | USD/teraBtu | us | us | 787835250.5312
commercial air conditioning | High Efficiency Commercial Air Source Heat Pump - Cooling | 2033 | FIXED_OM | REPLACEMENT | N/A | USD/teraBtu | us | us | 787835250.5312
commercial air conditioning | High Efficiency Commercial Air Source Heat Pump - Cooling | 2033 | INSTALLATION | NEW | N/A | USD/teraBtu | us | us | 17120356719.0947
commercial air conditioning | High Efficiency Commercial Air Source Heat Pump - Cooling | 2033 | INSTALLATION | REPLACEMENT | N/A | USD/teraBtu | us | us | 17120356719.0947
commercial air conditioning | High Efficiency Commercial Air Source Heat Pump - Cooling | 2034 | CAPITAL | NEW | N/A | USD/teraBtu | us | us | 37962618663.2501
commercial air conditioning | High Efficiency Commercial Air Source Heat Pump - Cooling | 2034 | CAPITAL | REPLACEMENT | N/A | USD/teraBtu | us | us | 37962618663.2501
commercial air conditioning | High Efficiency Commercial Air Source Heat Pump - Cooling | 2034 | FIXED_OM | NEW | N/A | USD/teraBtu | us | us | 787835250.5312
commercial air conditioning | High Efficiency Commercial Air Source Heat Pump - Cooling | 2034 | FIXED_OM | REPLACEMENT | N/A | USD/teraBtu | us | us | 787835250.5312
commercial air conditioning | High Efficiency Commercial Air Source Heat Pump - Cooling | 2034 | INSTALLATION | NEW | N/A | USD/teraBtu | us | us | 17120356719.0947
commercial air conditioning | High Efficiency Commercial Air Source Heat Pump - Cooling | 2034 | INSTALLATION | REPLACEMENT | N/A | USD/teraBtu | us | us | 17120356719.0947
commercial air conditioning | High Efficiency Commercial Air Source Heat Pump - Cooling | 2035 | CAPITAL | NEW | N/A | USD/teraBtu | us | us | 37962618663.2501
commercial air conditioning | High Efficiency Commercial Air Source Heat Pump - Cooling | 2035 | CAPITAL | REPLACEMENT | N/A | USD/teraBtu | us | us | 37962618663.2501
commercial air conditioning | High Efficiency Commercial Air Source Heat Pump - Cooling | 2035 | FIXED_OM | NEW | N/A | USD/teraBtu | us | us | 787835250.5312
commercial air conditioning | High Efficiency Commercial Air Source Heat Pump - Cooling | 2035 | FIXED_OM | REPLACEMENT | N/A | USD/teraBtu | us | us | 787835250.5312
commercial air conditioning | High Efficiency Commercial Air Source Heat Pump - Cooling | 2035 | INSTALLATION | NEW | N/A | USD/teraBtu | us | us | 17120356719.0947
commercial air conditioning | High Efficiency Commercial Air Source Heat Pump - Cooling | 2035 | INSTALLATION | REPLACEMENT | N/A | USD/teraBtu | us | us | 17120356719.0947
commercial air conditioning | High Efficiency Commercial Air Source Heat Pump - Cooling | 2036 | CAPITAL | NEW | N/A | USD/teraBtu | us | us | 37962618663.2501
commercial air conditioning | High Efficiency Commercial Air Source Heat Pump - Cooling | 2036 | CAPITAL | REPLACEMENT | N/A | USD/teraBtu | us | us | 37962618663.2501
commercial air conditioning | High Efficiency Commercial Air Source Heat Pump - Cooling | 2036 | FIXED_OM | NEW | N/A | USD/teraBtu | us | us | 787835250.5312
commercial air conditioning | High Efficiency Commercial Air Source Heat Pump - Cooling | 2036 | FIXED_OM | REPLACEMENT | N/A | USD/teraBtu | us | us | 787835250.5312
commercial air conditioning | High Efficiency Commercial Air Source Heat Pump - Cooling | 2036 | INSTALLATION | NEW | N/A | USD/teraBtu | us | us | 17120356719.0947
commercial air conditioning | High Efficiency Commercial Air Source Heat Pump - Cooling | 2036 | INSTALLATION | REPLACEMENT | N/A | USD/teraBtu | us | us | 17120356719.0947
commercial air conditioning | High Efficiency Commercial Air Source Heat Pump - Cooling | 2037 | CAPITAL | NEW | N/A | USD/teraBtu | us | us | 37962618663.2501
commercial air conditioning | High Efficiency Commercial Air Source Heat Pump - Cooling | 2037 | CAPITAL | REPLACEMENT | N/A | USD/teraBtu | us | us | 37962618663.2501
commercial air conditioning | High Efficiency Commercial Air Source Heat Pump - Cooling | 2037 | FIXED_OM | NEW | N/A | USD/teraBtu | us | us | 787835250.5312
commercial air conditioning | High Efficiency Commercial Air Source Heat Pump - Cooling | 2037 | FIXED_OM | REPLACEMENT | N/A | USD/teraBtu | us | us | 787835250.5312
commercial air conditioning | High Efficiency Commercial Air Source Heat Pump - Cooling | 2037 | INSTALLATION | NEW | N/A | USD/teraBtu | us | us | 17120356719.0947
commercial air conditioning | High Efficiency Commercial Air Source Heat Pump - Cooling | 2037 | INSTALLATION | REPLACEMENT | N/A | USD/teraBtu | us | us | 17120356719.0947
commercial air conditioning | High Efficiency Commercial Air Source Heat Pump - Cooling | 2038 | CAPITAL | NEW | N/A | USD/teraBtu | us | us | 37962618663.2501
commercial air conditioning | High Efficiency Commercial Air Source Heat Pump - Cooling | 2038 | CAPITAL | REPLACEMENT | N/A | USD/teraBtu | us | us | 37962618663.2501
commercial air conditioning | High Efficiency Commercial Air Source Heat Pump - Cooling | 2038 | FIXED_OM | NEW | N/A | USD/teraBtu | us | us | 787835250.5312
commercial air conditioning | High Efficiency Commercial Air Source Heat Pump - Cooling | 2038 | FIXED_OM | REPLACEMENT | N/A | USD/teraBtu | us | us | 787835250.5312
commercial air conditioning | High Efficiency Commercial Air Source Heat Pump - Cooling | 2038 | INSTALLATION | NEW | N/A | USD/teraBtu | us | us | 17120356719.0947
commercial air conditioning | High Efficiency Commercial Air Source Heat Pump - Cooling | 2038 | INSTALLATION | REPLACEMENT | N/A | USD/teraBtu | us | us | 17120356719.0947
commercial air conditioning | High Efficiency Commercial Air Source Heat Pump - Cooling | 2039 | CAPITAL | NEW | N/A | USD/teraBtu | us | us | 37962618663.2501
commercial air conditioning | High Efficiency Commercial Air Source Heat Pump - Cooling | 2039 | CAPITAL | REPLACEMENT | N/A | USD/teraBtu | us | us | 37962618663.2501
commercial air conditioning | High Efficiency Commercial Air Source Heat Pump - Cooling | 2039 | FIXED_OM | NEW | N/A | USD/teraBtu | us | us | 787835250.5312
commercial air conditioning | High Efficiency Commercial Air Source Heat Pump - Cooling | 2039 | FIXED_OM | REPLACEMENT | N/A | USD/teraBtu | us | us | 787835250.5312
commercial air conditioning | High Efficiency Commercial Air Source Heat Pump - Cooling | 2039 | INSTALLATION | NEW | N/A | USD/teraBtu | us | us | 17120356719.0947
commercial air conditioning | High Efficiency Commercial Air Source Heat Pump - Cooling | 2039 | INSTALLATION | REPLACEMENT | N/A | USD/teraBtu | us | us | 17120356719.0947
commercial air conditioning | High Efficiency Commercial Air Source Heat Pump - Cooling | 2040 | CAPITAL | NEW | N/A | USD/teraBtu | us | us | 37962618663.2501
commercial air conditioning | High Efficiency Commercial Air Source Heat Pump - Cooling | 2040 | CAPITAL | REPLACEMENT | N/A | USD/teraBtu | us | us | 37962618663.2501
commercial air conditioning | High Efficiency Commercial Air Source Heat Pump - Cooling | 2040 | FIXED_OM | NEW | N/A | USD/teraBtu | us | us | 787835250.5312
commercial air conditioning | High Efficiency Commercial Air Source Heat Pump - Cooling | 2040 | FIXED_OM | REPLACEMENT | N/A | USD/teraBtu | us | us | 787835250.5312
commercial air conditioning | High Efficiency Commercial Air Source Heat Pump - Cooling | 2040 | INSTALLATION | NEW | N/A | USD/teraBtu | us | us | 17120356719.0947
commercial air conditioning | High Efficiency Commercial Air Source Heat Pump - Cooling | 2040 | INSTALLATION | REPLACEMENT | N/A | USD/teraBtu | us | us | 17120356719.0947
commercial air conditioning | High Efficiency Commercial Air Source Heat Pump - Cooling | 2041 | CAPITAL | NEW | N/A | USD/teraBtu | us | us | 37962618663.2501
commercial air conditioning | High Efficiency Commercial Air Source Heat Pump - Cooling | 2041 | CAPITAL | REPLACEMENT | N/A | USD/teraBtu | us | us | 37962618663.2501
commercial air conditioning | High Efficiency Commercial Air Source Heat Pump - Cooling | 2041 | FIXED_OM | NEW | N/A | USD/teraBtu | us | us | 787835250.5312
commercial air conditioning | High Efficiency Commercial Air Source Heat Pump - Cooling | 2041 | FIXED_OM | REPLACEMENT | N/A | USD/teraBtu | us | us | 787835250.5312
commercial air conditioning | High Efficiency Commercial Air Source Heat Pump - Cooling | 2041 | INSTALLATION | NEW | N/A | USD/teraBtu | us | us | 17120356719.0947
commercial air conditioning | High Efficiency Commercial Air Source Heat Pump - Cooling | 2041 | INSTALLATION | REPLACEMENT | N/A | USD/teraBtu | us | us | 17120356719.0947
commercial air conditioning | High Efficiency Commercial Air Source Heat Pump - Cooling | 2042 | CAPITAL | NEW | N/A | USD/teraBtu | us | us | 37962618663.2501
commercial air conditioning | High Efficiency Commercial Air Source Heat Pump - Cooling | 2042 | CAPITAL | REPLACEMENT | N/A | USD/teraBtu | us | us | 37962618663.2501
commercial air conditioning | High Efficiency Commercial Air Source Heat Pump - Cooling | 2042 | FIXED_OM | NEW | N/A | USD/teraBtu | us | us | 787835250.5312
commercial air conditioning | High Efficiency Commercial Air Source Heat Pump - Cooling | 2042 | FIXED_OM | REPLACEMENT | N/A | USD/teraBtu | us | us | 787835250.5312
commercial air conditioning | High Efficiency Commercial Air Source Heat Pump - Cooling | 2042 | INSTALLATION | NEW | N/A | USD/teraBtu | us | us | 17120356719.0947
commercial air conditioning | High Efficiency Commercial Air Source Heat Pump - Cooling | 2042 | INSTALLATION | REPLACEMENT | N/A | USD/teraBtu | us | us | 17120356719.0947
commercial air conditioning | High Efficiency Commercial Air Source Heat Pump - Cooling | 2043 | CAPITAL | NEW | N/A | USD/teraBtu | us | us | 37962618663.2501
commercial air conditioning | High Efficiency Commercial Air Source Heat Pump - Cooling | 2043 | CAPITAL | REPLACEMENT | N/A | USD/teraBtu | us | us | 37962618663.2501
commercial air conditioning | High Efficiency Commercial Air Source Heat Pump - Cooling | 2043 | FIXED_OM | NEW | N/A | USD/teraBtu | us | us | 787835250.5312
commercial air conditioning | High Efficiency Commercial Air Source Heat Pump - Cooling | 2043 | FIXED_OM | REPLACEMENT | N/A | USD/teraBtu | us | us | 787835250.5312
commercial air conditioning | High Efficiency Commercial Air Source Heat Pump - Cooling | 2043 | INSTALLATION | NEW | N/A | USD/teraBtu | us | us | 17120356719.0947
commercial air conditioning | High Efficiency Commercial Air Source Heat Pump - Cooling | 2043 | INSTALLATION | REPLACEMENT | N/A | USD/teraBtu | us | us | 17120356719.0947
commercial air conditioning | High Efficiency Commercial Air Source Heat Pump - Cooling | 2044 | CAPITAL | NEW | N/A | USD/teraBtu | us | us | 37962618663.2501
commercial air conditioning | High Efficiency Commercial Air Source Heat Pump - Cooling | 2044 | CAPITAL | REPLACEMENT | N/A | USD/teraBtu | us | us | 37962618663.2501
commercial air conditioning | High Efficiency Commercial Air Source Heat Pump - Cooling | 2044 | FIXED_OM | NEW | N/A | USD/teraBtu | us | us | 787835250.5312
commercial air conditioning | High Efficiency Commercial Air Source Heat Pump - Cooling | 2044 | FIXED_OM | REPLACEMENT | N/A | USD/teraBtu | us | us | 787835250.5312
commercial air conditioning | High Efficiency Commercial Air Source Heat Pump - Cooling | 2044 | INSTALLATION | NEW | N/A | USD/teraBtu | us | us | 17120356719.0947
commercial air conditioning | High Efficiency Commercial Air Source Heat Pump - Cooling | 2044 | INSTALLATION | REPLACEMENT | N/A | USD/teraBtu | us | us | 17120356719.0947
commercial air conditioning | High Efficiency Commercial Air Source Heat Pump - Cooling | 2045 | CAPITAL | NEW | N/A | USD/teraBtu | us | us | 37962618663.2501
commercial air conditioning | High Efficiency Commercial Air Source Heat Pump - Cooling | 2045 | CAPITAL | REPLACEMENT | N/A | USD/teraBtu | us | us | 37962618663.2501
commercial air conditioning | High Efficiency Commercial Air Source Heat Pump - Cooling | 2045 | FIXED_OM | NEW | N/A | USD/teraBtu | us | us | 787835250.5312
commercial air conditioning | High Efficiency Commercial Air Source Heat Pump - Cooling | 2045 | FIXED_OM | REPLACEMENT | N/A | USD/teraBtu | us | us | 787835250.5312
commercial air conditioning | High Efficiency Commercial Air Source Heat Pump - Cooling | 2045 | INSTALLATION | NEW | N/A | USD/teraBtu | us | us | 17120356719.0947
commercial air conditioning | High Efficiency Commercial Air Source Heat Pump - Cooling | 2045 | INSTALLATION | REPLACEMENT | N/A | USD/teraBtu | us | us | 17120356719.0947
commercial air conditioning | High Efficiency Commercial Air Source Heat Pump - Cooling | 2046 | CAPITAL | NEW | N/A | USD/teraBtu | us | us | 37962618663.2501
commercial air conditioning | High Efficiency Commercial Air Source Heat Pump - Cooling | 2046 | CAPITAL | REPLACEMENT | N/A | USD/teraBtu | us | us | 37962618663.2501
commercial air conditioning | High Efficiency Commercial Air Source Heat Pump - Cooling | 2046 | FIXED_OM | NEW | N/A | USD/teraBtu | us | us | 787835250.5312
commercial air conditioning | High Efficiency Commercial Air Source Heat Pump - Cooling | 2046 | FIXED_OM | REPLACEMENT | N/A | USD/teraBtu | us | us | 787835250.5312
commercial air conditioning | High Efficiency Commercial Air Source Heat Pump - Cooling | 2046 | INSTALLATION | NEW | N/A | USD/teraBtu | us | us | 17120356719.0947
commercial air conditioning | High Efficiency Commercial Air Source Heat Pump - Cooling | 2046 | INSTALLATION | REPLACEMENT | N/A | USD/teraBtu | us | us | 17120356719.0947
commercial air conditioning | High Efficiency Commercial Air Source Heat Pump - Cooling | 2047 | CAPITAL | NEW | N/A | USD/teraBtu | us | us | 37962618663.2501
commercial air conditioning | High Efficiency Commercial Air Source Heat Pump - Cooling | 2047 | CAPITAL | REPLACEMENT | N/A | USD/teraBtu | us | us | 37962618663.2501
commercial air conditioning | High Efficiency Commercial Air Source Heat Pump - Cooling | 2047 | FIXED_OM | NEW | N/A | USD/teraBtu | us | us | 787835250.5312
commercial air conditioning | High Efficiency Commercial Air Source Heat Pump - Cooling | 2047 | FIXED_OM | REPLACEMENT | N/A | USD/teraBtu | us | us | 787835250.5312
commercial air conditioning | High Efficiency Commercial Air Source Heat Pump - Cooling | 2047 | INSTALLATION | NEW | N/A | USD/teraBtu | us | us | 17120356719.0947
commercial air conditioning | High Efficiency Commercial Air Source Heat Pump - Cooling | 2047 | INSTALLATION | REPLACEMENT | N/A | USD/teraBtu | us | us | 17120356719.0947
commercial air conditioning | High Efficiency Commercial Air Source Heat Pump - Cooling | 2048 | CAPITAL | NEW | N/A | USD/teraBtu | us | us | 37962618663.2501
commercial air conditioning | High Efficiency Commercial Air Source Heat Pump - Cooling | 2048 | CAPITAL | REPLACEMENT | N/A | USD/teraBtu | us | us | 37962618663.2501
commercial air conditioning | High Efficiency Commercial Air Source Heat Pump - Cooling | 2048 | FIXED_OM | NEW | N/A | USD/teraBtu | us | us | 787835250.5312
commercial air conditioning | High Efficiency Commercial Air Source Heat Pump - Cooling | 2048 | FIXED_OM | REPLACEMENT | N/A | USD/teraBtu | us | us | 787835250.5312
commercial air conditioning | High Efficiency Commercial Air Source Heat Pump - Cooling | 2048 | INSTALLATION | NEW | N/A | USD/teraBtu | us | us | 17120356719.0947
commercial air conditioning | High Efficiency Commercial Air Source Heat Pump - Cooling | 2048 | INSTALLATION | REPLACEMENT | N/A | USD/teraBtu | us | us | 17120356719.0947
commercial air conditioning | High Efficiency Commercial Air Source Heat Pump - Cooling | 2049 | CAPITAL | NEW | N/A | USD/teraBtu | us | us | 37962618663.2501
commercial air conditioning | High Efficiency Commercial Air Source Heat Pump - Cooling | 2049 | CAPITAL | REPLACEMENT | N/A | USD/teraBtu | us | us | 37962618663.2501
commercial air conditioning | High Efficiency Commercial Air Source Heat Pump - Cooling | 2049 | FIXED_OM | NEW | N/A | USD/teraBtu | us | us | 787835250.5312
commercial air conditioning | High Efficiency Commercial Air Source Heat Pump - Cooling | 2049 | FIXED_OM | REPLACEMENT | N/A | USD/teraBtu | us | us | 787835250.5312
commercial air conditioning | High Efficiency Commercial Air Source Heat Pump - Cooling | 2049 | INSTALLATION | NEW | N/A | USD/teraBtu | us | us | 17120356719.0947
commercial air conditioning | High Efficiency Commercial Air Source Heat Pump - Cooling | 2049 | INSTALLATION | REPLACEMENT | N/A | USD/teraBtu | us | us | 17120356719.0947
commercial air conditioning | High Efficiency Commercial Air Source Heat Pump - Cooling | 2050 | CAPITAL | NEW | N/A | USD/teraBtu | us | us | 37962618663.2501
commercial air conditioning | High Efficiency Commercial Air Source Heat Pump - Cooling | 2050 | CAPITAL | REPLACEMENT | N/A | USD/teraBtu | us | us | 37962618663.2501
commercial air conditioning | High Efficiency Commercial Air Source Heat Pump - Cooling | 2050 | FIXED_OM | NEW | N/A | USD/teraBtu | us | us | 787835250.5312
commercial air conditioning | High Efficiency Commercial Air Source Heat Pump - Cooling | 2050 | FIXED_OM | REPLACEMENT | N/A | USD/teraBtu | us | us | 787835250.5312
commercial air conditioning | High Efficiency Commercial Air Source Heat Pump - Cooling | 2050 | INSTALLATION | NEW | N/A | USD/teraBtu | us | us | 17120356719.0947
commercial air conditioning | High Efficiency Commercial Air Source Heat Pump - Cooling | 2050 | INSTALLATION | REPLACEMENT | N/A | USD/teraBtu | us | us | 17120356719.0947
commercial air conditioning | High Efficiency Commercial Air Source Heat Pump - Cooling (with flex cost) | 2020 | CAPITAL | NEW | N/A | USD/teraBtu | us | us | 117110304989.505
commercial air conditioning | High Efficiency Commercial Air Source Heat Pump - Cooling (with flex cost) | 2020 | CAPITAL | REPLACEMENT | N/A | USD/teraBtu | us | us | 117110304989.505
commercial air conditioning | High Efficiency Commercial Air Source Heat Pump - Cooling (with flex cost) | 2020 | FIXED_OM | NEW | N/A | USD/teraBtu | us | us | 787835250.5312
commercial air conditioning | High Efficiency Commercial Air Source Heat Pump - Cooling (with flex cost) | 2020 | FIXED_OM | REPLACEMENT | N/A | USD/teraBtu | us | us | 787835250.5312
commercial air conditioning | High Efficiency Commercial Air Source Heat Pump - Cooling (with flex cost) | 2020 | INSTALLATION | NEW | N/A | USD/teraBtu | us | us | 17120356719.0947
commercial air conditioning | High Efficiency Commercial Air Source Heat Pump - Cooling (with flex cost) | 2021 | CAPITAL | NEW | N/A | USD/teraBtu | us | us | 117110304989.505
commercial air conditioning | High Efficiency Commercial Air Source Heat Pump - Cooling (with flex cost) | 2021 | CAPITAL | REPLACEMENT | N/A | USD/teraBtu | us | us | 117110304989.505
commercial air conditioning | High Efficiency Commercial Air Source Heat Pump - Cooling (with flex cost) | 2021 | FIXED_OM | NEW | N/A | USD/teraBtu | us | us | 787835250.5312
commercial air conditioning | High Efficiency Commercial Air Source Heat Pump - Cooling (with flex cost) | 2021 | FIXED_OM | REPLACEMENT | N/A | USD/teraBtu | us | us | 787835250.5312
commercial air conditioning | High Efficiency Commercial Air Source Heat Pump - Cooling (with flex cost) | 2021 | INSTALLATION | NEW | N/A | USD/teraBtu | us | us | 17120356719.0947
commercial air conditioning | High Efficiency Commercial Air Source Heat Pump - Cooling (with flex cost) | 2022 | CAPITAL | NEW | N/A | USD/teraBtu | us | us | 117110304989.505
commercial air conditioning | High Efficiency Commercial Air Source Heat Pump - Cooling (with flex cost) | 2022 | CAPITAL | REPLACEMENT | N/A | USD/teraBtu | us | us | 117110304989.505
commercial air conditioning | High Efficiency Commercial Air Source Heat Pump - Cooling (with flex cost) | 2022 | FIXED_OM | NEW | N/A | USD/teraBtu | us | us | 787835250.5312
commercial air conditioning | High Efficiency Commercial Air Source Heat Pump - Cooling (with flex cost) | 2022 | FIXED_OM | REPLACEMENT | N/A | USD/teraBtu | us | us | 787835250.5312
commercial air conditioning | High Efficiency Commercial Air Source Heat Pump - Cooling (with flex cost) | 2022 | INSTALLATION | NEW | N/A | USD/teraBtu | us | us | 17120356719.0947
commercial air conditioning | High Efficiency Commercial Air Source Heat Pump - Cooling (with flex cost) | 2023 | CAPITAL | NEW | N/A | USD/teraBtu | us | us | 117110304989.505
commercial air conditioning | High Efficiency Commercial Air Source Heat Pump - Cooling (with flex cost) | 2023 | CAPITAL | REPLACEMENT | N/A | USD/teraBtu | us | us | 117110304989.505
commercial air conditioning | High Efficiency Commercial Air Source Heat Pump - Cooling (with flex cost) | 2023 | FIXED_OM | NEW | N/A | USD/teraBtu | us | us | 787835250.5312
commercial air conditioning | High Efficiency Commercial Air Source Heat Pump - Cooling (with flex cost) | 2023 | FIXED_OM | REPLACEMENT | N/A | USD/teraBtu | us | us | 787835250.5312
commercial air conditioning | High Efficiency Commercial Air Source Heat Pump - Cooling (with flex cost) | 2023 | INSTALLATION | NEW | N/A | USD/teraBtu | us | us | 17120356719.0947
commercial air conditioning | High Efficiency Commercial Air Source Heat Pump - Cooling (with flex cost) | 2024 | CAPITAL | NEW | N/A | USD/teraBtu | us | us | 117110304989.505
commercial air conditioning | High Efficiency Commercial Air Source Heat Pump - Cooling (with flex cost) | 2024 | CAPITAL | REPLACEMENT | N/A | USD/teraBtu | us | us | 117110304989.505
commercial air conditioning | High Efficiency Commercial Air Source Heat Pump - Cooling (with flex cost) | 2024 | FIXED_OM | NEW | N/A | USD/teraBtu | us | us | 787835250.5312
commercial air conditioning | High Efficiency Commercial Air Source Heat Pump - Cooling (with flex cost) | 2024 | FIXED_OM | REPLACEMENT | N/A | USD/teraBtu | us | us | 787835250.5312
commercial air conditioning | High Efficiency Commercial Air Source Heat Pump - Cooling (with flex cost) | 2024 | INSTALLATION | NEW | N/A | USD/teraBtu | us | us | 17120356719.0947
commercial air conditioning | High Efficiency Commercial Air Source Heat Pump - Cooling (with flex cost) | 2025 | CAPITAL | NEW | N/A | USD/teraBtu | us | us | 117110304989.505
commercial air conditioning | High Efficiency Commercial Air Source Heat Pump - Cooling (with flex cost) | 2025 | CAPITAL | REPLACEMENT | N/A | USD/teraBtu | us | us | 117110304989.505
commercial air conditioning | High Efficiency Commercial Air Source Heat Pump - Cooling (with flex cost) | 2025 | FIXED_OM | NEW | N/A | USD/teraBtu | us | us | 787835250.5312
commercial air conditioning | High Efficiency Commercial Air Source Heat Pump - Cooling (with flex cost) | 2025 | FIXED_OM | REPLACEMENT | N/A | USD/teraBtu | us | us | 787835250.5312
commercial air conditioning | High Efficiency Commercial Air Source Heat Pump - Cooling (with flex cost) | 2025 | INSTALLATION | NEW | N/A | USD/teraBtu | us | us | 17120356719.0947
commercial air conditioning | High Efficiency Commercial Air Source Heat Pump - Cooling (with flex cost) | 2026 | CAPITAL | NEW | N/A | USD/teraBtu | us | us | 117110304989.505
commercial air conditioning | High Efficiency Commercial Air Source Heat Pump - Cooling (with flex cost) | 2026 | CAPITAL | REPLACEMENT | N/A | USD/teraBtu | us | us | 117110304989.505
commercial air conditioning | High Efficiency Commercial Air Source Heat Pump - Cooling (with flex cost) | 2026 | FIXED_OM | NEW | N/A | USD/teraBtu | us | us | 787835250.5312
commercial air conditioning | High Efficiency Commercial Air Source Heat Pump - Cooling (with flex cost) | 2026 | FIXED_OM | REPLACEMENT | N/A | USD/teraBtu | us | us | 787835250.5312
commercial air conditioning | High Efficiency Commercial Air Source Heat Pump - Cooling (with flex cost) | 2026 | INSTALLATION | NEW | N/A | USD/teraBtu | us | us | 17120356719.0947
commercial air conditioning | High Efficiency Commercial Air Source Heat Pump - Cooling (with flex cost) | 2027 | CAPITAL | NEW | N/A | USD/teraBtu | us | us | 117110304989.505
commercial air conditioning | High Efficiency Commercial Air Source Heat Pump - Cooling (with flex cost) | 2027 | CAPITAL | REPLACEMENT | N/A | USD/teraBtu | us | us | 117110304989.505
commercial air conditioning | High Efficiency Commercial Air Source Heat Pump - Cooling (with flex cost) | 2027 | FIXED_OM | NEW | N/A | USD/teraBtu | us | us | 787835250.5312
commercial air conditioning | High Efficiency Commercial Air Source Heat Pump - Cooling (with flex cost) | 2027 | FIXED_OM | REPLACEMENT | N/A | USD/teraBtu | us | us | 787835250.5312
commercial air conditioning | High Efficiency Commercial Air Source Heat Pump - Cooling (with flex cost) | 2027 | INSTALLATION | NEW | N/A | USD/teraBtu | us | us | 17120356719.0947
commercial air conditioning | High Efficiency Commercial Air Source Heat Pump - Cooling (with flex cost) | 2028 | CAPITAL | NEW | N/A | USD/teraBtu | us | us | 117110304989.505
commercial air conditioning | High Efficiency Commercial Air Source Heat Pump - Cooling (with flex cost) | 2028 | CAPITAL | REPLACEMENT | N/A | USD/teraBtu | us | us | 117110304989.505
commercial air conditioning | High Efficiency Commercial Air Source Heat Pump - Cooling (with flex cost) | 2028 | FIXED_OM | NEW | N/A | USD/teraBtu | us | us | 787835250.5312
commercial air conditioning | High Efficiency Commercial Air Source Heat Pump - Cooling (with flex cost) | 2028 | FIXED_OM | REPLACEMENT | N/A | USD/teraBtu | us | us | 787835250.5312
commercial air conditioning | High Efficiency Commercial Air Source Heat Pump - Cooling (with flex cost) | 2028 | INSTALLATION | NEW | N/A | USD/teraBtu | us | us | 17120356719.0947
commercial air conditioning | High Efficiency Commercial Air Source Heat Pump - Cooling (with flex cost) | 2029 | CAPITAL | NEW | N/A | USD/teraBtu | us | us | 117110304989.505
commercial air conditioning | High Efficiency Commercial Air Source Heat Pump - Cooling (with flex cost) | 2029 | CAPITAL | REPLACEMENT | N/A | USD/teraBtu | us | us | 117110304989.505
commercial air conditioning | High Efficiency Commercial Air Source Heat Pump - Cooling (with flex cost) | 2029 | FIXED_OM | NEW | N/A | USD/teraBtu | us | us | 787835250.5312
commercial air conditioning | High Efficiency Commercial Air Source Heat Pump - Cooling (with flex cost) | 2029 | FIXED_OM | REPLACEMENT | N/A | USD/teraBtu | us | us | 787835250.5312
commercial air conditioning | High Efficiency Commercial Air Source Heat Pump - Cooling (with flex cost) | 2029 | INSTALLATION | NEW | N/A | USD/teraBtu | us | us | 17120356719.0947
commercial air conditioning | High Efficiency Commercial Air Source Heat Pump - Cooling (with flex cost) | 2030 | CAPITAL | NEW | N/A | USD/teraBtu | us | us | 117110304989.505
commercial air conditioning | High Efficiency Commercial Air Source Heat Pump - Cooling (with flex cost) | 2030 | CAPITAL | REPLACEMENT | N/A | USD/teraBtu | us | us | 117110304989.505
commercial air conditioning | High Efficiency Commercial Air Source Heat Pump - Cooling (with flex cost) | 2030 | FIXED_OM | NEW | N/A | USD/teraBtu | us | us | 787835250.5312
commercial air conditioning | High Efficiency Commercial Air Source Heat Pump - Cooling (with flex cost) | 2030 | FIXED_OM | REPLACEMENT | N/A | USD/teraBtu | us | us | 787835250.5312
commercial air conditioning | High Efficiency Commercial Air Source Heat Pump - Cooling (with flex cost) | 2030 | INSTALLATION | NEW | N/A | USD/teraBtu | us | us | 17120356719.0947
commercial air conditioning | High Efficiency Commercial Air Source Heat Pump - Cooling (with flex cost) | 2031 | CAPITAL | NEW | N/A | USD/teraBtu | us | us | 117110304989.505
commercial air conditioning | High Efficiency Commercial Air Source Heat Pump - Cooling (with flex cost) | 2031 | CAPITAL | REPLACEMENT | N/A | USD/teraBtu | us | us | 117110304989.505
commercial air conditioning | High Efficiency Commercial Air Source Heat Pump - Cooling (with flex cost) | 2031 | FIXED_OM | NEW | N/A | USD/teraBtu | us | us | 787835250.5312
commercial air conditioning | High Efficiency Commercial Air Source Heat Pump - Cooling (with flex cost) | 2031 | FIXED_OM | REPLACEMENT | N/A | USD/teraBtu | us | us | 787835250.5312
commercial air conditioning | High Efficiency Commercial Air Source Heat Pump - Cooling (with flex cost) | 2031 | INSTALLATION | NEW | N/A | USD/teraBtu | us | us | 17120356719.0947
commercial air conditioning | High Efficiency Commercial Air Source Heat Pump - Cooling (with flex cost) | 2032 | CAPITAL | NEW | N/A | USD/teraBtu | us | us | 117110304989.505
commercial air conditioning | High Efficiency Commercial Air Source Heat Pump - Cooling (with flex cost) | 2032 | CAPITAL | REPLACEMENT | N/A | USD/teraBtu | us | us | 117110304989.505
commercial air conditioning | High Efficiency Commercial Air Source Heat Pump - Cooling (with flex cost) | 2032 | FIXED_OM | NEW | N/A | USD/teraBtu | us | us | 787835250.5312
commercial air conditioning | High Efficiency Commercial Air Source Heat Pump - Cooling (with flex cost) | 2032 | FIXED_OM | REPLACEMENT | N/A | USD/teraBtu | us | us | 787835250.5312
commercial air conditioning | High Efficiency Commercial Air Source Heat Pump - Cooling (with flex cost) | 2032 | INSTALLATION | NEW | N/A | USD/teraBtu | us | us | 17120356719.0947
commercial air conditioning | High Efficiency Commercial Air Source Heat Pump - Cooling (with flex cost) | 2033 | CAPITAL | NEW | N/A | USD/teraBtu | us | us | 117110304989.505
commercial air conditioning | High Efficiency Commercial Air Source Heat Pump - Cooling (with flex cost) | 2033 | CAPITAL | REPLACEMENT | N/A | USD/teraBtu | us | us | 117110304989.505
commercial air conditioning | High Efficiency Commercial Air Source Heat Pump - Cooling (with flex cost) | 2033 | FIXED_OM | NEW | N/A | USD/teraBtu | us | us | 787835250.5312
commercial air conditioning | High Efficiency Commercial Air Source Heat Pump - Cooling (with flex cost) | 2033 | FIXED_OM | REPLACEMENT | N/A | USD/teraBtu | us | us | 787835250.5312
commercial air conditioning | High Efficiency Commercial Air Source Heat Pump - Cooling (with flex cost) | 2033 | INSTALLATION | NEW | N/A | USD/teraBtu | us | us | 17120356719.0947
commercial air conditioning | High Efficiency Commercial Air Source Heat Pump - Cooling (with flex cost) | 2034 | CAPITAL | NEW | N/A | USD/teraBtu | us | us | 117110304989.505
commercial air conditioning | High Efficiency Commercial Air Source Heat Pump - Cooling (with flex cost) | 2034 | CAPITAL | REPLACEMENT | N/A | USD/teraBtu | us | us | 117110304989.505
commercial air conditioning | High Efficiency Commercial Air Source Heat Pump - Cooling (with flex cost) | 2034 | FIXED_OM | NEW | N/A | USD/teraBtu | us | us | 787835250.5312
commercial air conditioning | High Efficiency Commercial Air Source Heat Pump - Cooling (with flex cost) | 2034 | FIXED_OM | REPLACEMENT | N/A | USD/teraBtu | us | us | 787835250.5312
commercial air conditioning | High Efficiency Commercial Air Source Heat Pump - Cooling (with flex cost) | 2034 | INSTALLATION | NEW | N/A | USD/teraBtu | us | us | 17120356719.0947
commercial air conditioning | High Efficiency Commercial Air Source Heat Pump - Cooling (with flex cost) | 2035 | CAPITAL | NEW | N/A | USD/teraBtu | us | us | 117110304989.505
commercial air conditioning | High Efficiency Commercial Air Source Heat Pump - Cooling (with flex cost) | 2035 | CAPITAL | REPLACEMENT | N/A | USD/teraBtu | us | us | 117110304989.505
commercial air conditioning | High Efficiency Commercial Air Source Heat Pump - Cooling (with flex cost) | 2035 | FIXED_OM | NEW | N/A | USD/teraBtu | us | us | 787835250.5312
commercial air conditioning | High Efficiency Commercial Air Source Heat Pump - Cooling (with flex cost) | 2035 | FIXED_OM | REPLACEMENT | N/A | USD/teraBtu | us | us | 787835250.5312
commercial air conditioning | High Efficiency Commercial Air Source Heat Pump - Cooling (with flex cost) | 2035 | INSTALLATION | NEW | N/A | USD/teraBtu | us | us | 17120356719.0947
commercial air conditioning | High Efficiency Commercial Air Source Heat Pump - Cooling (with flex cost) | 2036 | CAPITAL | NEW | N/A | USD/teraBtu | us | us | 117110304989.505
commercial air conditioning | High Efficiency Commercial Air Source Heat Pump - Cooling (with flex cost) | 2036 | CAPITAL | REPLACEMENT | N/A | USD/teraBtu | us | us | 117110304989.505
commercial air conditioning | High Efficiency Commercial Air Source Heat Pump - Cooling (with flex cost) | 2036 | FIXED_OM | NEW | N/A | USD/teraBtu | us | us | 787835250.5312
commercial air conditioning | High Efficiency Commercial Air Source Heat Pump - Cooling (with flex cost) | 2036 | FIXED_OM | REPLACEMENT | N/A | USD/teraBtu | us | us | 787835250.5312
commercial air conditioning | High Efficiency Commercial Air Source Heat Pump - Cooling (with flex cost) | 2036 | INSTALLATION | NEW | N/A | USD/teraBtu | us | us | 17120356719.0947
commercial air conditioning | High Efficiency Commercial Air Source Heat Pump - Cooling (with flex cost) | 2037 | CAPITAL | NEW | N/A | USD/teraBtu | us | us | 117110304989.505
commercial air conditioning | High Efficiency Commercial Air Source Heat Pump - Cooling (with flex cost) | 2037 | CAPITAL | REPLACEMENT | N/A | USD/teraBtu | us | us | 117110304989.505
commercial air conditioning | High Efficiency Commercial Air Source Heat Pump - Cooling (with flex cost) | 2037 | FIXED_OM | NEW | N/A | USD/teraBtu | us | us | 787835250.5312
commercial air conditioning | High Efficiency Commercial Air Source Heat Pump - Cooling (with flex cost) | 2037 | FIXED_OM | REPLACEMENT | N/A | USD/teraBtu | us | us | 787835250.5312
commercial air conditioning | High Efficiency Commercial Air Source Heat Pump - Cooling (with flex cost) | 2037 | INSTALLATION | NEW | N/A | USD/teraBtu | us | us | 17120356719.0947
commercial air conditioning | High Efficiency Commercial Air Source Heat Pump - Cooling (with flex cost) | 2038 | CAPITAL | NEW | N/A | USD/teraBtu | us | us | 117110304989.505
commercial air conditioning | High Efficiency Commercial Air Source Heat Pump - Cooling (with flex cost) | 2038 | CAPITAL | REPLACEMENT | N/A | USD/teraBtu | us | us | 117110304989.505
commercial air conditioning | High Efficiency Commercial Air Source Heat Pump - Cooling (with flex cost) | 2038 | FIXED_OM | NEW | N/A | USD/teraBtu | us | us | 787835250.5312
commercial air conditioning | High Efficiency Commercial Air Source Heat Pump - Cooling (with flex cost) | 2038 | FIXED_OM | REPLACEMENT | N/A | USD/teraBtu | us | us | 787835250.5312
commercial air conditioning | High Efficiency Commercial Air Source Heat Pump - Cooling (with flex cost) | 2038 | INSTALLATION | NEW | N/A | USD/teraBtu | us | us | 17120356719.0947
commercial air conditioning | High Efficiency Commercial Air Source Heat Pump - Cooling (with flex cost) | 2039 | CAPITAL | NEW | N/A | USD/teraBtu | us | us | 117110304989.505
commercial air conditioning | High Efficiency Commercial Air Source Heat Pump - Cooling (with flex cost) | 2039 | CAPITAL | REPLACEMENT | N/A | USD/teraBtu | us | us | 117110304989.505
commercial air conditioning | High Efficiency Commercial Air Source Heat Pump - Cooling (with flex cost) | 2039 | FIXED_OM | NEW | N/A | USD/teraBtu | us | us | 787835250.5312
commercial air conditioning | High Efficiency Commercial Air Source Heat Pump - Cooling (with flex cost) | 2039 | FIXED_OM | REPLACEMENT | N/A | USD/teraBtu | us | us | 787835250.5312
commercial air conditioning | High Efficiency Commercial Air Source Heat Pump - Cooling (with flex cost) | 2039 | INSTALLATION | NEW | N/A | USD/teraBtu | us | us | 17120356719.0947
commercial air conditioning | High Efficiency Commercial Air Source Heat Pump - Cooling (with flex cost) | 2040 | CAPITAL | NEW | N/A | USD/teraBtu | us | us | 117110304989.505
commercial air conditioning | High Efficiency Commercial Air Source Heat Pump - Cooling (with flex cost) | 2040 | CAPITAL | REPLACEMENT | N/A | USD/teraBtu | us | us | 117110304989.505
commercial air conditioning | High Efficiency Commercial Air Source Heat Pump - Cooling (with flex cost) | 2040 | FIXED_OM | NEW | N/A | USD/teraBtu | us | us | 787835250.5312
commercial air conditioning | High Efficiency Commercial Air Source Heat Pump - Cooling (with flex cost) | 2040 | FIXED_OM | REPLACEMENT | N/A | USD/teraBtu | us | us | 787835250.5312
commercial air conditioning | High Efficiency Commercial Air Source Heat Pump - Cooling (with flex cost) | 2040 | INSTALLATION | NEW | N/A | USD/teraBtu | us | us | 17120356719.0947
commercial air conditioning | High Efficiency Commercial Air Source Heat Pump - Cooling (with flex cost) | 2041 | CAPITAL | NEW | N/A | USD/teraBtu | us | us | 117110304989.505
commercial air conditioning | High Efficiency Commercial Air Source Heat Pump - Cooling (with flex cost) | 2041 | CAPITAL | REPLACEMENT | N/A | USD/teraBtu | us | us | 117110304989.505
commercial air conditioning | High Efficiency Commercial Air Source Heat Pump - Cooling (with flex cost) | 2041 | FIXED_OM | NEW | N/A | USD/teraBtu | us | us | 787835250.5312
commercial air conditioning | High Efficiency Commercial Air Source Heat Pump - Cooling (with flex cost) | 2041 | FIXED_OM | REPLACEMENT | N/A | USD/teraBtu | us | us | 787835250.5312
commercial air conditioning | High Efficiency Commercial Air Source Heat Pump - Cooling (with flex cost) | 2041 | INSTALLATION | NEW | N/A | USD/teraBtu | us | us | 17120356719.0947
commercial air conditioning | High Efficiency Commercial Air Source Heat Pump - Cooling (with flex cost) | 2042 | CAPITAL | NEW | N/A | USD/teraBtu | us | us | 117110304989.505
commercial air conditioning | High Efficiency Commercial Air Source Heat Pump - Cooling (with flex cost) | 2042 | CAPITAL | REPLACEMENT | N/A | USD/teraBtu | us | us | 117110304989.505
commercial air conditioning | High Efficiency Commercial Air Source Heat Pump - Cooling (with flex cost) | 2042 | FIXED_OM | NEW | N/A | USD/teraBtu | us | us | 787835250.5312
commercial air conditioning | High Efficiency Commercial Air Source Heat Pump - Cooling (with flex cost) | 2042 | FIXED_OM | REPLACEMENT | N/A | USD/teraBtu | us | us | 787835250.5312
commercial air conditioning | High Efficiency Commercial Air Source Heat Pump - Cooling (with flex cost) | 2042 | INSTALLATION | NEW | N/A | USD/teraBtu | us | us | 17120356719.0947
commercial air conditioning | High Efficiency Commercial Air Source Heat Pump - Cooling (with flex cost) | 2043 | CAPITAL | NEW | N/A | USD/teraBtu | us | us | 117110304989.505
commercial air conditioning | High Efficiency Commercial Air Source Heat Pump - Cooling (with flex cost) | 2043 | CAPITAL | REPLACEMENT | N/A | USD/teraBtu | us | us | 117110304989.505
commercial air conditioning | High Efficiency Commercial Air Source Heat Pump - Cooling (with flex cost) | 2043 | FIXED_OM | NEW | N/A | USD/teraBtu | us | us | 787835250.5312
commercial air conditioning | High Efficiency Commercial Air Source Heat Pump - Cooling (with flex cost) | 2043 | FIXED_OM | REPLACEMENT | N/A | USD/teraBtu | us | us | 787835250.5312
commercial air conditioning | High Efficiency Commercial Air Source Heat Pump - Cooling (with flex cost) | 2043 | INSTALLATION | NEW | N/A | USD/teraBtu | us | us | 17120356719.0947
commercial air conditioning | High Efficiency Commercial Air Source Heat Pump - Cooling (with flex cost) | 2044 | CAPITAL | NEW | N/A | USD/teraBtu | us | us | 117110304989.505
commercial air conditioning | High Efficiency Commercial Air Source Heat Pump - Cooling (with flex cost) | 2044 | CAPITAL | REPLACEMENT | N/A | USD/teraBtu | us | us | 117110304989.505
commercial air conditioning | High Efficiency Commercial Air Source Heat Pump - Cooling (with flex cost) | 2044 | FIXED_OM | NEW | N/A | USD/teraBtu | us | us | 787835250.5312
commercial air conditioning | High Efficiency Commercial Air Source Heat Pump - Cooling (with flex cost) | 2044 | FIXED_OM | REPLACEMENT | N/A | USD/teraBtu | us | us | 787835250.5312
commercial air conditioning | High Efficiency Commercial Air Source Heat Pump - Cooling (with flex cost) | 2044 | INSTALLATION | NEW | N/A | USD/teraBtu | us | us | 17120356719.0947
commercial air conditioning | High Efficiency Commercial Air Source Heat Pump - Cooling (with flex cost) | 2045 | CAPITAL | NEW | N/A | USD/teraBtu | us | us | 117110304989.505
commercial air conditioning | High Efficiency Commercial Air Source Heat Pump - Cooling (with flex cost) | 2045 | CAPITAL | REPLACEMENT | N/A | USD/teraBtu | us | us | 117110304989.505
commercial air conditioning | High Efficiency Commercial Air Source Heat Pump - Cooling (with flex cost) | 2045 | FIXED_OM | NEW | N/A | USD/teraBtu | us | us | 787835250.5312
commercial air conditioning | High Efficiency Commercial Air Source Heat Pump - Cooling (with flex cost) | 2045 | FIXED_OM | REPLACEMENT | N/A | USD/teraBtu | us | us | 787835250.5312
commercial air conditioning | High Efficiency Commercial Air Source Heat Pump - Cooling (with flex cost) | 2045 | INSTALLATION | NEW | N/A | USD/teraBtu | us | us | 17120356719.0947
commercial air conditioning | High Efficiency Commercial Air Source Heat Pump - Cooling (with flex cost) | 2046 | CAPITAL | NEW | N/A | USD/teraBtu | us | us | 117110304989.505
commercial air conditioning | High Efficiency Commercial Air Source Heat Pump - Cooling (with flex cost) | 2046 | CAPITAL | REPLACEMENT | N/A | USD/teraBtu | us | us | 117110304989.505
commercial air conditioning | High Efficiency Commercial Air Source Heat Pump - Cooling (with flex cost) | 2046 | FIXED_OM | NEW | N/A | USD/teraBtu | us | us | 787835250.5312
commercial air conditioning | High Efficiency Commercial Air Source Heat Pump - Cooling (with flex cost) | 2046 | FIXED_OM | REPLACEMENT | N/A | USD/teraBtu | us | us | 787835250.5312
commercial air conditioning | High Efficiency Commercial Air Source Heat Pump - Cooling (with flex cost) | 2046 | INSTALLATION | NEW | N/A | USD/teraBtu | us | us | 17120356719.0947
commercial air conditioning | High Efficiency Commercial Air Source Heat Pump - Cooling (with flex cost) | 2047 | CAPITAL | NEW | N/A | USD/teraBtu | us | us | 117110304989.505
commercial air conditioning | High Efficiency Commercial Air Source Heat Pump - Cooling (with flex cost) | 2047 | CAPITAL | REPLACEMENT | N/A | USD/teraBtu | us | us | 117110304989.505
commercial air conditioning | High Efficiency Commercial Air Source Heat Pump - Cooling (with flex cost) | 2047 | FIXED_OM | NEW | N/A | USD/teraBtu | us | us | 787835250.5312
commercial air conditioning | High Efficiency Commercial Air Source Heat Pump - Cooling (with flex cost) | 2047 | FIXED_OM | REPLACEMENT | N/A | USD/teraBtu | us | us | 787835250.5312
commercial air conditioning | High Efficiency Commercial Air Source Heat Pump - Cooling (with flex cost) | 2047 | INSTALLATION | NEW | N/A | USD/teraBtu | us | us | 17120356719.0947
commercial air conditioning | High Efficiency Commercial Air Source Heat Pump - Cooling (with flex cost) | 2048 | CAPITAL | NEW | N/A | USD/teraBtu | us | us | 117110304989.505
commercial air conditioning | High Efficiency Commercial Air Source Heat Pump - Cooling (with flex cost) | 2048 | CAPITAL | REPLACEMENT | N/A | USD/teraBtu | us | us | 117110304989.505
commercial air conditioning | High Efficiency Commercial Air Source Heat Pump - Cooling (with flex cost) | 2048 | FIXED_OM | NEW | N/A | USD/teraBtu | us | us | 787835250.5312
commercial air conditioning | High Efficiency Commercial Air Source Heat Pump - Cooling (with flex cost) | 2048 | FIXED_OM | REPLACEMENT | N/A | USD/teraBtu | us | us | 787835250.5312
commercial air conditioning | High Efficiency Commercial Air Source Heat Pump - Cooling (with flex cost) | 2048 | INSTALLATION | NEW | N/A | USD/teraBtu | us | us | 17120356719.0947
commercial air conditioning | High Efficiency Commercial Air Source Heat Pump - Cooling (with flex cost) | 2049 | CAPITAL | NEW | N/A | USD/teraBtu | us | us | 117110304989.505
commercial air conditioning | High Efficiency Commercial Air Source Heat Pump - Cooling (with flex cost) | 2049 | CAPITAL | REPLACEMENT | N/A | USD/teraBtu | us | us | 117110304989.505
commercial air conditioning | High Efficiency Commercial Air Source Heat Pump - Cooling (with flex cost) | 2049 | FIXED_OM | NEW | N/A | USD/teraBtu | us | us | 787835250.5312
commercial air conditioning | High Efficiency Commercial Air Source Heat Pump - Cooling (with flex cost) | 2049 | FIXED_OM | REPLACEMENT | N/A | USD/teraBtu | us | us | 787835250.5312
commercial air conditioning | High Efficiency Commercial Air Source Heat Pump - Cooling (with flex cost) | 2049 | INSTALLATION | NEW | N/A | USD/teraBtu | us | us | 17120356719.0947
commercial air conditioning | High Efficiency Commercial Air Source Heat Pump - Cooling (with flex cost) | 2050 | CAPITAL | NEW | N/A | USD/teraBtu | us | us | 117110304989.505
commercial air conditioning | High Efficiency Commercial Air Source Heat Pump - Cooling (with flex cost) | 2050 | CAPITAL | REPLACEMENT | N/A | USD/teraBtu | us | us | 117110304989.505
commercial air conditioning | High Efficiency Commercial Air Source Heat Pump - Cooling (with flex cost) | 2050 | FIXED_OM | NEW | N/A | USD/teraBtu | us | us | 787835250.5312
commercial air conditioning | High Efficiency Commercial Air Source Heat Pump - Cooling (with flex cost) | 2050 | FIXED_OM | REPLACEMENT | N/A | USD/teraBtu | us | us | 787835250.5312
commercial air conditioning | High Efficiency Commercial Air Source Heat Pump - Cooling (with flex cost) | 2050 | INSTALLATION | NEW | N/A | USD/teraBtu | us | us | 17120356719.0947
commercial air conditioning | High Efficiency Commercial Central Air Conditioner | 2020 | CAPITAL | NEW | N/A | USD/teraBtu | us | us | 142024722034.538
commercial air conditioning | High Efficiency Commercial Central Air Conditioner | 2020 | CAPITAL | REPLACEMENT | N/A | USD/teraBtu | us | us | 142024722034.538
commercial air conditioning | High Efficiency Commercial Central Air Conditioner | 2020 | FIXED_OM | NEW | N/A | USD/teraBtu | us | us | 2261676705.6066
commercial air conditioning | High Efficiency Commercial Central Air Conditioner | 2020 | FIXED_OM | REPLACEMENT | N/A | USD/teraBtu | us | us | 2261676705.6066
commercial air conditioning | High Efficiency Commercial Central Air Conditioner | 2020 | INSTALLATION | NEW | N/A | USD/teraBtu | us | us | 142024722034.538
commercial air conditioning | High Efficiency Commercial Central Air Conditioner | 2020 | INSTALLATION | REPLACEMENT | N/A | USD/teraBtu | us | us | 142024722034.538
commercial air conditioning | High Efficiency Commercial Central Air Conditioner | 2021 | CAPITAL | NEW | N/A | USD/teraBtu | us | us | 142024722034.538
commercial air conditioning | High Efficiency Commercial Central Air Conditioner | 2021 | CAPITAL | REPLACEMENT | N/A | USD/teraBtu | us | us | 142024722034.538
commercial air conditioning | High Efficiency Commercial Central Air Conditioner | 2021 | FIXED_OM | NEW | N/A | USD/teraBtu | us | us | 2261676705.6066
commercial air conditioning | High Efficiency Commercial Central Air Conditioner | 2021 | FIXED_OM | REPLACEMENT | N/A | USD/teraBtu | us | us | 2261676705.6066
commercial air conditioning | High Efficiency Commercial Central Air Conditioner | 2021 | INSTALLATION | NEW | N/A | USD/teraBtu | us | us | 142024722034.538
commercial air conditioning | High Efficiency Commercial Central Air Conditioner | 2021 | INSTALLATION | REPLACEMENT | N/A | USD/teraBtu | us | us | 142024722034.538
commercial air conditioning | High Efficiency Commercial Central Air Conditioner | 2022 | CAPITAL | NEW | N/A | USD/teraBtu | us | us | 142024722034.538
commercial air conditioning | High Efficiency Commercial Central Air Conditioner | 2022 | CAPITAL | REPLACEMENT | N/A | USD/teraBtu | us | us | 142024722034.538
commercial air conditioning | High Efficiency Commercial Central Air Conditioner | 2022 | FIXED_OM | NEW | N/A | USD/teraBtu | us | us | 2261676705.6066
commercial air conditioning | High Efficiency Commercial Central Air Conditioner | 2022 | FIXED_OM | REPLACEMENT | N/A | USD/teraBtu | us | us | 2261676705.6066
commercial air conditioning | High Efficiency Commercial Central Air Conditioner | 2022 | INSTALLATION | NEW | N/A | USD/teraBtu | us | us | 142024722034.538
commercial air conditioning | High Efficiency Commercial Central Air Conditioner | 2022 | INSTALLATION | REPLACEMENT | N/A | USD/teraBtu | us | us | 142024722034.538
commercial air conditioning | High Efficiency Commercial Central Air Conditioner | 2023 | CAPITAL | NEW | N/A | USD/teraBtu | us | us | 142024722034.538
commercial air conditioning | High Efficiency Commercial Central Air Conditioner | 2023 | CAPITAL | REPLACEMENT | N/A | USD/teraBtu | us | us | 142024722034.538
commercial air conditioning | High Efficiency Commercial Central Air Conditioner | 2023 | FIXED_OM | NEW | N/A | USD/teraBtu | us | us | 2261676705.6066
commercial air conditioning | High Efficiency Commercial Central Air Conditioner | 2023 | FIXED_OM | REPLACEMENT | N/A | USD/teraBtu | us | us | 2261676705.6066
commercial air conditioning | High Efficiency Commercial Central Air Conditioner | 2023 | INSTALLATION | NEW | N/A | USD/teraBtu | us | us | 142024722034.538
commercial air conditioning | High Efficiency Commercial Central Air Conditioner | 2023 | INSTALLATION | REPLACEMENT | N/A | USD/teraBtu | us | us | 142024722034.538
commercial air conditioning | High Efficiency Commercial Central Air Conditioner | 2024 | CAPITAL | NEW | N/A | USD/teraBtu | us | us | 142024722034.538
commercial air conditioning | High Efficiency Commercial Central Air Conditioner | 2024 | CAPITAL | REPLACEMENT | N/A | USD/teraBtu | us | us | 142024722034.538
commercial air conditioning | High Efficiency Commercial Central Air Conditioner | 2024 | FIXED_OM | NEW | N/A | USD/teraBtu | us | us | 2261676705.6066
commercial air conditioning | High Efficiency Commercial Central Air Conditioner | 2024 | FIXED_OM | REPLACEMENT | N/A | USD/teraBtu | us | us | 2261676705.6066
commercial air conditioning | High Efficiency Commercial Central Air Conditioner | 2024 | INSTALLATION | NEW | N/A | USD/teraBtu | us | us | 142024722034.538
commercial air conditioning | High Efficiency Commercial Central Air Conditioner | 2024 | INSTALLATION | REPLACEMENT | N/A | USD/teraBtu | us | us | 142024722034.538
commercial air conditioning | High Efficiency Commercial Central Air Conditioner | 2025 | CAPITAL | NEW | N/A | USD/teraBtu | us | us | 142024722034.538
commercial air conditioning | High Efficiency Commercial Central Air Conditioner | 2025 | CAPITAL | REPLACEMENT | N/A | USD/teraBtu | us | us | 142024722034.538
commercial air conditioning | High Efficiency Commercial Central Air Conditioner | 2025 | FIXED_OM | NEW | N/A | USD/teraBtu | us | us | 2261676705.6066
commercial air conditioning | High Efficiency Commercial Central Air Conditioner | 2025 | FIXED_OM | REPLACEMENT | N/A | USD/teraBtu | us | us | 2261676705.6066
commercial air conditioning | High Efficiency Commercial Central Air Conditioner | 2025 | INSTALLATION | NEW | N/A | USD/teraBtu | us | us | 142024722034.538
commercial air conditioning | High Efficiency Commercial Central Air Conditioner | 2025 | INSTALLATION | REPLACEMENT | N/A | USD/teraBtu | us | us | 142024722034.538
commercial air conditioning | High Efficiency Commercial Central Air Conditioner | 2026 | CAPITAL | NEW | N/A | USD/teraBtu | us | us | 142024722034.538
commercial air conditioning | High Efficiency Commercial Central Air Conditioner | 2026 | CAPITAL | REPLACEMENT | N/A | USD/teraBtu | us | us | 142024722034.538
commercial air conditioning | High Efficiency Commercial Central Air Conditioner | 2026 | FIXED_OM | NEW | N/A | USD/teraBtu | us | us | 2261676705.6066
commercial air conditioning | High Efficiency Commercial Central Air Conditioner | 2026 | FIXED_OM | REPLACEMENT | N/A | USD/teraBtu | us | us | 2261676705.6066
commercial air conditioning | High Efficiency Commercial Central Air Conditioner | 2026 | INSTALLATION | NEW | N/A | USD/teraBtu | us | us | 142024722034.538
commercial air conditioning | High Efficiency Commercial Central Air Conditioner | 2026 | INSTALLATION | REPLACEMENT | N/A | USD/teraBtu | us | us | 142024722034.538
commercial air conditioning | High Efficiency Commercial Central Air Conditioner | 2027 | CAPITAL | NEW | N/A | USD/teraBtu | us | us | 142024722034.538
commercial air conditioning | High Efficiency Commercial Central Air Conditioner | 2027 | CAPITAL | REPLACEMENT | N/A | USD/teraBtu | us | us | 142024722034.538
commercial air conditioning | High Efficiency Commercial Central Air Conditioner | 2027 | FIXED_OM | NEW | N/A | USD/teraBtu | us | us | 2261676705.6066
commercial air conditioning | High Efficiency Commercial Central Air Conditioner | 2027 | FIXED_OM | REPLACEMENT | N/A | USD/teraBtu | us | us | 2261676705.6066
commercial air conditioning | High Efficiency Commercial Central Air Conditioner | 2027 | INSTALLATION | NEW | N/A | USD/teraBtu | us | us | 142024722034.538
commercial air conditioning | High Efficiency Commercial Central Air Conditioner | 2027 | INSTALLATION | REPLACEMENT | N/A | USD/teraBtu | us | us | 142024722034.538
commercial air conditioning | High Efficiency Commercial Central Air Conditioner | 2028 | CAPITAL | NEW | N/A | USD/teraBtu | us | us | 142024722034.538
commercial air conditioning | High Efficiency Commercial Central Air Conditioner | 2028 | CAPITAL | REPLACEMENT | N/A | USD/teraBtu | us | us | 142024722034.538
commercial air conditioning | High Efficiency Commercial Central Air Conditioner | 2028 | FIXED_OM | NEW | N/A | USD/teraBtu | us | us | 2261676705.6066
commercial air conditioning | High Efficiency Commercial Central Air Conditioner | 2028 | FIXED_OM | REPLACEMENT | N/A | USD/teraBtu | us | us | 2261676705.6066
commercial air conditioning | High Efficiency Commercial Central Air Conditioner | 2028 | INSTALLATION | NEW | N/A | USD/teraBtu | us | us | 142024722034.538
commercial air conditioning | High Efficiency Commercial Central Air Conditioner | 2028 | INSTALLATION | REPLACEMENT | N/A | USD/teraBtu | us | us | 142024722034.538
commercial air conditioning | High Efficiency Commercial Central Air Conditioner | 2029 | CAPITAL | NEW | N/A | USD/teraBtu | us | us | 142024722034.538
commercial air conditioning | High Efficiency Commercial Central Air Conditioner | 2029 | CAPITAL | REPLACEMENT | N/A | USD/teraBtu | us | us | 142024722034.538
commercial air conditioning | High Efficiency Commercial Central Air Conditioner | 2029 | FIXED_OM | NEW | N/A | USD/teraBtu | us | us | 2261676705.6066
commercial air conditioning | High Efficiency Commercial Central Air Conditioner | 2029 | FIXED_OM | REPLACEMENT | N/A | USD/teraBtu | us | us | 2261676705.6066
commercial air conditioning | High Efficiency Commercial Central Air Conditioner | 2029 | INSTALLATION | NEW | N/A | USD/teraBtu | us | us | 142024722034.538
commercial air conditioning | High Efficiency Commercial Central Air Conditioner | 2029 | INSTALLATION | REPLACEMENT | N/A | USD/teraBtu | us | us | 142024722034.538
commercial air conditioning | High Efficiency Commercial Central Air Conditioner | 2030 | CAPITAL | NEW | N/A | USD/teraBtu | us | us | 142024722034.538
commercial air conditioning | High Efficiency Commercial Central Air Conditioner | 2030 | CAPITAL | REPLACEMENT | N/A | USD/teraBtu | us | us | 142024722034.538
commercial air conditioning | High Efficiency Commercial Central Air Conditioner | 2030 | FIXED_OM | NEW | N/A | USD/teraBtu | us | us | 2261676705.6066
commercial air conditioning | High Efficiency Commercial Central Air Conditioner | 2030 | FIXED_OM | REPLACEMENT | N/A | USD/teraBtu | us | us | 2261676705.6066
commercial air conditioning | High Efficiency Commercial Central Air Conditioner | 2030 | INSTALLATION | NEW | N/A | USD/teraBtu | us | us | 142024722034.538
commercial air conditioning | High Efficiency Commercial Central Air Conditioner | 2030 | INSTALLATION | REPLACEMENT | N/A | USD/teraBtu | us | us | 142024722034.538
commercial air conditioning | High Efficiency Commercial Central Air Conditioner | 2031 | CAPITAL | NEW | N/A | USD/teraBtu | us | us | 142024722034.538
commercial air conditioning | High Efficiency Commercial Central Air Conditioner | 2031 | CAPITAL | REPLACEMENT | N/A | USD/teraBtu | us | us | 142024722034.538
commercial air conditioning | High Efficiency Commercial Central Air Conditioner | 2031 | FIXED_OM | NEW | N/A | USD/teraBtu | us | us | 2261676705.6066
commercial air conditioning | High Efficiency Commercial Central Air Conditioner | 2031 | FIXED_OM | REPLACEMENT | N/A | USD/teraBtu | us | us | 2261676705.6066
commercial air conditioning | High Efficiency Commercial Central Air Conditioner | 2031 | INSTALLATION | NEW | N/A | USD/teraBtu | us | us | 142024722034.538
commercial air conditioning | High Efficiency Commercial Central Air Conditioner | 2031 | INSTALLATION | REPLACEMENT | N/A | USD/teraBtu | us | us | 142024722034.538
commercial air conditioning | High Efficiency Commercial Central Air Conditioner | 2032 | CAPITAL | NEW | N/A | USD/teraBtu | us | us | 142024722034.538
commercial air conditioning | High Efficiency Commercial Central Air Conditioner | 2032 | CAPITAL | REPLACEMENT | N/A | USD/teraBtu | us | us | 142024722034.538
commercial air conditioning | High Efficiency Commercial Central Air Conditioner | 2032 | FIXED_OM | NEW | N/A | USD/teraBtu | us | us | 2261676705.6066
commercial air conditioning | High Efficiency Commercial Central Air Conditioner | 2032 | FIXED_OM | REPLACEMENT | N/A | USD/teraBtu | us | us | 2261676705.6066
commercial air conditioning | High Efficiency Commercial Central Air Conditioner | 2032 | INSTALLATION | NEW | N/A | USD/teraBtu | us | us | 142024722034.538
commercial air conditioning | High Efficiency Commercial Central Air Conditioner | 2032 | INSTALLATION | REPLACEMENT | N/A | USD/teraBtu | us | us | 142024722034.538
commercial air conditioning | High Efficiency Commercial Central Air Conditioner | 2033 | CAPITAL | NEW | N/A | USD/teraBtu | us | us | 142024722034.538
commercial air conditioning | High Efficiency Commercial Central Air Conditioner | 2033 | CAPITAL | REPLACEMENT | N/A | USD/teraBtu | us | us | 142024722034.538
commercial air conditioning | High Efficiency Commercial Central Air Conditioner | 2033 | FIXED_OM | NEW | N/A | USD/teraBtu | us | us | 2261676705.6066
commercial air conditioning | High Efficiency Commercial Central Air Conditioner | 2033 | FIXED_OM | REPLACEMENT | N/A | USD/teraBtu | us | us | 2261676705.6066
commercial air conditioning | High Efficiency Commercial Central Air Conditioner | 2033 | INSTALLATION | NEW | N/A | USD/teraBtu | us | us | 142024722034.538
commercial air conditioning | High Efficiency Commercial Central Air Conditioner | 2033 | INSTALLATION | REPLACEMENT | N/A | USD/teraBtu | us | us | 142024722034.538
commercial air conditioning | High Efficiency Commercial Central Air Conditioner | 2034 | CAPITAL | NEW | N/A | USD/teraBtu | us | us | 142024722034.538
commercial air conditioning | High Efficiency Commercial Central Air Conditioner | 2034 | CAPITAL | REPLACEMENT | N/A | USD/teraBtu | us | us | 142024722034.538
commercial air conditioning | High Efficiency Commercial Central Air Conditioner | 2034 | FIXED_OM | NEW | N/A | USD/teraBtu | us | us | 2261676705.6066
commercial air conditioning | High Efficiency Commercial Central Air Conditioner | 2034 | FIXED_OM | REPLACEMENT | N/A | USD/teraBtu | us | us | 2261676705.6066
commercial air conditioning | High Efficiency Commercial Central Air Conditioner | 2034 | INSTALLATION | NEW | N/A | USD/teraBtu | us | us | 142024722034.538
commercial air conditioning | High Efficiency Commercial Central Air Conditioner | 2034 | INSTALLATION | REPLACEMENT | N/A | USD/teraBtu | us | us | 142024722034.538
commercial air conditioning | High Efficiency Commercial Central Air Conditioner | 2035 | CAPITAL | NEW | N/A | USD/teraBtu | us | us | 142024722034.538
commercial air conditioning | High Efficiency Commercial Central Air Conditioner | 2035 | CAPITAL | REPLACEMENT | N/A | USD/teraBtu | us | us | 142024722034.538
commercial air conditioning | High Efficiency Commercial Central Air Conditioner | 2035 | FIXED_OM | NEW | N/A | USD/teraBtu | us | us | 2261676705.6066
commercial air conditioning | High Efficiency Commercial Central Air Conditioner | 2035 | FIXED_OM | REPLACEMENT | N/A | USD/teraBtu | us | us | 2261676705.6066
commercial air conditioning | High Efficiency Commercial Central Air Conditioner | 2035 | INSTALLATION | NEW | N/A | USD/teraBtu | us | us | 142024722034.538
commercial air conditioning | High Efficiency Commercial Central Air Conditioner | 2035 | INSTALLATION | REPLACEMENT | N/A | USD/teraBtu | us | us | 142024722034.538
commercial air conditioning | High Efficiency Commercial Central Air Conditioner | 2036 | CAPITAL | NEW | N/A | USD/teraBtu | us | us | 142024722034.538
commercial air conditioning | High Efficiency Commercial Central Air Conditioner | 2036 | CAPITAL | REPLACEMENT | N/A | USD/teraBtu | us | us | 142024722034.538
commercial air conditioning | High Efficiency Commercial Central Air Conditioner | 2036 | FIXED_OM | NEW | N/A | USD/teraBtu | us | us | 2261676705.6066
commercial air conditioning | High Efficiency Commercial Central Air Conditioner | 2036 | FIXED_OM | REPLACEMENT | N/A | USD/teraBtu | us | us | 2261676705.6066
commercial air conditioning | High Efficiency Commercial Central Air Conditioner | 2036 | INSTALLATION | NEW | N/A | USD/teraBtu | us | us | 142024722034.538
commercial air conditioning | High Efficiency Commercial Central Air Conditioner | 2036 | INSTALLATION | REPLACEMENT | N/A | USD/teraBtu | us | us | 142024722034.538
commercial air conditioning | High Efficiency Commercial Central Air Conditioner | 2037 | CAPITAL | NEW | N/A | USD/teraBtu | us | us | 142024722034.538
commercial air conditioning | High Efficiency Commercial Central Air Conditioner | 2037 | CAPITAL | REPLACEMENT | N/A | USD/teraBtu | us | us | 142024722034.538
commercial air conditioning | High Efficiency Commercial Central Air Conditioner | 2037 | FIXED_OM | NEW | N/A | USD/teraBtu | us | us | 2261676705.6066
commercial air conditioning | High Efficiency Commercial Central Air Conditioner | 2037 | FIXED_OM | REPLACEMENT | N/A | USD/teraBtu | us | us | 2261676705.6066
commercial air conditioning | High Efficiency Commercial Central Air Conditioner | 2037 | INSTALLATION | NEW | N/A | USD/teraBtu | us | us | 142024722034.538
commercial air conditioning | High Efficiency Commercial Central Air Conditioner | 2037 | INSTALLATION | REPLACEMENT | N/A | USD/teraBtu | us | us | 142024722034.538
commercial air conditioning | High Efficiency Commercial Central Air Conditioner | 2038 | CAPITAL | NEW | N/A | USD/teraBtu | us | us | 142024722034.538
commercial air conditioning | High Efficiency Commercial Central Air Conditioner | 2038 | CAPITAL | REPLACEMENT | N/A | USD/teraBtu | us | us | 142024722034.538
commercial air conditioning | High Efficiency Commercial Central Air Conditioner | 2038 | FIXED_OM | NEW | N/A | USD/teraBtu | us | us | 2261676705.6066
commercial air conditioning | High Efficiency Commercial Central Air Conditioner | 2038 | FIXED_OM | REPLACEMENT | N/A | USD/teraBtu | us | us | 2261676705.6066
commercial air conditioning | High Efficiency Commercial Central Air Conditioner | 2038 | INSTALLATION | NEW | N/A | USD/teraBtu | us | us | 142024722034.538
commercial air conditioning | High Efficiency Commercial Central Air Conditioner | 2038 | INSTALLATION | REPLACEMENT | N/A | USD/teraBtu | us | us | 142024722034.538
commercial air conditioning | High Efficiency Commercial Central Air Conditioner | 2039 | CAPITAL | NEW | N/A | USD/teraBtu | us | us | 142024722034.538
commercial air conditioning | High Efficiency Commercial Central Air Conditioner | 2039 | CAPITAL | REPLACEMENT | N/A | USD/teraBtu | us | us | 142024722034.538
commercial air conditioning | High Efficiency Commercial Central Air Conditioner | 2039 | FIXED_OM | NEW | N/A | USD/teraBtu | us | us | 2261676705.6066
commercial air conditioning | High Efficiency Commercial Central Air Conditioner | 2039 | FIXED_OM | REPLACEMENT | N/A | USD/teraBtu | us | us | 2261676705.6066
commercial air conditioning | High Efficiency Commercial Central Air Conditioner | 2039 | INSTALLATION | NEW | N/A | USD/teraBtu | us | us | 142024722034.538
commercial air conditioning | High Efficiency Commercial Central Air Conditioner | 2039 | INSTALLATION | REPLACEMENT | N/A | USD/teraBtu | us | us | 142024722034.538
commercial air conditioning | High Efficiency Commercial Central Air Conditioner | 2040 | CAPITAL | NEW | N/A | USD/teraBtu | us | us | 142024722034.538
commercial air conditioning | High Efficiency Commercial Central Air Conditioner | 2040 | CAPITAL | REPLACEMENT | N/A | USD/teraBtu | us | us | 142024722034.538
commercial air conditioning | High Efficiency Commercial Central Air Conditioner | 2040 | FIXED_OM | NEW | N/A | USD/teraBtu | us | us | 2261676705.6066
commercial air conditioning | High Efficiency Commercial Central Air Conditioner | 2040 | FIXED_OM | REPLACEMENT | N/A | USD/teraBtu | us | us | 2261676705.6066
commercial air conditioning | High Efficiency Commercial Central Air Conditioner | 2040 | INSTALLATION | NEW | N/A | USD/teraBtu | us | us | 142024722034.538
commercial air conditioning | High Efficiency Commercial Central Air Conditioner | 2040 | INSTALLATION | REPLACEMENT | N/A | USD/teraBtu | us | us | 142024722034.538
commercial air conditioning | High Efficiency Commercial Central Air Conditioner | 2041 | CAPITAL | NEW | N/A | USD/teraBtu | us | us | 142024722034.538
commercial air conditioning | High Efficiency Commercial Central Air Conditioner | 2041 | CAPITAL | REPLACEMENT | N/A | USD/teraBtu | us | us | 142024722034.538
commercial air conditioning | High Efficiency Commercial Central Air Conditioner | 2041 | FIXED_OM | NEW | N/A | USD/teraBtu | us | us | 2261676705.6066
commercial air conditioning | High Efficiency Commercial Central Air Conditioner | 2041 | FIXED_OM | REPLACEMENT | N/A | USD/teraBtu | us | us | 2261676705.6066
commercial air conditioning | High Efficiency Commercial Central Air Conditioner | 2041 | INSTALLATION | NEW | N/A | USD/teraBtu | us | us | 142024722034.538
commercial air conditioning | High Efficiency Commercial Central Air Conditioner | 2041 | INSTALLATION | REPLACEMENT | N/A | USD/teraBtu | us | us | 142024722034.538
commercial air conditioning | High Efficiency Commercial Central Air Conditioner | 2042 | CAPITAL | NEW | N/A | USD/teraBtu | us | us | 142024722034.538
commercial air conditioning | High Efficiency Commercial Central Air Conditioner | 2042 | CAPITAL | REPLACEMENT | N/A | USD/teraBtu | us | us | 142024722034.538
commercial air conditioning | High Efficiency Commercial Central Air Conditioner | 2042 | FIXED_OM | NEW | N/A | USD/teraBtu | us | us | 2261676705.6066
commercial air conditioning | High Efficiency Commercial Central Air Conditioner | 2042 | FIXED_OM | REPLACEMENT | N/A | USD/teraBtu | us | us | 2261676705.6066
commercial air conditioning | High Efficiency Commercial Central Air Conditioner | 2042 | INSTALLATION | NEW | N/A | USD/teraBtu | us | us | 142024722034.538
commercial air conditioning | High Efficiency Commercial Central Air Conditioner | 2042 | INSTALLATION | REPLACEMENT | N/A | USD/teraBtu | us | us | 142024722034.538
commercial air conditioning | High Efficiency Commercial Central Air Conditioner | 2043 | CAPITAL | NEW | N/A | USD/teraBtu | us | us | 142024722034.538
commercial air conditioning | High Efficiency Commercial Central Air Conditioner | 2043 | CAPITAL | REPLACEMENT | N/A | USD/teraBtu | us | us | 142024722034.538
commercial air conditioning | High Efficiency Commercial Central Air Conditioner | 2043 | FIXED_OM | NEW | N/A | USD/teraBtu | us | us | 2261676705.6066
commercial air conditioning | High Efficiency Commercial Central Air Conditioner | 2043 | FIXED_OM | REPLACEMENT | N/A | USD/teraBtu | us | us | 2261676705.6066
commercial air conditioning | High Efficiency Commercial Central Air Conditioner | 2043 | INSTALLATION | NEW | N/A | USD/teraBtu | us | us | 142024722034.538
commercial air conditioning | High Efficiency Commercial Central Air Conditioner | 2043 | INSTALLATION | REPLACEMENT | N/A | USD/teraBtu | us | us | 142024722034.538
commercial air conditioning | High Efficiency Commercial Central Air Conditioner | 2044 | CAPITAL | NEW | N/A | USD/teraBtu | us | us | 142024722034.538
commercial air conditioning | High Efficiency Commercial Central Air Conditioner | 2044 | CAPITAL | REPLACEMENT | N/A | USD/teraBtu | us | us | 142024722034.538
commercial air conditioning | High Efficiency Commercial Central Air Conditioner | 2044 | FIXED_OM | NEW | N/A | USD/teraBtu | us | us | 2261676705.6066
commercial air conditioning | High Efficiency Commercial Central Air Conditioner | 2044 | FIXED_OM | REPLACEMENT | N/A | USD/teraBtu | us | us | 2261676705.6066
commercial air conditioning | High Efficiency Commercial Central Air Conditioner | 2044 | INSTALLATION | NEW | N/A | USD/teraBtu | us | us | 142024722034.538
commercial air conditioning | High Efficiency Commercial Central Air Conditioner | 2044 | INSTALLATION | REPLACEMENT | N/A | USD/teraBtu | us | us | 142024722034.538
commercial air conditioning | High Efficiency Commercial Central Air Conditioner | 2045 | CAPITAL | NEW | N/A | USD/teraBtu | us | us | 142024722034.538
commercial air conditioning | High Efficiency Commercial Central Air Conditioner | 2045 | CAPITAL | REPLACEMENT | N/A | USD/teraBtu | us | us | 142024722034.538
commercial air conditioning | High Efficiency Commercial Central Air Conditioner | 2045 | FIXED_OM | NEW | N/A | USD/teraBtu | us | us | 2261676705.6066
commercial air conditioning | High Efficiency Commercial Central Air Conditioner | 2045 | FIXED_OM | REPLACEMENT | N/A | USD/teraBtu | us | us | 2261676705.6066
commercial air conditioning | High Efficiency Commercial Central Air Conditioner | 2045 | INSTALLATION | NEW | N/A | USD/teraBtu | us | us | 142024722034.538
commercial air conditioning | High Efficiency Commercial Central Air Conditioner | 2045 | INSTALLATION | REPLACEMENT | N/A | USD/teraBtu | us | us | 142024722034.538
commercial air conditioning | High Efficiency Commercial Central Air Conditioner | 2046 | CAPITAL | NEW | N/A | USD/teraBtu | us | us | 142024722034.538
commercial air conditioning | High Efficiency Commercial Central Air Conditioner | 2046 | CAPITAL | REPLACEMENT | N/A | USD/teraBtu | us | us | 142024722034.538
commercial air conditioning | High Efficiency Commercial Central Air Conditioner | 2046 | FIXED_OM | NEW | N/A | USD/teraBtu | us | us | 2261676705.6066
commercial air conditioning | High Efficiency Commercial Central Air Conditioner | 2046 | FIXED_OM | REPLACEMENT | N/A | USD/teraBtu | us | us | 2261676705.6066
commercial air conditioning | High Efficiency Commercial Central Air Conditioner | 2046 | INSTALLATION | NEW | N/A | USD/teraBtu | us | us | 142024722034.538
commercial air conditioning | High Efficiency Commercial Central Air Conditioner | 2046 | INSTALLATION | REPLACEMENT | N/A | USD/teraBtu | us | us | 142024722034.538
commercial air conditioning | High Efficiency Commercial Central Air Conditioner | 2047 | CAPITAL | NEW | N/A | USD/teraBtu | us | us | 142024722034.538
commercial air conditioning | High Efficiency Commercial Central Air Conditioner | 2047 | CAPITAL | REPLACEMENT | N/A | USD/teraBtu | us | us | 142024722034.538
commercial air conditioning | High Efficiency Commercial Central Air Conditioner | 2047 | FIXED_OM | NEW | N/A | USD/teraBtu | us | us | 2261676705.6066
commercial air conditioning | High Efficiency Commercial Central Air Conditioner | 2047 | FIXED_OM | REPLACEMENT | N/A | USD/teraBtu | us | us | 2261676705.6066
commercial air conditioning | High Efficiency Commercial Central Air Conditioner | 2047 | INSTALLATION | NEW | N/A | USD/teraBtu | us | us | 142024722034.538
commercial air conditioning | High Efficiency Commercial Central Air Conditioner | 2047 | INSTALLATION | REPLACEMENT | N/A | USD/teraBtu | us | us | 142024722034.538
commercial air conditioning | High Efficiency Commercial Central Air Conditioner | 2048 | CAPITAL | NEW | N/A | USD/teraBtu | us | us | 142024722034.538
commercial air conditioning | High Efficiency Commercial Central Air Conditioner | 2048 | CAPITAL | REPLACEMENT | N/A | USD/teraBtu | us | us | 142024722034.538
commercial air conditioning | High Efficiency Commercial Central Air Conditioner | 2048 | FIXED_OM | NEW | N/A | USD/teraBtu | us | us | 2261676705.6066
commercial air conditioning | High Efficiency Commercial Central Air Conditioner | 2048 | FIXED_OM | REPLACEMENT | N/A | USD/teraBtu | us | us | 2261676705.6066
commercial air conditioning | High Efficiency Commercial Central Air Conditioner | 2048 | INSTALLATION | NEW | N/A | USD/teraBtu | us | us | 142024722034.538
commercial air conditioning | High Efficiency Commercial Central Air Conditioner | 2048 | INSTALLATION | REPLACEMENT | N/A | USD/teraBtu | us | us | 142024722034.538
commercial air conditioning | High Efficiency Commercial Central Air Conditioner | 2049 | CAPITAL | NEW | N/A | USD/teraBtu | us | us | 142024722034.538
commercial air conditioning | High Efficiency Commercial Central Air Conditioner | 2049 | CAPITAL | REPLACEMENT | N/A | USD/teraBtu | us | us | 142024722034.538
commercial air conditioning | High Efficiency Commercial Central Air Conditioner | 2049 | FIXED_OM | NEW | N/A | USD/teraBtu | us | us | 2261676705.6066
commercial air conditioning | High Efficiency Commercial Central Air Conditioner | 2049 | FIXED_OM | REPLACEMENT | N/A | USD/teraBtu | us | us | 2261676705.6066
commercial air conditioning | High Efficiency Commercial Central Air Conditioner | 2049 | INSTALLATION | NEW | N/A | USD/teraBtu | us | us | 142024722034.538
commercial air conditioning | High Efficiency Commercial Central Air Conditioner | 2049 | INSTALLATION | REPLACEMENT | N/A | USD/teraBtu | us | us | 142024722034.538
commercial air conditioning | High Efficiency Commercial Central Air Conditioner | 2050 | CAPITAL | NEW | N/A | USD/teraBtu | us | us | 142024722034.538
commercial air conditioning | High Efficiency Commercial Central Air Conditioner | 2050 | CAPITAL | REPLACEMENT | N/A | USD/teraBtu | us | us | 142024722034.538
commercial air conditioning | High Efficiency Commercial Central Air Conditioner | 2050 | FIXED_OM | NEW | N/A | USD/teraBtu | us | us | 2261676705.6066
commercial air conditioning | High Efficiency Commercial Central Air Conditioner | 2050 | FIXED_OM | REPLACEMENT | N/A | USD/teraBtu | us | us | 2261676705.6066
commercial air conditioning | High Efficiency Commercial Central Air Conditioner | 2050 | INSTALLATION | NEW | N/A | USD/teraBtu | us | us | 142024722034.538
commercial air conditioning | High Efficiency Commercial Central Air Conditioner | 2050 | INSTALLATION | REPLACEMENT | N/A | USD/teraBtu | us | us | 142024722034.538
commercial air conditioning | High Efficiency Commercial Ground Source Heat Pump - Cooling | 2020 | CAPITAL | NEW | N/A | USD/teraBtu | us | us | 201085568707.014
commercial air conditioning | High Efficiency Commercial Ground Source Heat Pump - Cooling | 2020 | CAPITAL | REPLACEMENT | N/A | USD/teraBtu | us | us | 201085568707.014
commercial air conditioning | High Efficiency Commercial Ground Source Heat Pump - Cooling | 2020 | FIXED_OM | NEW | N/A | USD/teraBtu | us | us | 1677499547.0494
commercial air conditioning | High Efficiency Commercial Ground Source Heat Pump - Cooling | 2020 | FIXED_OM | REPLACEMENT | N/A | USD/teraBtu | us | us | 1677499547.0494
commercial air conditioning | High Efficiency Commercial Ground Source Heat Pump - Cooling | 2020 | INSTALLATION | NEW | N/A | USD/teraBtu | us | us | 105398422020.046
commercial air conditioning | High Efficiency Commercial Ground Source Heat Pump - Cooling | 2020 | INSTALLATION | REPLACEMENT | N/A | USD/teraBtu | us | us | 105398422020.046
commercial air conditioning | High Efficiency Commercial Ground Source Heat Pump - Cooling | 2021 | CAPITAL | NEW | N/A | USD/teraBtu | us | us | 201085568707.014
commercial air conditioning | High Efficiency Commercial Ground Source Heat Pump - Cooling | 2021 | CAPITAL | REPLACEMENT | N/A | USD/teraBtu | us | us | 201085568707.014
commercial air conditioning | High Efficiency Commercial Ground Source Heat Pump - Cooling | 2021 | FIXED_OM | NEW | N/A | USD/teraBtu | us | us | 1677499547.0494
commercial air conditioning | High Efficiency Commercial Ground Source Heat Pump - Cooling | 2021 | FIXED_OM | REPLACEMENT | N/A | USD/teraBtu | us | us | 1677499547.0494
commercial air conditioning | High Efficiency Commercial Ground Source Heat Pump - Cooling | 2021 | INSTALLATION | NEW | N/A | USD/teraBtu | us | us | 105398422020.046
commercial air conditioning | High Efficiency Commercial Ground Source Heat Pump - Cooling | 2021 | INSTALLATION | REPLACEMENT | N/A | USD/teraBtu | us | us | 105398422020.046
commercial air conditioning | High Efficiency Commercial Ground Source Heat Pump - Cooling | 2022 | CAPITAL | NEW | N/A | USD/teraBtu | us | us | 201085568707.014
commercial air conditioning | High Efficiency Commercial Ground Source Heat Pump - Cooling | 2022 | CAPITAL | REPLACEMENT | N/A | USD/teraBtu | us | us | 201085568707.014
commercial air conditioning | High Efficiency Commercial Ground Source Heat Pump - Cooling | 2022 | FIXED_OM | NEW | N/A | USD/teraBtu | us | us | 1677499547.0494
commercial air conditioning | High Efficiency Commercial Ground Source Heat Pump - Cooling | 2022 | FIXED_OM | REPLACEMENT | N/A | USD/teraBtu | us | us | 1677499547.0494
commercial air conditioning | High Efficiency Commercial Ground Source Heat Pump - Cooling | 2022 | INSTALLATION | NEW | N/A | USD/teraBtu | us | us | 105398422020.046
commercial air conditioning | High Efficiency Commercial Ground Source Heat Pump - Cooling | 2022 | INSTALLATION | REPLACEMENT | N/A | USD/teraBtu | us | us | 105398422020.046
commercial air conditioning | High Efficiency Commercial Ground Source Heat Pump - Cooling | 2023 | CAPITAL | NEW | N/A | USD/teraBtu | us | us | 201085568707.014
commercial air conditioning | High Efficiency Commercial Ground Source Heat Pump - Cooling | 2023 | CAPITAL | REPLACEMENT | N/A | USD/teraBtu | us | us | 201085568707.014
commercial air conditioning | High Efficiency Commercial Ground Source Heat Pump - Cooling | 2023 | FIXED_OM | NEW | N/A | USD/teraBtu | us | us | 1677499547.0494
commercial air conditioning | High Efficiency Commercial Ground Source Heat Pump - Cooling | 2023 | FIXED_OM | REPLACEMENT | N/A | USD/teraBtu | us | us | 1677499547.0494
commercial air conditioning | High Efficiency Commercial Ground Source Heat Pump - Cooling | 2023 | INSTALLATION | NEW | N/A | USD/teraBtu | us | us | 105398422020.046
commercial air conditioning | High Efficiency Commercial Ground Source Heat Pump - Cooling | 2023 | INSTALLATION | REPLACEMENT | N/A | USD/teraBtu | us | us | 105398422020.046
commercial air conditioning | High Efficiency Commercial Ground Source Heat Pump - Cooling | 2024 | CAPITAL | NEW | N/A | USD/teraBtu | us | us | 201085568707.014
commercial air conditioning | High Efficiency Commercial Ground Source Heat Pump - Cooling | 2024 | CAPITAL | REPLACEMENT | N/A | USD/teraBtu | us | us | 201085568707.014
commercial air conditioning | High Efficiency Commercial Ground Source Heat Pump - Cooling | 2024 | FIXED_OM | NEW | N/A | USD/teraBtu | us | us | 1677499547.0494
commercial air conditioning | High Efficiency Commercial Ground Source Heat Pump - Cooling | 2024 | FIXED_OM | REPLACEMENT | N/A | USD/teraBtu | us | us | 1677499547.0494
commercial air conditioning | High Efficiency Commercial Ground Source Heat Pump - Cooling | 2024 | INSTALLATION | NEW | N/A | USD/teraBtu | us | us | 105398422020.046
commercial air conditioning | High Efficiency Commercial Ground Source Heat Pump - Cooling | 2024 | INSTALLATION | REPLACEMENT | N/A | USD/teraBtu | us | us | 105398422020.046
commercial air conditioning | High Efficiency Commercial Ground Source Heat Pump - Cooling | 2025 | CAPITAL | NEW | N/A | USD/teraBtu | us | us | 201085568707.014
commercial air conditioning | High Efficiency Commercial Ground Source Heat Pump - Cooling | 2025 | CAPITAL | REPLACEMENT | N/A | USD/teraBtu | us | us | 201085568707.014
commercial air conditioning | High Efficiency Commercial Ground Source Heat Pump - Cooling | 2025 | FIXED_OM | NEW | N/A | USD/teraBtu | us | us | 1677499547.0494
commercial air conditioning | High Efficiency Commercial Ground Source Heat Pump - Cooling | 2025 | FIXED_OM | REPLACEMENT | N/A | USD/teraBtu | us | us | 1677499547.0494
commercial air conditioning | High Efficiency Commercial Ground Source Heat Pump - Cooling | 2025 | INSTALLATION | NEW | N/A | USD/teraBtu | us | us | 105398422020.046
commercial air conditioning | High Efficiency Commercial Ground Source Heat Pump - Cooling | 2025 | INSTALLATION | REPLACEMENT | N/A | USD/teraBtu | us | us | 105398422020.046
commercial air conditioning | High Efficiency Commercial Ground Source Heat Pump - Cooling | 2026 | CAPITAL | NEW | N/A | USD/teraBtu | us | us | 201085568707.014
commercial air conditioning | High Efficiency Commercial Ground Source Heat Pump - Cooling | 2026 | CAPITAL | REPLACEMENT | N/A | USD/teraBtu | us | us | 201085568707.014
commercial air conditioning | High Efficiency Commercial Ground Source Heat Pump - Cooling | 2026 | FIXED_OM | NEW | N/A | USD/teraBtu | us | us | 1677499547.0494
commercial air conditioning | High Efficiency Commercial Ground Source Heat Pump - Cooling | 2026 | FIXED_OM | REPLACEMENT | N/A | USD/teraBtu | us | us | 1677499547.0494
commercial air conditioning | High Efficiency Commercial Ground Source Heat Pump - Cooling | 2026 | INSTALLATION | NEW | N/A | USD/teraBtu | us | us | 105398422020.046
commercial air conditioning | High Efficiency Commercial Ground Source Heat Pump - Cooling | 2026 | INSTALLATION | REPLACEMENT | N/A | USD/teraBtu | us | us | 105398422020.046
commercial air conditioning | High Efficiency Commercial Ground Source Heat Pump - Cooling | 2027 | CAPITAL | NEW | N/A | USD/teraBtu | us | us | 201085568707.014
commercial air conditioning | High Efficiency Commercial Ground Source Heat Pump - Cooling | 2027 | CAPITAL | REPLACEMENT | N/A | USD/teraBtu | us | us | 201085568707.014
commercial air conditioning | High Efficiency Commercial Ground Source Heat Pump - Cooling | 2027 | FIXED_OM | NEW | N/A | USD/teraBtu | us | us | 1677499547.0494
commercial air conditioning | High Efficiency Commercial Ground Source Heat Pump - Cooling | 2027 | FIXED_OM | REPLACEMENT | N/A | USD/teraBtu | us | us | 1677499547.0494
commercial air conditioning | High Efficiency Commercial Ground Source Heat Pump - Cooling | 2027 | INSTALLATION | NEW | N/A | USD/teraBtu | us | us | 105398422020.046
commercial air conditioning | High Efficiency Commercial Ground Source Heat Pump - Cooling | 2027 | INSTALLATION | REPLACEMENT | N/A | USD/teraBtu | us | us | 105398422020.046
commercial air conditioning | High Efficiency Commercial Ground Source Heat Pump - Cooling | 2028 | CAPITAL | NEW | N/A | USD/teraBtu | us | us | 201085568707.014
commercial air conditioning | High Efficiency Commercial Ground Source Heat Pump - Cooling | 2028 | CAPITAL | REPLACEMENT | N/A | USD/teraBtu | us | us | 201085568707.014
commercial air conditioning | High Efficiency Commercial Ground Source Heat Pump - Cooling | 2028 | FIXED_OM | NEW | N/A | USD/teraBtu | us | us | 1677499547.0494
commercial air conditioning | High Efficiency Commercial Ground Source Heat Pump - Cooling | 2028 | FIXED_OM | REPLACEMENT | N/A | USD/teraBtu | us | us | 1677499547.0494
commercial air conditioning | High Efficiency Commercial Ground Source Heat Pump - Cooling | 2028 | INSTALLATION | NEW | N/A | USD/teraBtu | us | us | 105398422020.046
commercial air conditioning | High Efficiency Commercial Ground Source Heat Pump - Cooling | 2028 | INSTALLATION | REPLACEMENT | N/A | USD/teraBtu | us | us | 105398422020.046
commercial air conditioning | High Efficiency Commercial Ground Source Heat Pump - Cooling | 2029 | CAPITAL | NEW | N/A | USD/teraBtu | us | us | 201085568707.014
commercial air conditioning | High Efficiency Commercial Ground Source Heat Pump - Cooling | 2029 | CAPITAL | REPLACEMENT | N/A | USD/teraBtu | us | us | 201085568707.014
commercial air conditioning | High Efficiency Commercial Ground Source Heat Pump - Cooling | 2029 | FIXED_OM | NEW | N/A | USD/teraBtu | us | us | 1677499547.0494
commercial air conditioning | High Efficiency Commercial Ground Source Heat Pump - Cooling | 2029 | FIXED_OM | REPLACEMENT | N/A | USD/teraBtu | us | us | 1677499547.0494
commercial air conditioning | High Efficiency Commercial Ground Source Heat Pump - Cooling | 2029 | INSTALLATION | NEW | N/A | USD/teraBtu | us | us | 105398422020.046
commercial air conditioning | High Efficiency Commercial Ground Source Heat Pump - Cooling | 2029 | INSTALLATION | REPLACEMENT | N/A | USD/teraBtu | us | us | 105398422020.046
commercial air conditioning | High Efficiency Commercial Ground Source Heat Pump - Cooling | 2030 | CAPITAL | NEW | N/A | USD/teraBtu | us | us | 201085568707.014
commercial air conditioning | High Efficiency Commercial Ground Source Heat Pump - Cooling | 2030 | CAPITAL | REPLACEMENT | N/A | USD/teraBtu | us | us | 201085568707.014
commercial air conditioning | High Efficiency Commercial Ground Source Heat Pump - Cooling | 2030 | FIXED_OM | NEW | N/A | USD/teraBtu | us | us | 1677499547.0494
commercial air conditioning | High Efficiency Commercial Ground Source Heat Pump - Cooling | 2030 | FIXED_OM | REPLACEMENT | N/A | USD/teraBtu | us | us | 1677499547.0494
commercial air conditioning | High Efficiency Commercial Ground Source Heat Pump - Cooling | 2030 | INSTALLATION | NEW | N/A | USD/teraBtu | us | us | 105398422020.046
commercial air conditioning | High Efficiency Commercial Ground Source Heat Pump - Cooling | 2030 | INSTALLATION | REPLACEMENT | N/A | USD/teraBtu | us | us | 105398422020.046
commercial air conditioning | High Efficiency Commercial Ground Source Heat Pump - Cooling | 2031 | CAPITAL | NEW | N/A | USD/teraBtu | us | us | 201085568707.014
commercial air conditioning | High Efficiency Commercial Ground Source Heat Pump - Cooling | 2031 | CAPITAL | REPLACEMENT | N/A | USD/teraBtu | us | us | 201085568707.014
commercial air conditioning | High Efficiency Commercial Ground Source Heat Pump - Cooling | 2031 | FIXED_OM | NEW | N/A | USD/teraBtu | us | us | 1677499547.0494
commercial air conditioning | High Efficiency Commercial Ground Source Heat Pump - Cooling | 2031 | FIXED_OM | REPLACEMENT | N/A | USD/teraBtu | us | us | 1677499547.0494
commercial air conditioning | High Efficiency Commercial Ground Source Heat Pump - Cooling | 2031 | INSTALLATION | NEW | N/A | USD/teraBtu | us | us | 105398422020.046
commercial air conditioning | High Efficiency Commercial Ground Source Heat Pump - Cooling | 2031 | INSTALLATION | REPLACEMENT | N/A | USD/teraBtu | us | us | 105398422020.046
commercial air conditioning | High Efficiency Commercial Ground Source Heat Pump - Cooling | 2032 | CAPITAL | NEW | N/A | USD/teraBtu | us | us | 201085568707.014
commercial air conditioning | High Efficiency Commercial Ground Source Heat Pump - Cooling | 2032 | CAPITAL | REPLACEMENT | N/A | USD/teraBtu | us | us | 201085568707.014
commercial air conditioning | High Efficiency Commercial Ground Source Heat Pump - Cooling | 2032 | FIXED_OM | NEW | N/A | USD/teraBtu | us | us | 1677499547.0494
commercial air conditioning | High Efficiency Commercial Ground Source Heat Pump - Cooling | 2032 | FIXED_OM | REPLACEMENT | N/A | USD/teraBtu | us | us | 1677499547.0494
commercial air conditioning | High Efficiency Commercial Ground Source Heat Pump - Cooling | 2032 | INSTALLATION | NEW | N/A | USD/teraBtu | us | us | 105398422020.046
commercial air conditioning | High Efficiency Commercial Ground Source Heat Pump - Cooling | 2032 | INSTALLATION | REPLACEMENT | N/A | USD/teraBtu | us | us | 105398422020.046
commercial air conditioning | High Efficiency Commercial Ground Source Heat Pump - Cooling | 2033 | CAPITAL | NEW | N/A | USD/teraBtu | us | us | 201085568707.014
commercial air conditioning | High Efficiency Commercial Ground Source Heat Pump - Cooling | 2033 | CAPITAL | REPLACEMENT | N/A | USD/teraBtu | us | us | 201085568707.014
commercial air conditioning | High Efficiency Commercial Ground Source Heat Pump - Cooling | 2033 | FIXED_OM | NEW | N/A | USD/teraBtu | us | us | 1677499547.0494
commercial air conditioning | High Efficiency Commercial Ground Source Heat Pump - Cooling | 2033 | FIXED_OM | REPLACEMENT | N/A | USD/teraBtu | us | us | 1677499547.0494
commercial air conditioning | High Efficiency Commercial Ground Source Heat Pump - Cooling | 2033 | INSTALLATION | NEW | N/A | USD/teraBtu | us | us | 105398422020.046
commercial air conditioning | High Efficiency Commercial Ground Source Heat Pump - Cooling | 2033 | INSTALLATION | REPLACEMENT | N/A | USD/teraBtu | us | us | 105398422020.046
commercial air conditioning | High Efficiency Commercial Ground Source Heat Pump - Cooling | 2034 | CAPITAL | NEW | N/A | USD/teraBtu | us | us | 201085568707.014
commercial air conditioning | High Efficiency Commercial Ground Source Heat Pump - Cooling | 2034 | CAPITAL | REPLACEMENT | N/A | USD/teraBtu | us | us | 201085568707.014
commercial air conditioning | High Efficiency Commercial Ground Source Heat Pump - Cooling | 2034 | FIXED_OM | NEW | N/A | USD/teraBtu | us | us | 1677499547.0494
commercial air conditioning | High Efficiency Commercial Ground Source Heat Pump - Cooling | 2034 | FIXED_OM | REPLACEMENT | N/A | USD/teraBtu | us | us | 1677499547.0494
commercial air conditioning | High Efficiency Commercial Ground Source Heat Pump - Cooling | 2034 | INSTALLATION | NEW | N/A | USD/teraBtu | us | us | 105398422020.046
commercial air conditioning | High Efficiency Commercial Ground Source Heat Pump - Cooling | 2034 | INSTALLATION | REPLACEMENT | N/A | USD/teraBtu | us | us | 105398422020.046
commercial air conditioning | High Efficiency Commercial Ground Source Heat Pump - Cooling | 2035 | CAPITAL | NEW | N/A | USD/teraBtu | us | us | 201085568707.014
commercial air conditioning | High Efficiency Commercial Ground Source Heat Pump - Cooling | 2035 | CAPITAL | REPLACEMENT | N/A | USD/teraBtu | us | us | 201085568707.014
commercial air conditioning | High Efficiency Commercial Ground Source Heat Pump - Cooling | 2035 | FIXED_OM | NEW | N/A | USD/teraBtu | us | us | 1677499547.0494
commercial air conditioning | High Efficiency Commercial Ground Source Heat Pump - Cooling | 2035 | FIXED_OM | REPLACEMENT | N/A | USD/teraBtu | us | us | 1677499547.0494
commercial air conditioning | High Efficiency Commercial Ground Source Heat Pump - Cooling | 2035 | INSTALLATION | NEW | N/A | USD/teraBtu | us | us | 105398422020.046
commercial air conditioning | High Efficiency Commercial Ground Source Heat Pump - Cooling | 2035 | INSTALLATION | REPLACEMENT | N/A | USD/teraBtu | us | us | 105398422020.046
commercial air conditioning | High Efficiency Commercial Ground Source Heat Pump - Cooling | 2036 | CAPITAL | NEW | N/A | USD/teraBtu | us | us | 201085568707.014
commercial air conditioning | High Efficiency Commercial Ground Source Heat Pump - Cooling | 2036 | CAPITAL | REPLACEMENT | N/A | USD/teraBtu | us | us | 201085568707.014
commercial air conditioning | High Efficiency Commercial Ground Source Heat Pump - Cooling | 2036 | FIXED_OM | NEW | N/A | USD/teraBtu | us | us | 1677499547.0494
commercial air conditioning | High Efficiency Commercial Ground Source Heat Pump - Cooling | 2036 | FIXED_OM | REPLACEMENT | N/A | USD/teraBtu | us | us | 1677499547.0494
commercial air conditioning | High Efficiency Commercial Ground Source Heat Pump - Cooling | 2036 | INSTALLATION | NEW | N/A | USD/teraBtu | us | us | 105398422020.046
commercial air conditioning | High Efficiency Commercial Ground Source Heat Pump - Cooling | 2036 | INSTALLATION | REPLACEMENT | N/A | USD/teraBtu | us | us | 105398422020.046
commercial air conditioning | High Efficiency Commercial Ground Source Heat Pump - Cooling | 2037 | CAPITAL | NEW | N/A | USD/teraBtu | us | us | 201085568707.014
commercial air conditioning | High Efficiency Commercial Ground Source Heat Pump - Cooling | 2037 | CAPITAL | REPLACEMENT | N/A | USD/teraBtu | us | us | 201085568707.014
commercial air conditioning | High Efficiency Commercial Ground Source Heat Pump - Cooling | 2037 | FIXED_OM | NEW | N/A | USD/teraBtu | us | us | 1677499547.0494
commercial air conditioning | High Efficiency Commercial Ground Source Heat Pump - Cooling | 2037 | FIXED_OM | REPLACEMENT | N/A | USD/teraBtu | us | us | 1677499547.0494
commercial air conditioning | High Efficiency Commercial Ground Source Heat Pump - Cooling | 2037 | INSTALLATION | NEW | N/A | USD/teraBtu | us | us | 105398422020.046
commercial air conditioning | High Efficiency Commercial Ground Source Heat Pump - Cooling | 2037 | INSTALLATION | REPLACEMENT | N/A | USD/teraBtu | us | us | 105398422020.046
commercial air conditioning | High Efficiency Commercial Ground Source Heat Pump - Cooling | 2038 | CAPITAL | NEW | N/A | USD/teraBtu | us | us | 201085568707.014
commercial air conditioning | High Efficiency Commercial Ground Source Heat Pump - Cooling | 2038 | CAPITAL | REPLACEMENT | N/A | USD/teraBtu | us | us | 201085568707.014
commercial air conditioning | High Efficiency Commercial Ground Source Heat Pump - Cooling | 2038 | FIXED_OM | NEW | N/A | USD/teraBtu | us | us | 1677499547.0494
commercial air conditioning | High Efficiency Commercial Ground Source Heat Pump - Cooling | 2038 | FIXED_OM | REPLACEMENT | N/A | USD/teraBtu | us | us | 1677499547.0494
commercial air conditioning | High Efficiency Commercial Ground Source Heat Pump - Cooling | 2038 | INSTALLATION | NEW | N/A | USD/teraBtu | us | us | 105398422020.046
commercial air conditioning | High Efficiency Commercial Ground Source Heat Pump - Cooling | 2038 | INSTALLATION | REPLACEMENT | N/A | USD/teraBtu | us | us | 105398422020.046
commercial air conditioning | High Efficiency Commercial Ground Source Heat Pump - Cooling | 2039 | CAPITAL | NEW | N/A | USD/teraBtu | us | us | 201085568707.014
commercial air conditioning | High Efficiency Commercial Ground Source Heat Pump - Cooling | 2039 | CAPITAL | REPLACEMENT | N/A | USD/teraBtu | us | us | 201085568707.014
commercial air conditioning | High Efficiency Commercial Ground Source Heat Pump - Cooling | 2039 | FIXED_OM | NEW | N/A | USD/teraBtu | us | us | 1677499547.0494
commercial air conditioning | High Efficiency Commercial Ground Source Heat Pump - Cooling | 2039 | FIXED_OM | REPLACEMENT | N/A | USD/teraBtu | us | us | 1677499547.0494
commercial air conditioning | High Efficiency Commercial Ground Source Heat Pump - Cooling | 2039 | INSTALLATION | NEW | N/A | USD/teraBtu | us | us | 105398422020.046
commercial air conditioning | High Efficiency Commercial Ground Source Heat Pump - Cooling | 2039 | INSTALLATION | REPLACEMENT | N/A | USD/teraBtu | us | us | 105398422020.046
commercial air conditioning | High Efficiency Commercial Ground Source Heat Pump - Cooling | 2040 | CAPITAL | NEW | N/A | USD/teraBtu | us | us | 201085568707.014
commercial air conditioning | High Efficiency Commercial Ground Source Heat Pump - Cooling | 2040 | CAPITAL | REPLACEMENT | N/A | USD/teraBtu | us | us | 201085568707.014
commercial air conditioning | High Efficiency Commercial Ground Source Heat Pump - Cooling | 2040 | FIXED_OM | NEW | N/A | USD/teraBtu | us | us | 1677499547.0494
commercial air conditioning | High Efficiency Commercial Ground Source Heat Pump - Cooling | 2040 | FIXED_OM | REPLACEMENT | N/A | USD/teraBtu | us | us | 1677499547.0494
commercial air conditioning | High Efficiency Commercial Ground Source Heat Pump - Cooling | 2040 | INSTALLATION | NEW | N/A | USD/teraBtu | us | us | 105398422020.046
commercial air conditioning | High Efficiency Commercial Ground Source Heat Pump - Cooling | 2040 | INSTALLATION | REPLACEMENT | N/A | USD/teraBtu | us | us | 105398422020.046
commercial air conditioning | High Efficiency Commercial Ground Source Heat Pump - Cooling | 2041 | CAPITAL | NEW | N/A | USD/teraBtu | us | us | 201085568707.014
commercial air conditioning | High Efficiency Commercial Ground Source Heat Pump - Cooling | 2041 | CAPITAL | REPLACEMENT | N/A | USD/teraBtu | us | us | 201085568707.014
commercial air conditioning | High Efficiency Commercial Ground Source Heat Pump - Cooling | 2041 | FIXED_OM | NEW | N/A | USD/teraBtu | us | us | 1677499547.0494
commercial air conditioning | High Efficiency Commercial Ground Source Heat Pump - Cooling | 2041 | FIXED_OM | REPLACEMENT | N/A | USD/teraBtu | us | us | 1677499547.0494
commercial air conditioning | High Efficiency Commercial Ground Source Heat Pump - Cooling | 2041 | INSTALLATION | NEW | N/A | USD/teraBtu | us | us | 105398422020.046
commercial air conditioning | High Efficiency Commercial Ground Source Heat Pump - Cooling | 2041 | INSTALLATION | REPLACEMENT | N/A | USD/teraBtu | us | us | 105398422020.046
commercial air conditioning | High Efficiency Commercial Ground Source Heat Pump - Cooling | 2042 | CAPITAL | NEW | N/A | USD/teraBtu | us | us | 201085568707.014
commercial air conditioning | High Efficiency Commercial Ground Source Heat Pump - Cooling | 2042 | CAPITAL | REPLACEMENT | N/A | USD/teraBtu | us | us | 201085568707.014
commercial air conditioning | High Efficiency Commercial Ground Source Heat Pump - Cooling | 2042 | FIXED_OM | NEW | N/A | USD/teraBtu | us | us | 1677499547.0494
commercial air conditioning | High Efficiency Commercial Ground Source Heat Pump - Cooling | 2042 | FIXED_OM | REPLACEMENT | N/A | USD/teraBtu | us | us | 1677499547.0494
commercial air conditioning | High Efficiency Commercial Ground Source Heat Pump - Cooling | 2042 | INSTALLATION | NEW | N/A | USD/teraBtu | us | us | 105398422020.046
commercial air conditioning | High Efficiency Commercial Ground Source Heat Pump - Cooling | 2042 | INSTALLATION | REPLACEMENT | N/A | USD/teraBtu | us | us | 105398422020.046
commercial air conditioning | High Efficiency Commercial Ground Source Heat Pump - Cooling | 2043 | CAPITAL | NEW | N/A | USD/teraBtu | us | us | 201085568707.014
commercial air conditioning | High Efficiency Commercial Ground Source Heat Pump - Cooling | 2043 | CAPITAL | REPLACEMENT | N/A | USD/teraBtu | us | us | 201085568707.014
commercial air conditioning | High Efficiency Commercial Ground Source Heat Pump - Cooling | 2043 | FIXED_OM | NEW | N/A | USD/teraBtu | us | us | 1677499547.0494
commercial air conditioning | High Efficiency Commercial Ground Source Heat Pump - Cooling | 2043 | FIXED_OM | REPLACEMENT | N/A | USD/teraBtu | us | us | 1677499547.0494
commercial air conditioning | High Efficiency Commercial Ground Source Heat Pump - Cooling | 2043 | INSTALLATION | NEW | N/A | USD/teraBtu | us | us | 105398422020.046
commercial air conditioning | High Efficiency Commercial Ground Source Heat Pump - Cooling | 2043 | INSTALLATION | REPLACEMENT | N/A | USD/teraBtu | us | us | 105398422020.046
commercial air conditioning | High Efficiency Commercial Ground Source Heat Pump - Cooling | 2044 | CAPITAL | NEW | N/A | USD/teraBtu | us | us | 201085568707.014
commercial air conditioning | High Efficiency Commercial Ground Source Heat Pump - Cooling | 2044 | CAPITAL | REPLACEMENT | N/A | USD/teraBtu | us | us | 201085568707.014
commercial air conditioning | High Efficiency Commercial Ground Source Heat Pump - Cooling | 2044 | FIXED_OM | NEW | N/A | USD/teraBtu | us | us | 1677499547.0494
commercial air conditioning | High Efficiency Commercial Ground Source Heat Pump - Cooling | 2044 | FIXED_OM | REPLACEMENT | N/A | USD/teraBtu | us | us | 1677499547.0494
commercial air conditioning | High Efficiency Commercial Ground Source Heat Pump - Cooling | 2044 | INSTALLATION | NEW | N/A | USD/teraBtu | us | us | 105398422020.046
commercial air conditioning | High Efficiency Commercial Ground Source Heat Pump - Cooling | 2044 | INSTALLATION | REPLACEMENT | N/A | USD/teraBtu | us | us | 105398422020.046
commercial air conditioning | High Efficiency Commercial Ground Source Heat Pump - Cooling | 2045 | CAPITAL | NEW | N/A | USD/teraBtu | us | us | 201085568707.014
commercial air conditioning | High Efficiency Commercial Ground Source Heat Pump - Cooling | 2045 | CAPITAL | REPLACEMENT | N/A | USD/teraBtu | us | us | 201085568707.014
commercial air conditioning | High Efficiency Commercial Ground Source Heat Pump - Cooling | 2045 | FIXED_OM | NEW | N/A | USD/teraBtu | us | us | 1677499547.0494
commercial air conditioning | High Efficiency Commercial Ground Source Heat Pump - Cooling | 2045 | FIXED_OM | REPLACEMENT | N/A | USD/teraBtu | us | us | 1677499547.0494
commercial air conditioning | High Efficiency Commercial Ground Source Heat Pump - Cooling | 2045 | INSTALLATION | NEW | N/A | USD/teraBtu | us | us | 105398422020.046
commercial air conditioning | High Efficiency Commercial Ground Source Heat Pump - Cooling | 2045 | INSTALLATION | REPLACEMENT | N/A | USD/teraBtu | us | us | 105398422020.046
commercial air conditioning | High Efficiency Commercial Ground Source Heat Pump - Cooling | 2046 | CAPITAL | NEW | N/A | USD/teraBtu | us | us | 201085568707.014
commercial air conditioning | High Efficiency Commercial Ground Source Heat Pump - Cooling | 2046 | CAPITAL | REPLACEMENT | N/A | USD/teraBtu | us | us | 201085568707.014
commercial air conditioning | High Efficiency Commercial Ground Source Heat Pump - Cooling | 2046 | FIXED_OM | NEW | N/A | USD/teraBtu | us | us | 1677499547.0494
commercial air conditioning | High Efficiency Commercial Ground Source Heat Pump - Cooling | 2046 | FIXED_OM | REPLACEMENT | N/A | USD/teraBtu | us | us | 1677499547.0494
commercial air conditioning | High Efficiency Commercial Ground Source Heat Pump - Cooling | 2046 | INSTALLATION | NEW | N/A | USD/teraBtu | us | us | 105398422020.046
commercial air conditioning | High Efficiency Commercial Ground Source Heat Pump - Cooling | 2046 | INSTALLATION | REPLACEMENT | N/A | USD/teraBtu | us | us | 105398422020.046
commercial air conditioning | High Efficiency Commercial Ground Source Heat Pump - Cooling | 2047 | CAPITAL | NEW | N/A | USD/teraBtu | us | us | 201085568707.014
commercial air conditioning | High Efficiency Commercial Ground Source Heat Pump - Cooling | 2047 | CAPITAL | REPLACEMENT | N/A | USD/teraBtu | us | us | 201085568707.014
commercial air conditioning | High Efficiency Commercial Ground Source Heat Pump - Cooling | 2047 | FIXED_OM | NEW | N/A | USD/teraBtu | us | us | 1677499547.0494
commercial air conditioning | High Efficiency Commercial Ground Source Heat Pump - Cooling | 2047 | FIXED_OM | REPLACEMENT | N/A | USD/teraBtu | us | us | 1677499547.0494
commercial air conditioning | High Efficiency Commercial Ground Source Heat Pump - Cooling | 2047 | INSTALLATION | NEW | N/A | USD/teraBtu | us | us | 105398422020.046
commercial air conditioning | High Efficiency Commercial Ground Source Heat Pump - Cooling | 2047 | INSTALLATION | REPLACEMENT | N/A | USD/teraBtu | us | us | 105398422020.046
commercial air conditioning | High Efficiency Commercial Ground Source Heat Pump - Cooling | 2048 | CAPITAL | NEW | N/A | USD/teraBtu | us | us | 201085568707.014
commercial air conditioning | High Efficiency Commercial Ground Source Heat Pump - Cooling | 2048 | CAPITAL | REPLACEMENT | N/A | USD/teraBtu | us | us | 201085568707.014
commercial air conditioning | High Efficiency Commercial Ground Source Heat Pump - Cooling | 2048 | FIXED_OM | NEW | N/A | USD/teraBtu | us | us | 1677499547.0494
commercial air conditioning | High Efficiency Commercial Ground Source Heat Pump - Cooling | 2048 | FIXED_OM | REPLACEMENT | N/A | USD/teraBtu | us | us | 1677499547.0494
commercial air conditioning | High Efficiency Commercial Ground Source Heat Pump - Cooling | 2048 | INSTALLATION | NEW | N/A | USD/teraBtu | us | us | 105398422020.046
commercial air conditioning | High Efficiency Commercial Ground Source Heat Pump - Cooling | 2048 | INSTALLATION | REPLACEMENT | N/A | USD/teraBtu | us | us | 105398422020.046
commercial air conditioning | High Efficiency Commercial Ground Source Heat Pump - Cooling | 2049 | CAPITAL | NEW | N/A | USD/teraBtu | us | us | 201085568707.014
commercial air conditioning | High Efficiency Commercial Ground Source Heat Pump - Cooling | 2049 | CAPITAL | REPLACEMENT | N/A | USD/teraBtu | us | us | 201085568707.014
commercial air conditioning | High Efficiency Commercial Ground Source Heat Pump - Cooling | 2049 | FIXED_OM | NEW | N/A | USD/teraBtu | us | us | 1677499547.0494
commercial air conditioning | High Efficiency Commercial Ground Source Heat Pump - Cooling | 2049 | FIXED_OM | REPLACEMENT | N/A | USD/teraBtu | us | us | 1677499547.0494
commercial air conditioning | High Efficiency Commercial Ground Source Heat Pump - Cooling | 2049 | INSTALLATION | NEW | N/A | USD/teraBtu | us | us | 105398422020.046
commercial air conditioning | High Efficiency Commercial Ground Source Heat Pump - Cooling | 2049 | INSTALLATION | REPLACEMENT | N/A | USD/teraBtu | us | us | 105398422020.046
commercial air conditioning | High Efficiency Commercial Ground Source Heat Pump - Cooling | 2050 | CAPITAL | NEW | N/A | USD/teraBtu | us | us | 201085568707.014
commercial air conditioning | High Efficiency Commercial Ground Source Heat Pump - Cooling | 2050 | CAPITAL | REPLACEMENT | N/A | USD/teraBtu | us | us | 201085568707.014
commercial air conditioning | High Efficiency Commercial Ground Source Heat Pump - Cooling | 2050 | FIXED_OM | NEW | N/A | USD/teraBtu | us | us | 1677499547.0494
commercial air conditioning | High Efficiency Commercial Ground Source Heat Pump - Cooling | 2050 | FIXED_OM | REPLACEMENT | N/A | USD/teraBtu | us | us | 1677499547.0494
commercial air conditioning | High Efficiency Commercial Ground Source Heat Pump - Cooling | 2050 | INSTALLATION | NEW | N/A | USD/teraBtu | us | us | 105398422020.046
commercial air conditioning | High Efficiency Commercial Ground Source Heat Pump - Cooling | 2050 | INSTALLATION | REPLACEMENT | N/A | USD/teraBtu | us | us | 105398422020.046
commercial air conditioning | High Efficiency Commercial Ground Source Heat Pump - Cooling (with flex cost) | 2020 | CAPITAL | NEW | N/A | USD/teraBtu | us | us | 261775787080.104
commercial air conditioning | High Efficiency Commercial Ground Source Heat Pump - Cooling (with flex cost) | 2020 | CAPITAL | REPLACEMENT | N/A | USD/teraBtu | us | us | 261775787080.104
commercial air conditioning | High Efficiency Commercial Ground Source Heat Pump - Cooling (with flex cost) | 2020 | FIXED_OM | NEW | N/A | USD/teraBtu | us | us | 1677499547.0494
commercial air conditioning | High Efficiency Commercial Ground Source Heat Pump - Cooling (with flex cost) | 2020 | FIXED_OM | REPLACEMENT | N/A | USD/teraBtu | us | us | 1677499547.0494
commercial air conditioning | High Efficiency Commercial Ground Source Heat Pump - Cooling (with flex cost) | 2020 | INSTALLATION | NEW | N/A | USD/teraBtu | us | us | 105398422020.046
commercial air conditioning | High Efficiency Commercial Ground Source Heat Pump - Cooling (with flex cost) | 2021 | CAPITAL | NEW | N/A | USD/teraBtu | us | us | 261775787080.104
commercial air conditioning | High Efficiency Commercial Ground Source Heat Pump - Cooling (with flex cost) | 2021 | CAPITAL | REPLACEMENT | N/A | USD/teraBtu | us | us | 261775787080.104
commercial air conditioning | High Efficiency Commercial Ground Source Heat Pump - Cooling (with flex cost) | 2021 | FIXED_OM | NEW | N/A | USD/teraBtu | us | us | 1677499547.0494
commercial air conditioning | High Efficiency Commercial Ground Source Heat Pump - Cooling (with flex cost) | 2021 | FIXED_OM | REPLACEMENT | N/A | USD/teraBtu | us | us | 1677499547.0494
commercial air conditioning | High Efficiency Commercial Ground Source Heat Pump - Cooling (with flex cost) | 2021 | INSTALLATION | NEW | N/A | USD/teraBtu | us | us | 105398422020.046
commercial air conditioning | High Efficiency Commercial Ground Source Heat Pump - Cooling (with flex cost) | 2022 | CAPITAL | NEW | N/A | USD/teraBtu | us | us | 261775787080.104
commercial air conditioning | High Efficiency Commercial Ground Source Heat Pump - Cooling (with flex cost) | 2022 | CAPITAL | REPLACEMENT | N/A | USD/teraBtu | us | us | 261775787080.104
commercial air conditioning | High Efficiency Commercial Ground Source Heat Pump - Cooling (with flex cost) | 2022 | FIXED_OM | NEW | N/A | USD/teraBtu | us | us | 1677499547.0494
commercial air conditioning | High Efficiency Commercial Ground Source Heat Pump - Cooling (with flex cost) | 2022 | FIXED_OM | REPLACEMENT | N/A | USD/teraBtu | us | us | 1677499547.0494
commercial air conditioning | High Efficiency Commercial Ground Source Heat Pump - Cooling (with flex cost) | 2022 | INSTALLATION | NEW | N/A | USD/teraBtu | us | us | 105398422020.046
commercial air conditioning | High Efficiency Commercial Ground Source Heat Pump - Cooling (with flex cost) | 2023 | CAPITAL | NEW | N/A | USD/teraBtu | us | us | 261775787080.104
commercial air conditioning | High Efficiency Commercial Ground Source Heat Pump - Cooling (with flex cost) | 2023 | CAPITAL | REPLACEMENT | N/A | USD/teraBtu | us | us | 261775787080.104
commercial air conditioning | High Efficiency Commercial Ground Source Heat Pump - Cooling (with flex cost) | 2023 | FIXED_OM | NEW | N/A | USD/teraBtu | us | us | 1677499547.0494
commercial air conditioning | High Efficiency Commercial Ground Source Heat Pump - Cooling (with flex cost) | 2023 | FIXED_OM | REPLACEMENT | N/A | USD/teraBtu | us | us | 1677499547.0494
commercial air conditioning | High Efficiency Commercial Ground Source Heat Pump - Cooling (with flex cost) | 2023 | INSTALLATION | NEW | N/A | USD/teraBtu | us | us | 105398422020.046
commercial air conditioning | High Efficiency Commercial Ground Source Heat Pump - Cooling (with flex cost) | 2024 | CAPITAL | NEW | N/A | USD/teraBtu | us | us | 261775787080.104
commercial air conditioning | High Efficiency Commercial Ground Source Heat Pump - Cooling (with flex cost) | 2024 | CAPITAL | REPLACEMENT | N/A | USD/teraBtu | us | us | 261775787080.104
commercial air conditioning | High Efficiency Commercial Ground Source Heat Pump - Cooling (with flex cost) | 2024 | FIXED_OM | NEW | N/A | USD/teraBtu | us | us | 1677499547.0494
commercial air conditioning | High Efficiency Commercial Ground Source Heat Pump - Cooling (with flex cost) | 2024 | FIXED_OM | REPLACEMENT | N/A | USD/teraBtu | us | us | 1677499547.0494
commercial air conditioning | High Efficiency Commercial Ground Source Heat Pump - Cooling (with flex cost) | 2024 | INSTALLATION | NEW | N/A | USD/teraBtu | us | us | 105398422020.046
commercial air conditioning | High Efficiency Commercial Ground Source Heat Pump - Cooling (with flex cost) | 2025 | CAPITAL | NEW | N/A | USD/teraBtu | us | us | 261775787080.104
commercial air conditioning | High Efficiency Commercial Ground Source Heat Pump - Cooling (with flex cost) | 2025 | CAPITAL | REPLACEMENT | N/A | USD/teraBtu | us | us | 261775787080.104
commercial air conditioning | High Efficiency Commercial Ground Source Heat Pump - Cooling (with flex cost) | 2025 | FIXED_OM | NEW | N/A | USD/teraBtu | us | us | 1677499547.0494
commercial air conditioning | High Efficiency Commercial Ground Source Heat Pump - Cooling (with flex cost) | 2025 | FIXED_OM | REPLACEMENT | N/A | USD/teraBtu | us | us | 1677499547.0494
commercial air conditioning | High Efficiency Commercial Ground Source Heat Pump - Cooling (with flex cost) | 2025 | INSTALLATION | NEW | N/A | USD/teraBtu | us | us | 105398422020.046
commercial air conditioning | High Efficiency Commercial Ground Source Heat Pump - Cooling (with flex cost) | 2026 | CAPITAL | NEW | N/A | USD/teraBtu | us | us | 261775787080.104
commercial air conditioning | High Efficiency Commercial Ground Source Heat Pump - Cooling (with flex cost) | 2026 | CAPITAL | REPLACEMENT | N/A | USD/teraBtu | us | us | 261775787080.104
commercial air conditioning | High Efficiency Commercial Ground Source Heat Pump - Cooling (with flex cost) | 2026 | FIXED_OM | NEW | N/A | USD/teraBtu | us | us | 1677499547.0494
commercial air conditioning | High Efficiency Commercial Ground Source Heat Pump - Cooling (with flex cost) | 2026 | FIXED_OM | REPLACEMENT | N/A | USD/teraBtu | us | us | 1677499547.0494
commercial air conditioning | High Efficiency Commercial Ground Source Heat Pump - Cooling (with flex cost) | 2026 | INSTALLATION | NEW | N/A | USD/teraBtu | us | us | 105398422020.046
commercial air conditioning | High Efficiency Commercial Ground Source Heat Pump - Cooling (with flex cost) | 2027 | CAPITAL | NEW | N/A | USD/teraBtu | us | us | 261775787080.104
commercial air conditioning | High Efficiency Commercial Ground Source Heat Pump - Cooling (with flex cost) | 2027 | CAPITAL | REPLACEMENT | N/A | USD/teraBtu | us | us | 261775787080.104
commercial air conditioning | High Efficiency Commercial Ground Source Heat Pump - Cooling (with flex cost) | 2027 | FIXED_OM | NEW | N/A | USD/teraBtu | us | us | 1677499547.0494
commercial air conditioning | High Efficiency Commercial Ground Source Heat Pump - Cooling (with flex cost) | 2027 | FIXED_OM | REPLACEMENT | N/A | USD/teraBtu | us | us | 1677499547.0494
commercial air conditioning | High Efficiency Commercial Ground Source Heat Pump - Cooling (with flex cost) | 2027 | INSTALLATION | NEW | N/A | USD/teraBtu | us | us | 105398422020.046
commercial air conditioning | High Efficiency Commercial Ground Source Heat Pump - Cooling (with flex cost) | 2028 | CAPITAL | NEW | N/A | USD/teraBtu | us | us | 261775787080.104
commercial air conditioning | High Efficiency Commercial Ground Source Heat Pump - Cooling (with flex cost) | 2028 | CAPITAL | REPLACEMENT | N/A | USD/teraBtu | us | us | 261775787080.104
commercial air conditioning | High Efficiency Commercial Ground Source Heat Pump - Cooling (with flex cost) | 2028 | FIXED_OM | NEW | N/A | USD/teraBtu | us | us | 1677499547.0494
commercial air conditioning | High Efficiency Commercial Ground Source Heat Pump - Cooling (with flex cost) | 2028 | FIXED_OM | REPLACEMENT | N/A | USD/teraBtu | us | us | 1677499547.0494
commercial air conditioning | High Efficiency Commercial Ground Source Heat Pump - Cooling (with flex cost) | 2028 | INSTALLATION | NEW | N/A | USD/teraBtu | us | us | 105398422020.046
commercial air conditioning | High Efficiency Commercial Ground Source Heat Pump - Cooling (with flex cost) | 2029 | CAPITAL | NEW | N/A | USD/teraBtu | us | us | 261775787080.104
commercial air conditioning | High Efficiency Commercial Ground Source Heat Pump - Cooling (with flex cost) | 2029 | CAPITAL | REPLACEMENT | N/A | USD/teraBtu | us | us | 261775787080.104
commercial air conditioning | High Efficiency Commercial Ground Source Heat Pump - Cooling (with flex cost) | 2029 | FIXED_OM | NEW | N/A | USD/teraBtu | us | us | 1677499547.0494
commercial air conditioning | High Efficiency Commercial Ground Source Heat Pump - Cooling (with flex cost) | 2029 | FIXED_OM | REPLACEMENT | N/A | USD/teraBtu | us | us | 1677499547.0494
commercial air conditioning | High Efficiency Commercial Ground Source Heat Pump - Cooling (with flex cost) | 2029 | INSTALLATION | NEW | N/A | USD/teraBtu | us | us | 105398422020.046
commercial air conditioning | High Efficiency Commercial Ground Source Heat Pump - Cooling (with flex cost) | 2030 | CAPITAL | NEW | N/A | USD/teraBtu | us | us | 261775787080.104
commercial air conditioning | High Efficiency Commercial Ground Source Heat Pump - Cooling (with flex cost) | 2030 | CAPITAL | REPLACEMENT | N/A | USD/teraBtu | us | us | 261775787080.104
commercial air conditioning | High Efficiency Commercial Ground Source Heat Pump - Cooling (with flex cost) | 2030 | FIXED_OM | NEW | N/A | USD/teraBtu | us | us | 1677499547.0494
commercial air conditioning | High Efficiency Commercial Ground Source Heat Pump - Cooling (with flex cost) | 2030 | FIXED_OM | REPLACEMENT | N/A | USD/teraBtu | us | us | 1677499547.0494
commercial air conditioning | High Efficiency Commercial Ground Source Heat Pump - Cooling (with flex cost) | 2030 | INSTALLATION | NEW | N/A | USD/teraBtu | us | us | 105398422020.046
commercial air conditioning | High Efficiency Commercial Ground Source Heat Pump - Cooling (with flex cost) | 2031 | CAPITAL | NEW | N/A | USD/teraBtu | us | us | 261775787080.104
commercial air conditioning | High Efficiency Commercial Ground Source Heat Pump - Cooling (with flex cost) | 2031 | CAPITAL | REPLACEMENT | N/A | USD/teraBtu | us | us | 261775787080.104
commercial air conditioning | High Efficiency Commercial Ground Source Heat Pump - Cooling (with flex cost) | 2031 | FIXED_OM | NEW | N/A | USD/teraBtu | us | us | 1677499547.0494
commercial air conditioning | High Efficiency Commercial Ground Source Heat Pump - Cooling (with flex cost) | 2031 | FIXED_OM | REPLACEMENT | N/A | USD/teraBtu | us | us | 1677499547.0494
commercial air conditioning | High Efficiency Commercial Ground Source Heat Pump - Cooling (with flex cost) | 2031 | INSTALLATION | NEW | N/A | USD/teraBtu | us | us | 105398422020.046
commercial air conditioning | High Efficiency Commercial Ground Source Heat Pump - Cooling (with flex cost) | 2032 | CAPITAL | NEW | N/A | USD/teraBtu | us | us | 261775787080.104
commercial air conditioning | High Efficiency Commercial Ground Source Heat Pump - Cooling (with flex cost) | 2032 | CAPITAL | REPLACEMENT | N/A | USD/teraBtu | us | us | 261775787080.104
commercial air conditioning | High Efficiency Commercial Ground Source Heat Pump - Cooling (with flex cost) | 2032 | FIXED_OM | NEW | N/A | USD/teraBtu | us | us | 1677499547.0494
commercial air conditioning | High Efficiency Commercial Ground Source Heat Pump - Cooling (with flex cost) | 2032 | FIXED_OM | REPLACEMENT | N/A | USD/teraBtu | us | us | 1677499547.0494
commercial air conditioning | High Efficiency Commercial Ground Source Heat Pump - Cooling (with flex cost) | 2032 | INSTALLATION | NEW | N/A | USD/teraBtu | us | us | 105398422020.046
commercial air conditioning | High Efficiency Commercial Ground Source Heat Pump - Cooling (with flex cost) | 2033 | CAPITAL | NEW | N/A | USD/teraBtu | us | us | 261775787080.104
commercial air conditioning | High Efficiency Commercial Ground Source Heat Pump - Cooling (with flex cost) | 2033 | CAPITAL | REPLACEMENT | N/A | USD/teraBtu | us | us | 261775787080.104
commercial air conditioning | High Efficiency Commercial Ground Source Heat Pump - Cooling (with flex cost) | 2033 | FIXED_OM | NEW | N/A | USD/teraBtu | us | us | 1677499547.0494
commercial air conditioning | High Efficiency Commercial Ground Source Heat Pump - Cooling (with flex cost) | 2033 | FIXED_OM | REPLACEMENT | N/A | USD/teraBtu | us | us | 1677499547.0494
commercial air conditioning | High Efficiency Commercial Ground Source Heat Pump - Cooling (with flex cost) | 2033 | INSTALLATION | NEW | N/A | USD/teraBtu | us | us | 105398422020.046
commercial air conditioning | High Efficiency Commercial Ground Source Heat Pump - Cooling (with flex cost) | 2034 | CAPITAL | NEW | N/A | USD/teraBtu | us | us | 261775787080.104
commercial air conditioning | High Efficiency Commercial Ground Source Heat Pump - Cooling (with flex cost) | 2034 | CAPITAL | REPLACEMENT | N/A | USD/teraBtu | us | us | 261775787080.104
commercial air conditioning | High Efficiency Commercial Ground Source Heat Pump - Cooling (with flex cost) | 2034 | FIXED_OM | NEW | N/A | USD/teraBtu | us | us | 1677499547.0494
commercial air conditioning | High Efficiency Commercial Ground Source Heat Pump - Cooling (with flex cost) | 2034 | FIXED_OM | REPLACEMENT | N/A | USD/teraBtu | us | us | 1677499547.0494
commercial air conditioning | High Efficiency Commercial Ground Source Heat Pump - Cooling (with flex cost) | 2034 | INSTALLATION | NEW | N/A | USD/teraBtu | us | us | 105398422020.046
commercial air conditioning | High Efficiency Commercial Ground Source Heat Pump - Cooling (with flex cost) | 2035 | CAPITAL | NEW | N/A | USD/teraBtu | us | us | 261775787080.104
commercial air conditioning | High Efficiency Commercial Ground Source Heat Pump - Cooling (with flex cost) | 2035 | CAPITAL | REPLACEMENT | N/A | USD/teraBtu | us | us | 261775787080.104
commercial air conditioning | High Efficiency Commercial Ground Source Heat Pump - Cooling (with flex cost) | 2035 | FIXED_OM | NEW | N/A | USD/teraBtu | us | us | 1677499547.0494
commercial air conditioning | High Efficiency Commercial Ground Source Heat Pump - Cooling (with flex cost) | 2035 | FIXED_OM | REPLACEMENT | N/A | USD/teraBtu | us | us | 1677499547.0494
commercial air conditioning | High Efficiency Commercial Ground Source Heat Pump - Cooling (with flex cost) | 2035 | INSTALLATION | NEW | N/A | USD/teraBtu | us | us | 105398422020.046
commercial air conditioning | High Efficiency Commercial Ground Source Heat Pump - Cooling (with flex cost) | 2036 | CAPITAL | NEW | N/A | USD/teraBtu | us | us | 261775787080.104
commercial air conditioning | High Efficiency Commercial Ground Source Heat Pump - Cooling (with flex cost) | 2036 | CAPITAL | REPLACEMENT | N/A | USD/teraBtu | us | us | 261775787080.104
commercial air conditioning | High Efficiency Commercial Ground Source Heat Pump - Cooling (with flex cost) | 2036 | FIXED_OM | NEW | N/A | USD/teraBtu | us | us | 1677499547.0494
commercial air conditioning | High Efficiency Commercial Ground Source Heat Pump - Cooling (with flex cost) | 2036 | FIXED_OM | REPLACEMENT | N/A | USD/teraBtu | us | us | 1677499547.0494
commercial air conditioning | High Efficiency Commercial Ground Source Heat Pump - Cooling (with flex cost) | 2036 | INSTALLATION | NEW | N/A | USD/teraBtu | us | us | 105398422020.046
commercial air conditioning | High Efficiency Commercial Ground Source Heat Pump - Cooling (with flex cost) | 2037 | CAPITAL | NEW | N/A | USD/teraBtu | us | us | 261775787080.104
commercial air conditioning | High Efficiency Commercial Ground Source Heat Pump - Cooling (with flex cost) | 2037 | CAPITAL | REPLACEMENT | N/A | USD/teraBtu | us | us | 261775787080.104
commercial air conditioning | High Efficiency Commercial Ground Source Heat Pump - Cooling (with flex cost) | 2037 | FIXED_OM | NEW | N/A | USD/teraBtu | us | us | 1677499547.0494
commercial air conditioning | High Efficiency Commercial Ground Source Heat Pump - Cooling (with flex cost) | 2037 | FIXED_OM | REPLACEMENT | N/A | USD/teraBtu | us | us | 1677499547.0494
commercial air conditioning | High Efficiency Commercial Ground Source Heat Pump - Cooling (with flex cost) | 2037 | INSTALLATION | NEW | N/A | USD/teraBtu | us | us | 105398422020.046
commercial air conditioning | High Efficiency Commercial Ground Source Heat Pump - Cooling (with flex cost) | 2038 | CAPITAL | NEW | N/A | USD/teraBtu | us | us | 261775787080.104
commercial air conditioning | High Efficiency Commercial Ground Source Heat Pump - Cooling (with flex cost) | 2038 | CAPITAL | REPLACEMENT | N/A | USD/teraBtu | us | us | 261775787080.104
commercial air conditioning | High Efficiency Commercial Ground Source Heat Pump - Cooling (with flex cost) | 2038 | FIXED_OM | NEW | N/A | USD/teraBtu | us | us | 1677499547.0494
commercial air conditioning | High Efficiency Commercial Ground Source Heat Pump - Cooling (with flex cost) | 2038 | FIXED_OM | REPLACEMENT | N/A | USD/teraBtu | us | us | 1677499547.0494
commercial air conditioning | High Efficiency Commercial Ground Source Heat Pump - Cooling (with flex cost) | 2038 | INSTALLATION | NEW | N/A | USD/teraBtu | us | us | 105398422020.046
commercial air conditioning | High Efficiency Commercial Ground Source Heat Pump - Cooling (with flex cost) | 2039 | CAPITAL | NEW | N/A | USD/teraBtu | us | us | 261775787080.104
commercial air conditioning | High Efficiency Commercial Ground Source Heat Pump - Cooling (with flex cost) | 2039 | CAPITAL | REPLACEMENT | N/A | USD/teraBtu | us | us | 261775787080.104
commercial air conditioning | High Efficiency Commercial Ground Source Heat Pump - Cooling (with flex cost) | 2039 | FIXED_OM | NEW | N/A | USD/teraBtu | us | us | 1677499547.0494
commercial air conditioning | High Efficiency Commercial Ground Source Heat Pump - Cooling (with flex cost) | 2039 | FIXED_OM | REPLACEMENT | N/A | USD/teraBtu | us | us | 1677499547.0494
commercial air conditioning | High Efficiency Commercial Ground Source Heat Pump - Cooling (with flex cost) | 2039 | INSTALLATION | NEW | N/A | USD/teraBtu | us | us | 105398422020.046
commercial air conditioning | High Efficiency Commercial Ground Source Heat Pump - Cooling (with flex cost) | 2040 | CAPITAL | NEW | N/A | USD/teraBtu | us | us | 261775787080.104
commercial air conditioning | High Efficiency Commercial Ground Source Heat Pump - Cooling (with flex cost) | 2040 | CAPITAL | REPLACEMENT | N/A | USD/teraBtu | us | us | 261775787080.104
commercial air conditioning | High Efficiency Commercial Ground Source Heat Pump - Cooling (with flex cost) | 2040 | FIXED_OM | NEW | N/A | USD/teraBtu | us | us | 1677499547.0494
commercial air conditioning | High Efficiency Commercial Ground Source Heat Pump - Cooling (with flex cost) | 2040 | FIXED_OM | REPLACEMENT | N/A | USD/teraBtu | us | us | 1677499547.0494
commercial air conditioning | High Efficiency Commercial Ground Source Heat Pump - Cooling (with flex cost) | 2040 | INSTALLATION | NEW | N/A | USD/teraBtu | us | us | 105398422020.046
commercial air conditioning | High Efficiency Commercial Ground Source Heat Pump - Cooling (with flex cost) | 2041 | CAPITAL | NEW | N/A | USD/teraBtu | us | us | 261775787080.104
commercial air conditioning | High Efficiency Commercial Ground Source Heat Pump - Cooling (with flex cost) | 2041 | CAPITAL | REPLACEMENT | N/A | USD/teraBtu | us | us | 261775787080.104
commercial air conditioning | High Efficiency Commercial Ground Source Heat Pump - Cooling (with flex cost) | 2041 | FIXED_OM | NEW | N/A | USD/teraBtu | us | us | 1677499547.0494
commercial air conditioning | High Efficiency Commercial Ground Source Heat Pump - Cooling (with flex cost) | 2041 | FIXED_OM | REPLACEMENT | N/A | USD/teraBtu | us | us | 1677499547.0494
commercial air conditioning | High Efficiency Commercial Ground Source Heat Pump - Cooling (with flex cost) | 2041 | INSTALLATION | NEW | N/A | USD/teraBtu | us | us | 105398422020.046
commercial air conditioning | High Efficiency Commercial Ground Source Heat Pump - Cooling (with flex cost) | 2042 | CAPITAL | NEW | N/A | USD/teraBtu | us | us | 261775787080.104
commercial air conditioning | High Efficiency Commercial Ground Source Heat Pump - Cooling (with flex cost) | 2042 | CAPITAL | REPLACEMENT | N/A | USD/teraBtu | us | us | 261775787080.104
commercial air conditioning | High Efficiency Commercial Ground Source Heat Pump - Cooling (with flex cost) | 2042 | FIXED_OM | NEW | N/A | USD/teraBtu | us | us | 1677499547.0494
commercial air conditioning | High Efficiency Commercial Ground Source Heat Pump - Cooling (with flex cost) | 2042 | FIXED_OM | REPLACEMENT | N/A | USD/teraBtu | us | us | 1677499547.0494
commercial air conditioning | High Efficiency Commercial Ground Source Heat Pump - Cooling (with flex cost) | 2042 | INSTALLATION | NEW | N/A | USD/teraBtu | us | us | 105398422020.046
commercial air conditioning | High Efficiency Commercial Ground Source Heat Pump - Cooling (with flex cost) | 2043 | CAPITAL | NEW | N/A | USD/teraBtu | us | us | 261775787080.104
commercial air conditioning | High Efficiency Commercial Ground Source Heat Pump - Cooling (with flex cost) | 2043 | CAPITAL | REPLACEMENT | N/A | USD/teraBtu | us | us | 261775787080.104
commercial air conditioning | High Efficiency Commercial Ground Source Heat Pump - Cooling (with flex cost) | 2043 | FIXED_OM | NEW | N/A | USD/teraBtu | us | us | 1677499547.0494
commercial air conditioning | High Efficiency Commercial Ground Source Heat Pump - Cooling (with flex cost) | 2043 | FIXED_OM | REPLACEMENT | N/A | USD/teraBtu | us | us | 1677499547.0494
commercial air conditioning | High Efficiency Commercial Ground Source Heat Pump - Cooling (with flex cost) | 2043 | INSTALLATION | NEW | N/A | USD/teraBtu | us | us | 105398422020.046
commercial air conditioning | High Efficiency Commercial Ground Source Heat Pump - Cooling (with flex cost) | 2044 | CAPITAL | NEW | N/A | USD/teraBtu | us | us | 261775787080.104
commercial air conditioning | High Efficiency Commercial Ground Source Heat Pump - Cooling (with flex cost) | 2044 | CAPITAL | REPLACEMENT | N/A | USD/teraBtu | us | us | 261775787080.104
commercial air conditioning | High Efficiency Commercial Ground Source Heat Pump - Cooling (with flex cost) | 2044 | FIXED_OM | NEW | N/A | USD/teraBtu | us | us | 1677499547.0494
commercial air conditioning | High Efficiency Commercial Ground Source Heat Pump - Cooling (with flex cost) | 2044 | FIXED_OM | REPLACEMENT | N/A | USD/teraBtu | us | us | 1677499547.0494
commercial air conditioning | High Efficiency Commercial Ground Source Heat Pump - Cooling (with flex cost) | 2044 | INSTALLATION | NEW | N/A | USD/teraBtu | us | us | 105398422020.046
commercial air conditioning | High Efficiency Commercial Ground Source Heat Pump - Cooling (with flex cost) | 2045 | CAPITAL | NEW | N/A | USD/teraBtu | us | us | 261775787080.104
commercial air conditioning | High Efficiency Commercial Ground Source Heat Pump - Cooling (with flex cost) | 2045 | CAPITAL | REPLACEMENT | N/A | USD/teraBtu | us | us | 261775787080.104
commercial air conditioning | High Efficiency Commercial Ground Source Heat Pump - Cooling (with flex cost) | 2045 | FIXED_OM | NEW | N/A | USD/teraBtu | us | us | 1677499547.0494
commercial air conditioning | High Efficiency Commercial Ground Source Heat Pump - Cooling (with flex cost) | 2045 | FIXED_OM | REPLACEMENT | N/A | USD/teraBtu | us | us | 1677499547.0494
commercial air conditioning | High Efficiency Commercial Ground Source Heat Pump - Cooling (with flex cost) | 2045 | INSTALLATION | NEW | N/A | USD/teraBtu | us | us | 105398422020.046
commercial air conditioning | High Efficiency Commercial Ground Source Heat Pump - Cooling (with flex cost) | 2046 | CAPITAL | NEW | N/A | USD/teraBtu | us | us | 261775787080.104
commercial air conditioning | High Efficiency Commercial Ground Source Heat Pump - Cooling (with flex cost) | 2046 | CAPITAL | REPLACEMENT | N/A | USD/teraBtu | us | us | 261775787080.104
commercial air conditioning | High Efficiency Commercial Ground Source Heat Pump - Cooling (with flex cost) | 2046 | FIXED_OM | NEW | N/A | USD/teraBtu | us | us | 1677499547.0494
commercial air conditioning | High Efficiency Commercial Ground Source Heat Pump - Cooling (with flex cost) | 2046 | FIXED_OM | REPLACEMENT | N/A | USD/teraBtu | us | us | 1677499547.0494
commercial air conditioning | High Efficiency Commercial Ground Source Heat Pump - Cooling (with flex cost) | 2046 | INSTALLATION | NEW | N/A | USD/teraBtu | us | us | 105398422020.046
commercial air conditioning | High Efficiency Commercial Ground Source Heat Pump - Cooling (with flex cost) | 2047 | CAPITAL | NEW | N/A | USD/teraBtu | us | us | 261775787080.104
commercial air conditioning | High Efficiency Commercial Ground Source Heat Pump - Cooling (with flex cost) | 2047 | CAPITAL | REPLACEMENT | N/A | USD/teraBtu | us | us | 261775787080.104
commercial air conditioning | High Efficiency Commercial Ground Source Heat Pump - Cooling (with flex cost) | 2047 | FIXED_OM | NEW | N/A | USD/teraBtu | us | us | 1677499547.0494
commercial air conditioning | High Efficiency Commercial Ground Source Heat Pump - Cooling (with flex cost) | 2047 | FIXED_OM | REPLACEMENT | N/A | USD/teraBtu | us | us | 1677499547.0494
commercial air conditioning | High Efficiency Commercial Ground Source Heat Pump - Cooling (with flex cost) | 2047 | INSTALLATION | NEW | N/A | USD/teraBtu | us | us | 105398422020.046
commercial air conditioning | High Efficiency Commercial Ground Source Heat Pump - Cooling (with flex cost) | 2048 | CAPITAL | NEW | N/A | USD/teraBtu | us | us | 261775787080.104
commercial air conditioning | High Efficiency Commercial Ground Source Heat Pump - Cooling (with flex cost) | 2048 | CAPITAL | REPLACEMENT | N/A | USD/teraBtu | us | us | 261775787080.104
commercial air conditioning | High Efficiency Commercial Ground Source Heat Pump - Cooling (with flex cost) | 2048 | FIXED_OM | NEW | N/A | USD/teraBtu | us | us | 1677499547.0494
commercial air conditioning | High Efficiency Commercial Ground Source Heat Pump - Cooling (with flex cost) | 2048 | FIXED_OM | REPLACEMENT | N/A | USD/teraBtu | us | us | 1677499547.0494
commercial air conditioning | High Efficiency Commercial Ground Source Heat Pump - Cooling (with flex cost) | 2048 | INSTALLATION | NEW | N/A | USD/teraBtu | us | us | 105398422020.046
commercial air conditioning | High Efficiency Commercial Ground Source Heat Pump - Cooling (with flex cost) | 2049 | CAPITAL | NEW | N/A | USD/teraBtu | us | us | 261775787080.104
commercial air conditioning | High Efficiency Commercial Ground Source Heat Pump - Cooling (with flex cost) | 2049 | CAPITAL | REPLACEMENT | N/A | USD/teraBtu | us | us | 261775787080.104
commercial air conditioning | High Efficiency Commercial Ground Source Heat Pump - Cooling (with flex cost) | 2049 | FIXED_OM | NEW | N/A | USD/teraBtu | us | us | 1677499547.0494
commercial air conditioning | High Efficiency Commercial Ground Source Heat Pump - Cooling (with flex cost) | 2049 | FIXED_OM | REPLACEMENT | N/A | USD/teraBtu | us | us | 1677499547.0494
commercial air conditioning | High Efficiency Commercial Ground Source Heat Pump - Cooling (with flex cost) | 2049 | INSTALLATION | NEW | N/A | USD/teraBtu | us | us | 105398422020.046
commercial air conditioning | High Efficiency Commercial Ground Source Heat Pump - Cooling (with flex cost) | 2050 | CAPITAL | NEW | N/A | USD/teraBtu | us | us | 261775787080.104
commercial air conditioning | High Efficiency Commercial Ground Source Heat Pump - Cooling (with flex cost) | 2050 | CAPITAL | REPLACEMENT | N/A | USD/teraBtu | us | us | 261775787080.104
commercial air conditioning | High Efficiency Commercial Ground Source Heat Pump - Cooling (with flex cost) | 2050 | FIXED_OM | NEW | N/A | USD/teraBtu | us | us | 1677499547.0494
commercial air conditioning | High Efficiency Commercial Ground Source Heat Pump - Cooling (with flex cost) | 2050 | FIXED_OM | REPLACEMENT | N/A | USD/teraBtu | us | us | 1677499547.0494
commercial air conditioning | High Efficiency Commercial Ground Source Heat Pump - Cooling (with flex cost) | 2050 | INSTALLATION | NEW | N/A | USD/teraBtu | us | us | 105398422020.046
commercial air conditioning | High Efficiency Reciprocating Chiller | 2020 | CAPITAL | NEW | N/A | USD/teraBtu | us | us | 71462552589.0014
commercial air conditioning | High Efficiency Reciprocating Chiller | 2020 | CAPITAL | REPLACEMENT | N/A | USD/teraBtu | us | us | 71462552589.0014
commercial air conditioning | High Efficiency Reciprocating Chiller | 2020 | FIXED_OM | NEW | N/A | USD/teraBtu | us | us | 3129903308.2329
commercial air conditioning | High Efficiency Reciprocating Chiller | 2020 | FIXED_OM | REPLACEMENT | N/A | USD/teraBtu | us | us | 3129903308.2329
commercial air conditioning | High Efficiency Reciprocating Chiller | 2020 | INSTALLATION | NEW | N/A | USD/teraBtu | us | us | 13398558682.5036
commercial air conditioning | High Efficiency Reciprocating Chiller | 2020 | INSTALLATION | REPLACEMENT | N/A | USD/teraBtu | us | us | 13398558682.5036
commercial air conditioning | High Efficiency Reciprocating Chiller | 2021 | CAPITAL | NEW | N/A | USD/teraBtu | us | us | 71462552589.0014
commercial air conditioning | High Efficiency Reciprocating Chiller | 2021 | CAPITAL | REPLACEMENT | N/A | USD/teraBtu | us | us | 71462552589.0014
commercial air conditioning | High Efficiency Reciprocating Chiller | 2021 | FIXED_OM | NEW | N/A | USD/teraBtu | us | us | 3129903308.2329
commercial air conditioning | High Efficiency Reciprocating Chiller | 2021 | FIXED_OM | REPLACEMENT | N/A | USD/teraBtu | us | us | 3129903308.2329
commercial air conditioning | High Efficiency Reciprocating Chiller | 2021 | INSTALLATION | NEW | N/A | USD/teraBtu | us | us | 13398558682.5036
commercial air conditioning | High Efficiency Reciprocating Chiller | 2021 | INSTALLATION | REPLACEMENT | N/A | USD/teraBtu | us | us | 13398558682.5036
commercial air conditioning | High Efficiency Reciprocating Chiller | 2022 | CAPITAL | NEW | N/A | USD/teraBtu | us | us | 71462552589.0014
commercial air conditioning | High Efficiency Reciprocating Chiller | 2022 | CAPITAL | REPLACEMENT | N/A | USD/teraBtu | us | us | 71462552589.0014
commercial air conditioning | High Efficiency Reciprocating Chiller | 2022 | FIXED_OM | NEW | N/A | USD/teraBtu | us | us | 3129903308.2329
commercial air conditioning | High Efficiency Reciprocating Chiller | 2022 | FIXED_OM | REPLACEMENT | N/A | USD/teraBtu | us | us | 3129903308.2329
commercial air conditioning | High Efficiency Reciprocating Chiller | 2022 | INSTALLATION | NEW | N/A | USD/teraBtu | us | us | 13398558682.5036
commercial air conditioning | High Efficiency Reciprocating Chiller | 2022 | INSTALLATION | REPLACEMENT | N/A | USD/teraBtu | us | us | 13398558682.5036
commercial air conditioning | High Efficiency Reciprocating Chiller | 2023 | CAPITAL | NEW | N/A | USD/teraBtu | us | us | 71462552589.0014
commercial air conditioning | High Efficiency Reciprocating Chiller | 2023 | CAPITAL | REPLACEMENT | N/A | USD/teraBtu | us | us | 71462552589.0014
commercial air conditioning | High Efficiency Reciprocating Chiller | 2023 | FIXED_OM | NEW | N/A | USD/teraBtu | us | us | 3129903308.2329
commercial air conditioning | High Efficiency Reciprocating Chiller | 2023 | FIXED_OM | REPLACEMENT | N/A | USD/teraBtu | us | us | 3129903308.2329
commercial air conditioning | High Efficiency Reciprocating Chiller | 2023 | INSTALLATION | NEW | N/A | USD/teraBtu | us | us | 13398558682.5036
commercial air conditioning | High Efficiency Reciprocating Chiller | 2023 | INSTALLATION | REPLACEMENT | N/A | USD/teraBtu | us | us | 13398558682.5036
commercial air conditioning | High Efficiency Reciprocating Chiller | 2024 | CAPITAL | NEW | N/A | USD/teraBtu | us | us | 71462552589.0014
commercial air conditioning | High Efficiency Reciprocating Chiller | 2024 | CAPITAL | REPLACEMENT | N/A | USD/teraBtu | us | us | 71462552589.0014
commercial air conditioning | High Efficiency Reciprocating Chiller | 2024 | FIXED_OM | NEW | N/A | USD/teraBtu | us | us | 3129903308.2329
commercial air conditioning | High Efficiency Reciprocating Chiller | 2024 | FIXED_OM | REPLACEMENT | N/A | USD/teraBtu | us | us | 3129903308.2329
commercial air conditioning | High Efficiency Reciprocating Chiller | 2024 | INSTALLATION | NEW | N/A | USD/teraBtu | us | us | 13398558682.5036
commercial air conditioning | High Efficiency Reciprocating Chiller | 2024 | INSTALLATION | REPLACEMENT | N/A | USD/teraBtu | us | us | 13398558682.5036
commercial air conditioning | High Efficiency Reciprocating Chiller | 2025 | CAPITAL | NEW | N/A | USD/teraBtu | us | us | 71462552589.0014
commercial air conditioning | High Efficiency Reciprocating Chiller | 2025 | CAPITAL | REPLACEMENT | N/A | USD/teraBtu | us | us | 71462552589.0014
commercial air conditioning | High Efficiency Reciprocating Chiller | 2025 | FIXED_OM | NEW | N/A | USD/teraBtu | us | us | 3129903308.2329
commercial air conditioning | High Efficiency Reciprocating Chiller | 2025 | FIXED_OM | REPLACEMENT | N/A | USD/teraBtu | us | us | 3129903308.2329
commercial air conditioning | High Efficiency Reciprocating Chiller | 2025 | INSTALLATION | NEW | N/A | USD/teraBtu | us | us | 13398558682.5036
commercial air conditioning | High Efficiency Reciprocating Chiller | 2025 | INSTALLATION | REPLACEMENT | N/A | USD/teraBtu | us | us | 13398558682.5036
commercial air conditioning | High Efficiency Reciprocating Chiller | 2026 | CAPITAL | NEW | N/A | USD/teraBtu | us | us | 71462552589.0014
commercial air conditioning | High Efficiency Reciprocating Chiller | 2026 | CAPITAL | REPLACEMENT | N/A | USD/teraBtu | us | us | 71462552589.0014
commercial air conditioning | High Efficiency Reciprocating Chiller | 2026 | FIXED_OM | NEW | N/A | USD/teraBtu | us | us | 3129903308.2329
commercial air conditioning | High Efficiency Reciprocating Chiller | 2026 | FIXED_OM | REPLACEMENT | N/A | USD/teraBtu | us | us | 3129903308.2329
commercial air conditioning | High Efficiency Reciprocating Chiller | 2026 | INSTALLATION | NEW | N/A | USD/teraBtu | us | us | 13398558682.5036
commercial air conditioning | High Efficiency Reciprocating Chiller | 2026 | INSTALLATION | REPLACEMENT | N/A | USD/teraBtu | us | us | 13398558682.5036
commercial air conditioning | High Efficiency Reciprocating Chiller | 2027 | CAPITAL | NEW | N/A | USD/teraBtu | us | us | 71462552589.0014
commercial air conditioning | High Efficiency Reciprocating Chiller | 2027 | CAPITAL | REPLACEMENT | N/A | USD/teraBtu | us | us | 71462552589.0014
commercial air conditioning | High Efficiency Reciprocating Chiller | 2027 | FIXED_OM | NEW | N/A | USD/teraBtu | us | us | 3129903308.2329
commercial air conditioning | High Efficiency Reciprocating Chiller | 2027 | FIXED_OM | REPLACEMENT | N/A | USD/teraBtu | us | us | 3129903308.2329
commercial air conditioning | High Efficiency Reciprocating Chiller | 2027 | INSTALLATION | NEW | N/A | USD/teraBtu | us | us | 13398558682.5036
commercial air conditioning | High Efficiency Reciprocating Chiller | 2027 | INSTALLATION | REPLACEMENT | N/A | USD/teraBtu | us | us | 13398558682.5036
commercial air conditioning | High Efficiency Reciprocating Chiller | 2028 | CAPITAL | NEW | N/A | USD/teraBtu | us | us | 71462552589.0014
commercial air conditioning | High Efficiency Reciprocating Chiller | 2028 | CAPITAL | REPLACEMENT | N/A | USD/teraBtu | us | us | 71462552589.0014
commercial air conditioning | High Efficiency Reciprocating Chiller | 2028 | FIXED_OM | NEW | N/A | USD/teraBtu | us | us | 3129903308.2329
commercial air conditioning | High Efficiency Reciprocating Chiller | 2028 | FIXED_OM | REPLACEMENT | N/A | USD/teraBtu | us | us | 3129903308.2329
commercial air conditioning | High Efficiency Reciprocating Chiller | 2028 | INSTALLATION | NEW | N/A | USD/teraBtu | us | us | 13398558682.5036
commercial air conditioning | High Efficiency Reciprocating Chiller | 2028 | INSTALLATION | REPLACEMENT | N/A | USD/teraBtu | us | us | 13398558682.5036
commercial air conditioning | High Efficiency Reciprocating Chiller | 2029 | CAPITAL | NEW | N/A | USD/teraBtu | us | us | 71462552589.0014
commercial air conditioning | High Efficiency Reciprocating Chiller | 2029 | CAPITAL | REPLACEMENT | N/A | USD/teraBtu | us | us | 71462552589.0014
commercial air conditioning | High Efficiency Reciprocating Chiller | 2029 | FIXED_OM | NEW | N/A | USD/teraBtu | us | us | 3129903308.2329
commercial air conditioning | High Efficiency Reciprocating Chiller | 2029 | FIXED_OM | REPLACEMENT | N/A | USD/teraBtu | us | us | 3129903308.2329
commercial air conditioning | High Efficiency Reciprocating Chiller | 2029 | INSTALLATION | NEW | N/A | USD/teraBtu | us | us | 13398558682.5036
commercial air conditioning | High Efficiency Reciprocating Chiller | 2029 | INSTALLATION | REPLACEMENT | N/A | USD/teraBtu | us | us | 13398558682.5036
commercial air conditioning | High Efficiency Reciprocating Chiller | 2030 | CAPITAL | NEW | N/A | USD/teraBtu | us | us | 71462552589.0014
commercial air conditioning | High Efficiency Reciprocating Chiller | 2030 | CAPITAL | REPLACEMENT | N/A | USD/teraBtu | us | us | 71462552589.0014
commercial air conditioning | High Efficiency Reciprocating Chiller | 2030 | FIXED_OM | NEW | N/A | USD/teraBtu | us | us | 3129903308.2329
commercial air conditioning | High Efficiency Reciprocating Chiller | 2030 | FIXED_OM | REPLACEMENT | N/A | USD/teraBtu | us | us | 3129903308.2329
commercial air conditioning | High Efficiency Reciprocating Chiller | 2030 | INSTALLATION | NEW | N/A | USD/teraBtu | us | us | 13398558682.5036
commercial air conditioning | High Efficiency Reciprocating Chiller | 2030 | INSTALLATION | REPLACEMENT | N/A | USD/teraBtu | us | us | 13398558682.5036
commercial air conditioning | High Efficiency Reciprocating Chiller | 2031 | CAPITAL | NEW | N/A | USD/teraBtu | us | us | 71462552589.0014
commercial air conditioning | High Efficiency Reciprocating Chiller | 2031 | CAPITAL | REPLACEMENT | N/A | USD/teraBtu | us | us | 71462552589.0014
commercial air conditioning | High Efficiency Reciprocating Chiller | 2031 | FIXED_OM | NEW | N/A | USD/teraBtu | us | us | 3129903308.2329
commercial air conditioning | High Efficiency Reciprocating Chiller | 2031 | FIXED_OM | REPLACEMENT | N/A | USD/teraBtu | us | us | 3129903308.2329
commercial air conditioning | High Efficiency Reciprocating Chiller | 2031 | INSTALLATION | NEW | N/A | USD/teraBtu | us | us | 13398558682.5036
commercial air conditioning | High Efficiency Reciprocating Chiller | 2031 | INSTALLATION | REPLACEMENT | N/A | USD/teraBtu | us | us | 13398558682.5036
commercial air conditioning | High Efficiency Reciprocating Chiller | 2032 | CAPITAL | NEW | N/A | USD/teraBtu | us | us | 71462552589.0014
commercial air conditioning | High Efficiency Reciprocating Chiller | 2032 | CAPITAL | REPLACEMENT | N/A | USD/teraBtu | us | us | 71462552589.0014
commercial air conditioning | High Efficiency Reciprocating Chiller | 2032 | FIXED_OM | NEW | N/A | USD/teraBtu | us | us | 3129903308.2329
commercial air conditioning | High Efficiency Reciprocating Chiller | 2032 | FIXED_OM | REPLACEMENT | N/A | USD/teraBtu | us | us | 3129903308.2329
commercial air conditioning | High Efficiency Reciprocating Chiller | 2032 | INSTALLATION | NEW | N/A | USD/teraBtu | us | us | 13398558682.5036
commercial air conditioning | High Efficiency Reciprocating Chiller | 2032 | INSTALLATION | REPLACEMENT | N/A | USD/teraBtu | us | us | 13398558682.5036
commercial air conditioning | High Efficiency Reciprocating Chiller | 2033 | CAPITAL | NEW | N/A | USD/teraBtu | us | us | 71462552589.0014
commercial air conditioning | High Efficiency Reciprocating Chiller | 2033 | CAPITAL | REPLACEMENT | N/A | USD/teraBtu | us | us | 71462552589.0014
commercial air conditioning | High Efficiency Reciprocating Chiller | 2033 | FIXED_OM | NEW | N/A | USD/teraBtu | us | us | 3129903308.2329
commercial air conditioning | High Efficiency Reciprocating Chiller | 2033 | FIXED_OM | REPLACEMENT | N/A | USD/teraBtu | us | us | 3129903308.2329
commercial air conditioning | High Efficiency Reciprocating Chiller | 2033 | INSTALLATION | NEW | N/A | USD/teraBtu | us | us | 13398558682.5036
commercial air conditioning | High Efficiency Reciprocating Chiller | 2033 | INSTALLATION | REPLACEMENT | N/A | USD/teraBtu | us | us | 13398558682.5036
commercial air conditioning | High Efficiency Reciprocating Chiller | 2034 | CAPITAL | NEW | N/A | USD/teraBtu | us | us | 71462552589.0014
commercial air conditioning | High Efficiency Reciprocating Chiller | 2034 | CAPITAL | REPLACEMENT | N/A | USD/teraBtu | us | us | 71462552589.0014
commercial air conditioning | High Efficiency Reciprocating Chiller | 2034 | FIXED_OM | NEW | N/A | USD/teraBtu | us | us | 3129903308.2329
commercial air conditioning | High Efficiency Reciprocating Chiller | 2034 | FIXED_OM | REPLACEMENT | N/A | USD/teraBtu | us | us | 3129903308.2329
commercial air conditioning | High Efficiency Reciprocating Chiller | 2034 | INSTALLATION | NEW | N/A | USD/teraBtu | us | us | 13398558682.5036
commercial air conditioning | High Efficiency Reciprocating Chiller | 2034 | INSTALLATION | REPLACEMENT | N/A | USD/teraBtu | us | us | 13398558682.5036
commercial air conditioning | High Efficiency Reciprocating Chiller | 2035 | CAPITAL | NEW | N/A | USD/teraBtu | us | us | 71462552589.0014
commercial air conditioning | High Efficiency Reciprocating Chiller | 2035 | CAPITAL | REPLACEMENT | N/A | USD/teraBtu | us | us | 71462552589.0014
commercial air conditioning | High Efficiency Reciprocating Chiller | 2035 | FIXED_OM | NEW | N/A | USD/teraBtu | us | us | 3129903308.2329
commercial air conditioning | High Efficiency Reciprocating Chiller | 2035 | FIXED_OM | REPLACEMENT | N/A | USD/teraBtu | us | us | 3129903308.2329
commercial air conditioning | High Efficiency Reciprocating Chiller | 2035 | INSTALLATION | NEW | N/A | USD/teraBtu | us | us | 13398558682.5036
commercial air conditioning | High Efficiency Reciprocating Chiller | 2035 | INSTALLATION | REPLACEMENT | N/A | USD/teraBtu | us | us | 13398558682.5036
commercial air conditioning | High Efficiency Reciprocating Chiller | 2036 | CAPITAL | NEW | N/A | USD/teraBtu | us | us | 71462552589.0014
commercial air conditioning | High Efficiency Reciprocating Chiller | 2036 | CAPITAL | REPLACEMENT | N/A | USD/teraBtu | us | us | 71462552589.0014
commercial air conditioning | High Efficiency Reciprocating Chiller | 2036 | FIXED_OM | NEW | N/A | USD/teraBtu | us | us | 3129903308.2329
commercial air conditioning | High Efficiency Reciprocating Chiller | 2036 | FIXED_OM | REPLACEMENT | N/A | USD/teraBtu | us | us | 3129903308.2329
commercial air conditioning | High Efficiency Reciprocating Chiller | 2036 | INSTALLATION | NEW | N/A | USD/teraBtu | us | us | 13398558682.5036
commercial air conditioning | High Efficiency Reciprocating Chiller | 2036 | INSTALLATION | REPLACEMENT | N/A | USD/teraBtu | us | us | 13398558682.5036
commercial air conditioning | High Efficiency Reciprocating Chiller | 2037 | CAPITAL | NEW | N/A | USD/teraBtu | us | us | 71462552589.0014
commercial air conditioning | High Efficiency Reciprocating Chiller | 2037 | CAPITAL | REPLACEMENT | N/A | USD/teraBtu | us | us | 71462552589.0014
commercial air conditioning | High Efficiency Reciprocating Chiller | 2037 | FIXED_OM | NEW | N/A | USD/teraBtu | us | us | 3129903308.2329
commercial air conditioning | High Efficiency Reciprocating Chiller | 2037 | FIXED_OM | REPLACEMENT | N/A | USD/teraBtu | us | us | 3129903308.2329
commercial air conditioning | High Efficiency Reciprocating Chiller | 2037 | INSTALLATION | NEW | N/A | USD/teraBtu | us | us | 13398558682.5036
commercial air conditioning | High Efficiency Reciprocating Chiller | 2037 | INSTALLATION | REPLACEMENT | N/A | USD/teraBtu | us | us | 13398558682.5036
commercial air conditioning | High Efficiency Reciprocating Chiller | 2038 | CAPITAL | NEW | N/A | USD/teraBtu | us | us | 71462552589.0014
commercial air conditioning | High Efficiency Reciprocating Chiller | 2038 | CAPITAL | REPLACEMENT | N/A | USD/teraBtu | us | us | 71462552589.0014
commercial air conditioning | High Efficiency Reciprocating Chiller | 2038 | FIXED_OM | NEW | N/A | USD/teraBtu | us | us | 3129903308.2329
commercial air conditioning | High Efficiency Reciprocating Chiller | 2038 | FIXED_OM | REPLACEMENT | N/A | USD/teraBtu | us | us | 3129903308.2329
commercial air conditioning | High Efficiency Reciprocating Chiller | 2038 | INSTALLATION | NEW | N/A | USD/teraBtu | us | us | 13398558682.5036
commercial air conditioning | High Efficiency Reciprocating Chiller | 2038 | INSTALLATION | REPLACEMENT | N/A | USD/teraBtu | us | us | 13398558682.5036
commercial air conditioning | High Efficiency Reciprocating Chiller | 2039 | CAPITAL | NEW | N/A | USD/teraBtu | us | us | 71462552589.0014
commercial air conditioning | High Efficiency Reciprocating Chiller | 2039 | CAPITAL | REPLACEMENT | N/A | USD/teraBtu | us | us | 71462552589.0014
commercial air conditioning | High Efficiency Reciprocating Chiller | 2039 | FIXED_OM | NEW | N/A | USD/teraBtu | us | us | 3129903308.2329
commercial air conditioning | High Efficiency Reciprocating Chiller | 2039 | FIXED_OM | REPLACEMENT | N/A | USD/teraBtu | us | us | 3129903308.2329
commercial air conditioning | High Efficiency Reciprocating Chiller | 2039 | INSTALLATION | NEW | N/A | USD/teraBtu | us | us | 13398558682.5036
commercial air conditioning | High Efficiency Reciprocating Chiller | 2039 | INSTALLATION | REPLACEMENT | N/A | USD/teraBtu | us | us | 13398558682.5036
commercial air conditioning | High Efficiency Reciprocating Chiller | 2040 | CAPITAL | NEW | N/A | USD/teraBtu | us | us | 71462552589.0014
commercial air conditioning | High Efficiency Reciprocating Chiller | 2040 | CAPITAL | REPLACEMENT | N/A | USD/teraBtu | us | us | 71462552589.0014
commercial air conditioning | High Efficiency Reciprocating Chiller | 2040 | FIXED_OM | NEW | N/A | USD/teraBtu | us | us | 3129903308.2329
commercial air conditioning | High Efficiency Reciprocating Chiller | 2040 | FIXED_OM | REPLACEMENT | N/A | USD/teraBtu | us | us | 3129903308.2329
commercial air conditioning | High Efficiency Reciprocating Chiller | 2040 | INSTALLATION | NEW | N/A | USD/teraBtu | us | us | 13398558682.5036
commercial air conditioning | High Efficiency Reciprocating Chiller | 2040 | INSTALLATION | REPLACEMENT | N/A | USD/teraBtu | us | us | 13398558682.5036
commercial air conditioning | High Efficiency Reciprocating Chiller | 2041 | CAPITAL | NEW | N/A | USD/teraBtu | us | us | 71462552589.0014
commercial air conditioning | High Efficiency Reciprocating Chiller | 2041 | CAPITAL | REPLACEMENT | N/A | USD/teraBtu | us | us | 71462552589.0014
commercial air conditioning | High Efficiency Reciprocating Chiller | 2041 | FIXED_OM | NEW | N/A | USD/teraBtu | us | us | 3129903308.2329
commercial air conditioning | High Efficiency Reciprocating Chiller | 2041 | FIXED_OM | REPLACEMENT | N/A | USD/teraBtu | us | us | 3129903308.2329
commercial air conditioning | High Efficiency Reciprocating Chiller | 2041 | INSTALLATION | NEW | N/A | USD/teraBtu | us | us | 13398558682.5036
commercial air conditioning | High Efficiency Reciprocating Chiller | 2041 | INSTALLATION | REPLACEMENT | N/A | USD/teraBtu | us | us | 13398558682.5036
commercial air conditioning | High Efficiency Reciprocating Chiller | 2042 | CAPITAL | NEW | N/A | USD/teraBtu | us | us | 71462552589.0014
commercial air conditioning | High Efficiency Reciprocating Chiller | 2042 | CAPITAL | REPLACEMENT | N/A | USD/teraBtu | us | us | 71462552589.0014
commercial air conditioning | High Efficiency Reciprocating Chiller | 2042 | FIXED_OM | NEW | N/A | USD/teraBtu | us | us | 3129903308.2329
commercial air conditioning | High Efficiency Reciprocating Chiller | 2042 | FIXED_OM | REPLACEMENT | N/A | USD/teraBtu | us | us | 3129903308.2329
commercial air conditioning | High Efficiency Reciprocating Chiller | 2042 | INSTALLATION | NEW | N/A | USD/teraBtu | us | us | 13398558682.5036
commercial air conditioning | High Efficiency Reciprocating Chiller | 2042 | INSTALLATION | REPLACEMENT | N/A | USD/teraBtu | us | us | 13398558682.5036
commercial air conditioning | High Efficiency Reciprocating Chiller | 2043 | CAPITAL | NEW | N/A | USD/teraBtu | us | us | 71462552589.0014
commercial air conditioning | High Efficiency Reciprocating Chiller | 2043 | CAPITAL | REPLACEMENT | N/A | USD/teraBtu | us | us | 71462552589.0014
commercial air conditioning | High Efficiency Reciprocating Chiller | 2043 | FIXED_OM | NEW | N/A | USD/teraBtu | us | us | 3129903308.2329
commercial air conditioning | High Efficiency Reciprocating Chiller | 2043 | FIXED_OM | REPLACEMENT | N/A | USD/teraBtu | us | us | 3129903308.2329
commercial air conditioning | High Efficiency Reciprocating Chiller | 2043 | INSTALLATION | NEW | N/A | USD/teraBtu | us | us | 13398558682.5036
commercial air conditioning | High Efficiency Reciprocating Chiller | 2043 | INSTALLATION | REPLACEMENT | N/A | USD/teraBtu | us | us | 13398558682.5036
commercial air conditioning | High Efficiency Reciprocating Chiller | 2044 | CAPITAL | NEW | N/A | USD/teraBtu | us | us | 71462552589.0014
commercial air conditioning | High Efficiency Reciprocating Chiller | 2044 | CAPITAL | REPLACEMENT | N/A | USD/teraBtu | us | us | 71462552589.0014
commercial air conditioning | High Efficiency Reciprocating Chiller | 2044 | FIXED_OM | NEW | N/A | USD/teraBtu | us | us | 3129903308.2329
commercial air conditioning | High Efficiency Reciprocating Chiller | 2044 | FIXED_OM | REPLACEMENT | N/A | USD/teraBtu | us | us | 3129903308.2329
commercial air conditioning | High Efficiency Reciprocating Chiller | 2044 | INSTALLATION | NEW | N/A | USD/teraBtu | us | us | 13398558682.5036
commercial air conditioning | High Efficiency Reciprocating Chiller | 2044 | INSTALLATION | REPLACEMENT | N/A | USD/teraBtu | us | us | 13398558682.5036
commercial air conditioning | High Efficiency Reciprocating Chiller | 2045 | CAPITAL | NEW | N/A | USD/teraBtu | us | us | 71462552589.0014
commercial air conditioning | High Efficiency Reciprocating Chiller | 2045 | CAPITAL | REPLACEMENT | N/A | USD/teraBtu | us | us | 71462552589.0014
commercial air conditioning | High Efficiency Reciprocating Chiller | 2045 | FIXED_OM | NEW | N/A | USD/teraBtu | us | us | 3129903308.2329
commercial air conditioning | High Efficiency Reciprocating Chiller | 2045 | FIXED_OM | REPLACEMENT | N/A | USD/teraBtu | us | us | 3129903308.2329
commercial air conditioning | High Efficiency Reciprocating Chiller | 2045 | INSTALLATION | NEW | N/A | USD/teraBtu | us | us | 13398558682.5036
commercial air conditioning | High Efficiency Reciprocating Chiller | 2045 | INSTALLATION | REPLACEMENT | N/A | USD/teraBtu | us | us | 13398558682.5036
commercial air conditioning | High Efficiency Reciprocating Chiller | 2046 | CAPITAL | NEW | N/A | USD/teraBtu | us | us | 71462552589.0014
commercial air conditioning | High Efficiency Reciprocating Chiller | 2046 | CAPITAL | REPLACEMENT | N/A | USD/teraBtu | us | us | 71462552589.0014
commercial air conditioning | High Efficiency Reciprocating Chiller | 2046 | FIXED_OM | NEW | N/A | USD/teraBtu | us | us | 3129903308.2329
commercial air conditioning | High Efficiency Reciprocating Chiller | 2046 | FIXED_OM | REPLACEMENT | N/A | USD/teraBtu | us | us | 3129903308.2329
commercial air conditioning | High Efficiency Reciprocating Chiller | 2046 | INSTALLATION | NEW | N/A | USD/teraBtu | us | us | 13398558682.5036
commercial air conditioning | High Efficiency Reciprocating Chiller | 2046 | INSTALLATION | REPLACEMENT | N/A | USD/teraBtu | us | us | 13398558682.5036
commercial air conditioning | High Efficiency Reciprocating Chiller | 2047 | CAPITAL | NEW | N/A | USD/teraBtu | us | us | 71462552589.0014
commercial air conditioning | High Efficiency Reciprocating Chiller | 2047 | CAPITAL | REPLACEMENT | N/A | USD/teraBtu | us | us | 71462552589.0014
commercial air conditioning | High Efficiency Reciprocating Chiller | 2047 | FIXED_OM | NEW | N/A | USD/teraBtu | us | us | 3129903308.2329
commercial air conditioning | High Efficiency Reciprocating Chiller | 2047 | FIXED_OM | REPLACEMENT | N/A | USD/teraBtu | us | us | 3129903308.2329
commercial air conditioning | High Efficiency Reciprocating Chiller | 2047 | INSTALLATION | NEW | N/A | USD/teraBtu | us | us | 13398558682.5036
commercial air conditioning | High Efficiency Reciprocating Chiller | 2047 | INSTALLATION | REPLACEMENT | N/A | USD/teraBtu | us | us | 13398558682.5036
commercial air conditioning | High Efficiency Reciprocating Chiller | 2048 | CAPITAL | NEW | N/A | USD/teraBtu | us | us | 71462552589.0014
commercial air conditioning | High Efficiency Reciprocating Chiller | 2048 | CAPITAL | REPLACEMENT | N/A | USD/teraBtu | us | us | 71462552589.0014
commercial air conditioning | High Efficiency Reciprocating Chiller | 2048 | FIXED_OM | NEW | N/A | USD/teraBtu | us | us | 3129903308.2329
commercial air conditioning | High Efficiency Reciprocating Chiller | 2048 | FIXED_OM | REPLACEMENT | N/A | USD/teraBtu | us | us | 3129903308.2329
commercial air conditioning | High Efficiency Reciprocating Chiller | 2048 | INSTALLATION | NEW | N/A | USD/teraBtu | us | us | 13398558682.5036
commercial air conditioning | High Efficiency Reciprocating Chiller | 2048 | INSTALLATION | REPLACEMENT | N/A | USD/teraBtu | us | us | 13398558682.5036
commercial air conditioning | High Efficiency Reciprocating Chiller | 2049 | CAPITAL | NEW | N/A | USD/teraBtu | us | us | 71462552589.0014
commercial air conditioning | High Efficiency Reciprocating Chiller | 2049 | CAPITAL | REPLACEMENT | N/A | USD/teraBtu | us | us | 71462552589.0014
commercial air conditioning | High Efficiency Reciprocating Chiller | 2049 | FIXED_OM | NEW | N/A | USD/teraBtu | us | us | 3129903308.2329
commercial air conditioning | High Efficiency Reciprocating Chiller | 2049 | FIXED_OM | REPLACEMENT | N/A | USD/teraBtu | us | us | 3129903308.2329
commercial air conditioning | High Efficiency Reciprocating Chiller | 2049 | INSTALLATION | NEW | N/A | USD/teraBtu | us | us | 13398558682.5036
commercial air conditioning | High Efficiency Reciprocating Chiller | 2049 | INSTALLATION | REPLACEMENT | N/A | USD/teraBtu | us | us | 13398558682.5036
commercial air conditioning | High Efficiency Reciprocating Chiller | 2050 | CAPITAL | NEW | N/A | USD/teraBtu | us | us | 71462552589.0014
commercial air conditioning | High Efficiency Reciprocating Chiller | 2050 | CAPITAL | REPLACEMENT | N/A | USD/teraBtu | us | us | 71462552589.0014
commercial air conditioning | High Efficiency Reciprocating Chiller | 2050 | FIXED_OM | NEW | N/A | USD/teraBtu | us | us | 3129903308.2329
commercial air conditioning | High Efficiency Reciprocating Chiller | 2050 | FIXED_OM | REPLACEMENT | N/A | USD/teraBtu | us | us | 3129903308.2329
commercial air conditioning | High Efficiency Reciprocating Chiller | 2050 | INSTALLATION | NEW | N/A | USD/teraBtu | us | us | 13398558682.5036
commercial air conditioning | High Efficiency Reciprocating Chiller | 2050 | INSTALLATION | REPLACEMENT | N/A | USD/teraBtu | us | us | 13398558682.5036
commercial air conditioning | High Efficiency Rooftop Air Conditioner | 2020 | CAPITAL | NEW | N/A | USD/teraBtu | us | us | 266181126210.09
commercial air conditioning | High Efficiency Rooftop Air Conditioner | 2020 | CAPITAL | REPLACEMENT | N/A | USD/teraBtu | us | us | 266181126210.09
commercial air conditioning | High Efficiency Rooftop Air Conditioner | 2020 | FIXED_OM | NEW | N/A | USD/teraBtu | us | us | 2861932134.5828
commercial air conditioning | High Efficiency Rooftop Air Conditioner | 2020 | FIXED_OM | REPLACEMENT | N/A | USD/teraBtu | us | us | 2861932134.5828
commercial air conditioning | High Efficiency Rooftop Air Conditioner | 2020 | INSTALLATION | NEW | N/A | USD/teraBtu | us | us | 25607325354.0009
commercial air conditioning | High Efficiency Rooftop Air Conditioner | 2020 | INSTALLATION | REPLACEMENT | N/A | USD/teraBtu | us | us | 25607325354.0009
commercial air conditioning | High Efficiency Rooftop Air Conditioner | 2021 | CAPITAL | NEW | N/A | USD/teraBtu | us | us | 266181126210.09
commercial air conditioning | High Efficiency Rooftop Air Conditioner | 2021 | CAPITAL | REPLACEMENT | N/A | USD/teraBtu | us | us | 266181126210.09
commercial air conditioning | High Efficiency Rooftop Air Conditioner | 2021 | FIXED_OM | NEW | N/A | USD/teraBtu | us | us | 2861932134.5828
commercial air conditioning | High Efficiency Rooftop Air Conditioner | 2021 | FIXED_OM | REPLACEMENT | N/A | USD/teraBtu | us | us | 2861932134.5828
commercial air conditioning | High Efficiency Rooftop Air Conditioner | 2021 | INSTALLATION | NEW | N/A | USD/teraBtu | us | us | 25607325354.0009
commercial air conditioning | High Efficiency Rooftop Air Conditioner | 2021 | INSTALLATION | REPLACEMENT | N/A | USD/teraBtu | us | us | 25607325354.0009
commercial air conditioning | High Efficiency Rooftop Air Conditioner | 2022 | CAPITAL | NEW | N/A | USD/teraBtu | us | us | 266181126210.09
commercial air conditioning | High Efficiency Rooftop Air Conditioner | 2022 | CAPITAL | REPLACEMENT | N/A | USD/teraBtu | us | us | 266181126210.09
commercial air conditioning | High Efficiency Rooftop Air Conditioner | 2022 | FIXED_OM | NEW | N/A | USD/teraBtu | us | us | 2861932134.5828
commercial air conditioning | High Efficiency Rooftop Air Conditioner | 2022 | FIXED_OM | REPLACEMENT | N/A | USD/teraBtu | us | us | 2861932134.5828
commercial air conditioning | High Efficiency Rooftop Air Conditioner | 2022 | INSTALLATION | NEW | N/A | USD/teraBtu | us | us | 25607325354.0009
commercial air conditioning | High Efficiency Rooftop Air Conditioner | 2022 | INSTALLATION | REPLACEMENT | N/A | USD/teraBtu | us | us | 25607325354.0009
commercial air conditioning | High Efficiency Rooftop Air Conditioner | 2023 | CAPITAL | NEW | N/A | USD/teraBtu | us | us | 266181126210.09
commercial air conditioning | High Efficiency Rooftop Air Conditioner | 2023 | CAPITAL | REPLACEMENT | N/A | USD/teraBtu | us | us | 266181126210.09
commercial air conditioning | High Efficiency Rooftop Air Conditioner | 2023 | FIXED_OM | NEW | N/A | USD/teraBtu | us | us | 2861932134.5828
commercial air conditioning | High Efficiency Rooftop Air Conditioner | 2023 | FIXED_OM | REPLACEMENT | N/A | USD/teraBtu | us | us | 2861932134.5828
commercial air conditioning | High Efficiency Rooftop Air Conditioner | 2023 | INSTALLATION | NEW | N/A | USD/teraBtu | us | us | 25607325354.0009
commercial air conditioning | High Efficiency Rooftop Air Conditioner | 2023 | INSTALLATION | REPLACEMENT | N/A | USD/teraBtu | us | us | 25607325354.0009
commercial air conditioning | High Efficiency Rooftop Air Conditioner | 2024 | CAPITAL | NEW | N/A | USD/teraBtu | us | us | 266181126210.09
commercial air conditioning | High Efficiency Rooftop Air Conditioner | 2024 | CAPITAL | REPLACEMENT | N/A | USD/teraBtu | us | us | 266181126210.09
commercial air conditioning | High Efficiency Rooftop Air Conditioner | 2024 | FIXED_OM | NEW | N/A | USD/teraBtu | us | us | 2861932134.5828
commercial air conditioning | High Efficiency Rooftop Air Conditioner | 2024 | FIXED_OM | REPLACEMENT | N/A | USD/teraBtu | us | us | 2861932134.5828
commercial air conditioning | High Efficiency Rooftop Air Conditioner | 2024 | INSTALLATION | NEW | N/A | USD/teraBtu | us | us | 25607325354.0009
commercial air conditioning | High Efficiency Rooftop Air Conditioner | 2024 | INSTALLATION | REPLACEMENT | N/A | USD/teraBtu | us | us | 25607325354.0009
commercial air conditioning | High Efficiency Rooftop Air Conditioner | 2025 | CAPITAL | NEW | N/A | USD/teraBtu | us | us | 266181126210.09
commercial air conditioning | High Efficiency Rooftop Air Conditioner | 2025 | CAPITAL | REPLACEMENT | N/A | USD/teraBtu | us | us | 266181126210.09
commercial air conditioning | High Efficiency Rooftop Air Conditioner | 2025 | FIXED_OM | NEW | N/A | USD/teraBtu | us | us | 2861932134.5828
commercial air conditioning | High Efficiency Rooftop Air Conditioner | 2025 | FIXED_OM | REPLACEMENT | N/A | USD/teraBtu | us | us | 2861932134.5828
commercial air conditioning | High Efficiency Rooftop Air Conditioner | 2025 | INSTALLATION | NEW | N/A | USD/teraBtu | us | us | 25607325354.0009
commercial air conditioning | High Efficiency Rooftop Air Conditioner | 2025 | INSTALLATION | REPLACEMENT | N/A | USD/teraBtu | us | us | 25607325354.0009
commercial air conditioning | High Efficiency Rooftop Air Conditioner | 2026 | CAPITAL | NEW | N/A | USD/teraBtu | us | us | 266181126210.09
commercial air conditioning | High Efficiency Rooftop Air Conditioner | 2026 | CAPITAL | REPLACEMENT | N/A | USD/teraBtu | us | us | 266181126210.09
commercial air conditioning | High Efficiency Rooftop Air Conditioner | 2026 | FIXED_OM | NEW | N/A | USD/teraBtu | us | us | 2861932134.5828
commercial air conditioning | High Efficiency Rooftop Air Conditioner | 2026 | FIXED_OM | REPLACEMENT | N/A | USD/teraBtu | us | us | 2861932134.5828
commercial air conditioning | High Efficiency Rooftop Air Conditioner | 2026 | INSTALLATION | NEW | N/A | USD/teraBtu | us | us | 25607325354.0009
commercial air conditioning | High Efficiency Rooftop Air Conditioner | 2026 | INSTALLATION | REPLACEMENT | N/A | USD/teraBtu | us | us | 25607325354.0009
commercial air conditioning | High Efficiency Rooftop Air Conditioner | 2027 | CAPITAL | NEW | N/A | USD/teraBtu | us | us | 266181126210.09
commercial air conditioning | High Efficiency Rooftop Air Conditioner | 2027 | CAPITAL | REPLACEMENT | N/A | USD/teraBtu | us | us | 266181126210.09
commercial air conditioning | High Efficiency Rooftop Air Conditioner | 2027 | FIXED_OM | NEW | N/A | USD/teraBtu | us | us | 2861932134.5828
commercial air conditioning | High Efficiency Rooftop Air Conditioner | 2027 | FIXED_OM | REPLACEMENT | N/A | USD/teraBtu | us | us | 2861932134.5828
commercial air conditioning | High Efficiency Rooftop Air Conditioner | 2027 | INSTALLATION | NEW | N/A | USD/teraBtu | us | us | 25607325354.0009
commercial air conditioning | High Efficiency Rooftop Air Conditioner | 2027 | INSTALLATION | REPLACEMENT | N/A | USD/teraBtu | us | us | 25607325354.0009
commercial air conditioning | High Efficiency Rooftop Air Conditioner | 2028 | CAPITAL | NEW | N/A | USD/teraBtu | us | us | 266181126210.09
commercial air conditioning | High Efficiency Rooftop Air Conditioner | 2028 | CAPITAL | REPLACEMENT | N/A | USD/teraBtu | us | us | 266181126210.09
commercial air conditioning | High Efficiency Rooftop Air Conditioner | 2028 | FIXED_OM | NEW | N/A | USD/teraBtu | us | us | 2861932134.5828
commercial air conditioning | High Efficiency Rooftop Air Conditioner | 2028 | FIXED_OM | REPLACEMENT | N/A | USD/teraBtu | us | us | 2861932134.5828
commercial air conditioning | High Efficiency Rooftop Air Conditioner | 2028 | INSTALLATION | NEW | N/A | USD/teraBtu | us | us | 25607325354.0009
commercial air conditioning | High Efficiency Rooftop Air Conditioner | 2028 | INSTALLATION | REPLACEMENT | N/A | USD/teraBtu | us | us | 25607325354.0009
commercial air conditioning | High Efficiency Rooftop Air Conditioner | 2029 | CAPITAL | NEW | N/A | USD/teraBtu | us | us | 266181126210.09
commercial air conditioning | High Efficiency Rooftop Air Conditioner | 2029 | CAPITAL | REPLACEMENT | N/A | USD/teraBtu | us | us | 266181126210.09
commercial air conditioning | High Efficiency Rooftop Air Conditioner | 2029 | FIXED_OM | NEW | N/A | USD/teraBtu | us | us | 2861932134.5828
commercial air conditioning | High Efficiency Rooftop Air Conditioner | 2029 | FIXED_OM | REPLACEMENT | N/A | USD/teraBtu | us | us | 2861932134.5828
commercial air conditioning | High Efficiency Rooftop Air Conditioner | 2029 | INSTALLATION | NEW | N/A | USD/teraBtu | us | us | 25607325354.0009
commercial air conditioning | High Efficiency Rooftop Air Conditioner | 2029 | INSTALLATION | REPLACEMENT | N/A | USD/teraBtu | us | us | 25607325354.0009
commercial air conditioning | High Efficiency Rooftop Air Conditioner | 2030 | CAPITAL | NEW | N/A | USD/teraBtu | us | us | 266181126210.09
commercial air conditioning | High Efficiency Rooftop Air Conditioner | 2030 | CAPITAL | REPLACEMENT | N/A | USD/teraBtu | us | us | 266181126210.09
commercial air conditioning | High Efficiency Rooftop Air Conditioner | 2030 | FIXED_OM | NEW | N/A | USD/teraBtu | us | us | 2861932134.5828
commercial air conditioning | High Efficiency Rooftop Air Conditioner | 2030 | FIXED_OM | REPLACEMENT | N/A | USD/teraBtu | us | us | 2861932134.5828
commercial air conditioning | High Efficiency Rooftop Air Conditioner | 2030 | INSTALLATION | NEW | N/A | USD/teraBtu | us | us | 25607325354.0009
commercial air conditioning | High Efficiency Rooftop Air Conditioner | 2030 | INSTALLATION | REPLACEMENT | N/A | USD/teraBtu | us | us | 25607325354.0009
commercial air conditioning | High Efficiency Rooftop Air Conditioner | 2031 | CAPITAL | NEW | N/A | USD/teraBtu | us | us | 266181126210.09
commercial air conditioning | High Efficiency Rooftop Air Conditioner | 2031 | CAPITAL | REPLACEMENT | N/A | USD/teraBtu | us | us | 266181126210.09
commercial air conditioning | High Efficiency Rooftop Air Conditioner | 2031 | FIXED_OM | NEW | N/A | USD/teraBtu | us | us | 2861932134.5828
commercial air conditioning | High Efficiency Rooftop Air Conditioner | 2031 | FIXED_OM | REPLACEMENT | N/A | USD/teraBtu | us | us | 2861932134.5828
commercial air conditioning | High Efficiency Rooftop Air Conditioner | 2031 | INSTALLATION | NEW | N/A | USD/teraBtu | us | us | 25607325354.0009
commercial air conditioning | High Efficiency Rooftop Air Conditioner | 2031 | INSTALLATION | REPLACEMENT | N/A | USD/teraBtu | us | us | 25607325354.0009
commercial air conditioning | High Efficiency Rooftop Air Conditioner | 2032 | CAPITAL | NEW | N/A | USD/teraBtu | us | us | 266181126210.09
commercial air conditioning | High Efficiency Rooftop Air Conditioner | 2032 | CAPITAL | REPLACEMENT | N/A | USD/teraBtu | us | us | 266181126210.09
commercial air conditioning | High Efficiency Rooftop Air Conditioner | 2032 | FIXED_OM | NEW | N/A | USD/teraBtu | us | us | 2861932134.5828
commercial air conditioning | High Efficiency Rooftop Air Conditioner | 2032 | FIXED_OM | REPLACEMENT | N/A | USD/teraBtu | us | us | 2861932134.5828
commercial air conditioning | High Efficiency Rooftop Air Conditioner | 2032 | INSTALLATION | NEW | N/A | USD/teraBtu | us | us | 25607325354.0009
commercial air conditioning | High Efficiency Rooftop Air Conditioner | 2032 | INSTALLATION | REPLACEMENT | N/A | USD/teraBtu | us | us | 25607325354.0009
commercial air conditioning | High Efficiency Rooftop Air Conditioner | 2033 | CAPITAL | NEW | N/A | USD/teraBtu | us | us | 266181126210.09
commercial air conditioning | High Efficiency Rooftop Air Conditioner | 2033 | CAPITAL | REPLACEMENT | N/A | USD/teraBtu | us | us | 266181126210.09
commercial air conditioning | High Efficiency Rooftop Air Conditioner | 2033 | FIXED_OM | NEW | N/A | USD/teraBtu | us | us | 2861932134.5828
commercial air conditioning | High Efficiency Rooftop Air Conditioner | 2033 | FIXED_OM | REPLACEMENT | N/A | USD/teraBtu | us | us | 2861932134.5828
commercial air conditioning | High Efficiency Rooftop Air Conditioner | 2033 | INSTALLATION | NEW | N/A | USD/teraBtu | us | us | 25607325354.0009
commercial air conditioning | High Efficiency Rooftop Air Conditioner | 2033 | INSTALLATION | REPLACEMENT | N/A | USD/teraBtu | us | us | 25607325354.0009
commercial air conditioning | High Efficiency Rooftop Air Conditioner | 2034 | CAPITAL | NEW | N/A | USD/teraBtu | us | us | 266181126210.09
commercial air conditioning | High Efficiency Rooftop Air Conditioner | 2034 | CAPITAL | REPLACEMENT | N/A | USD/teraBtu | us | us | 266181126210.09
commercial air conditioning | High Efficiency Rooftop Air Conditioner | 2034 | FIXED_OM | NEW | N/A | USD/teraBtu | us | us | 2861932134.5828
commercial air conditioning | High Efficiency Rooftop Air Conditioner | 2034 | FIXED_OM | REPLACEMENT | N/A | USD/teraBtu | us | us | 2861932134.5828
commercial air conditioning | High Efficiency Rooftop Air Conditioner | 2034 | INSTALLATION | NEW | N/A | USD/teraBtu | us | us | 25607325354.0009
commercial air conditioning | High Efficiency Rooftop Air Conditioner | 2034 | INSTALLATION | REPLACEMENT | N/A | USD/teraBtu | us | us | 25607325354.0009
commercial air conditioning | High Efficiency Rooftop Air Conditioner | 2035 | CAPITAL | NEW | N/A | USD/teraBtu | us | us | 266181126210.09
commercial air conditioning | High Efficiency Rooftop Air Conditioner | 2035 | CAPITAL | REPLACEMENT | N/A | USD/teraBtu | us | us | 266181126210.09
commercial air conditioning | High Efficiency Rooftop Air Conditioner | 2035 | FIXED_OM | NEW | N/A | USD/teraBtu | us | us | 2861932134.5828
commercial air conditioning | High Efficiency Rooftop Air Conditioner | 2035 | FIXED_OM | REPLACEMENT | N/A | USD/teraBtu | us | us | 2861932134.5828
commercial air conditioning | High Efficiency Rooftop Air Conditioner | 2035 | INSTALLATION | NEW | N/A | USD/teraBtu | us | us | 25607325354.0009
commercial air conditioning | High Efficiency Rooftop Air Conditioner | 2035 | INSTALLATION | REPLACEMENT | N/A | USD/teraBtu | us | us | 25607325354.0009
commercial air conditioning | High Efficiency Rooftop Air Conditioner | 2036 | CAPITAL | NEW | N/A | USD/teraBtu | us | us | 266181126210.09
commercial air conditioning | High Efficiency Rooftop Air Conditioner | 2036 | CAPITAL | REPLACEMENT | N/A | USD/teraBtu | us | us | 266181126210.09
commercial air conditioning | High Efficiency Rooftop Air Conditioner | 2036 | FIXED_OM | NEW | N/A | USD/teraBtu | us | us | 2861932134.5828
commercial air conditioning | High Efficiency Rooftop Air Conditioner | 2036 | FIXED_OM | REPLACEMENT | N/A | USD/teraBtu | us | us | 2861932134.5828
commercial air conditioning | High Efficiency Rooftop Air Conditioner | 2036 | INSTALLATION | NEW | N/A | USD/teraBtu | us | us | 25607325354.0009
commercial air conditioning | High Efficiency Rooftop Air Conditioner | 2036 | INSTALLATION | REPLACEMENT | N/A | USD/teraBtu | us | us | 25607325354.0009
commercial air conditioning | High Efficiency Rooftop Air Conditioner | 2037 | CAPITAL | NEW | N/A | USD/teraBtu | us | us | 266181126210.09
commercial air conditioning | High Efficiency Rooftop Air Conditioner | 2037 | CAPITAL | REPLACEMENT | N/A | USD/teraBtu | us | us | 266181126210.09
commercial air conditioning | High Efficiency Rooftop Air Conditioner | 2037 | FIXED_OM | NEW | N/A | USD/teraBtu | us | us | 2861932134.5828
commercial air conditioning | High Efficiency Rooftop Air Conditioner | 2037 | FIXED_OM | REPLACEMENT | N/A | USD/teraBtu | us | us | 2861932134.5828
commercial air conditioning | High Efficiency Rooftop Air Conditioner | 2037 | INSTALLATION | NEW | N/A | USD/teraBtu | us | us | 25607325354.0009
commercial air conditioning | High Efficiency Rooftop Air Conditioner | 2037 | INSTALLATION | REPLACEMENT | N/A | USD/teraBtu | us | us | 25607325354.0009
commercial air conditioning | High Efficiency Rooftop Air Conditioner | 2038 | CAPITAL | NEW | N/A | USD/teraBtu | us | us | 266181126210.09
commercial air conditioning | High Efficiency Rooftop Air Conditioner | 2038 | CAPITAL | REPLACEMENT | N/A | USD/teraBtu | us | us | 266181126210.09
commercial air conditioning | High Efficiency Rooftop Air Conditioner | 2038 | FIXED_OM | NEW | N/A | USD/teraBtu | us | us | 2861932134.5828
commercial air conditioning | High Efficiency Rooftop Air Conditioner | 2038 | FIXED_OM | REPLACEMENT | N/A | USD/teraBtu | us | us | 2861932134.5828
commercial air conditioning | High Efficiency Rooftop Air Conditioner | 2038 | INSTALLATION | NEW | N/A | USD/teraBtu | us | us | 25607325354.0009
commercial air conditioning | High Efficiency Rooftop Air Conditioner | 2038 | INSTALLATION | REPLACEMENT | N/A | USD/teraBtu | us | us | 25607325354.0009
commercial air conditioning | High Efficiency Rooftop Air Conditioner | 2039 | CAPITAL | NEW | N/A | USD/teraBtu | us | us | 266181126210.09
commercial air conditioning | High Efficiency Rooftop Air Conditioner | 2039 | CAPITAL | REPLACEMENT | N/A | USD/teraBtu | us | us | 266181126210.09
commercial air conditioning | High Efficiency Rooftop Air Conditioner | 2039 | FIXED_OM | NEW | N/A | USD/teraBtu | us | us | 2861932134.5828
commercial air conditioning | High Efficiency Rooftop Air Conditioner | 2039 | FIXED_OM | REPLACEMENT | N/A | USD/teraBtu | us | us | 2861932134.5828
commercial air conditioning | High Efficiency Rooftop Air Conditioner | 2039 | INSTALLATION | NEW | N/A | USD/teraBtu | us | us | 25607325354.0009
commercial air conditioning | High Efficiency Rooftop Air Conditioner | 2039 | INSTALLATION | REPLACEMENT | N/A | USD/teraBtu | us | us | 25607325354.0009
commercial air conditioning | High Efficiency Rooftop Air Conditioner | 2040 | CAPITAL | NEW | N/A | USD/teraBtu | us | us | 266181126210.09
commercial air conditioning | High Efficiency Rooftop Air Conditioner | 2040 | CAPITAL | REPLACEMENT | N/A | USD/teraBtu | us | us | 266181126210.09
commercial air conditioning | High Efficiency Rooftop Air Conditioner | 2040 | FIXED_OM | NEW | N/A | USD/teraBtu | us | us | 2861932134.5828
commercial air conditioning | High Efficiency Rooftop Air Conditioner | 2040 | FIXED_OM | REPLACEMENT | N/A | USD/teraBtu | us | us | 2861932134.5828
commercial air conditioning | High Efficiency Rooftop Air Conditioner | 2040 | INSTALLATION | NEW | N/A | USD/teraBtu | us | us | 25607325354.0009
commercial air conditioning | High Efficiency Rooftop Air Conditioner | 2040 | INSTALLATION | REPLACEMENT | N/A | USD/teraBtu | us | us | 25607325354.0009
commercial air conditioning | High Efficiency Rooftop Air Conditioner | 2041 | CAPITAL | NEW | N/A | USD/teraBtu | us | us | 266181126210.09
commercial air conditioning | High Efficiency Rooftop Air Conditioner | 2041 | CAPITAL | REPLACEMENT | N/A | USD/teraBtu | us | us | 266181126210.09
commercial air conditioning | High Efficiency Rooftop Air Conditioner | 2041 | FIXED_OM | NEW | N/A | USD/teraBtu | us | us | 2861932134.5828
commercial air conditioning | High Efficiency Rooftop Air Conditioner | 2041 | FIXED_OM | REPLACEMENT | N/A | USD/teraBtu | us | us | 2861932134.5828
commercial air conditioning | High Efficiency Rooftop Air Conditioner | 2041 | INSTALLATION | NEW | N/A | USD/teraBtu | us | us | 25607325354.0009
commercial air conditioning | High Efficiency Rooftop Air Conditioner | 2041 | INSTALLATION | REPLACEMENT | N/A | USD/teraBtu | us | us | 25607325354.0009
commercial air conditioning | High Efficiency Rooftop Air Conditioner | 2042 | CAPITAL | NEW | N/A | USD/teraBtu | us | us | 266181126210.09
commercial air conditioning | High Efficiency Rooftop Air Conditioner | 2042 | CAPITAL | REPLACEMENT | N/A | USD/teraBtu | us | us | 266181126210.09
commercial air conditioning | High Efficiency Rooftop Air Conditioner | 2042 | FIXED_OM | NEW | N/A | USD/teraBtu | us | us | 2861932134.5828
commercial air conditioning | High Efficiency Rooftop Air Conditioner | 2042 | FIXED_OM | REPLACEMENT | N/A | USD/teraBtu | us | us | 2861932134.5828
commercial air conditioning | High Efficiency Rooftop Air Conditioner | 2042 | INSTALLATION | NEW | N/A | USD/teraBtu | us | us | 25607325354.0009
commercial air conditioning | High Efficiency Rooftop Air Conditioner | 2042 | INSTALLATION | REPLACEMENT | N/A | USD/teraBtu | us | us | 25607325354.0009
commercial air conditioning | High Efficiency Rooftop Air Conditioner | 2043 | CAPITAL | NEW | N/A | USD/teraBtu | us | us | 266181126210.09
commercial air conditioning | High Efficiency Rooftop Air Conditioner | 2043 | CAPITAL | REPLACEMENT | N/A | USD/teraBtu | us | us | 266181126210.09
commercial air conditioning | High Efficiency Rooftop Air Conditioner | 2043 | FIXED_OM | NEW | N/A | USD/teraBtu | us | us | 2861932134.5828
commercial air conditioning | High Efficiency Rooftop Air Conditioner | 2043 | FIXED_OM | REPLACEMENT | N/A | USD/teraBtu | us | us | 2861932134.5828
commercial air conditioning | High Efficiency Rooftop Air Conditioner | 2043 | INSTALLATION | NEW | N/A | USD/teraBtu | us | us | 25607325354.0009
commercial air conditioning | High Efficiency Rooftop Air Conditioner | 2043 | INSTALLATION | REPLACEMENT | N/A | USD/teraBtu | us | us | 25607325354.0009
commercial air conditioning | High Efficiency Rooftop Air Conditioner | 2044 | CAPITAL | NEW | N/A | USD/teraBtu | us | us | 266181126210.09
commercial air conditioning | High Efficiency Rooftop Air Conditioner | 2044 | CAPITAL | REPLACEMENT | N/A | USD/teraBtu | us | us | 266181126210.09
commercial air conditioning | High Efficiency Rooftop Air Conditioner | 2044 | FIXED_OM | NEW | N/A | USD/teraBtu | us | us | 2861932134.5828
commercial air conditioning | High Efficiency Rooftop Air Conditioner | 2044 | FIXED_OM | REPLACEMENT | N/A | USD/teraBtu | us | us | 2861932134.5828
commercial air conditioning | High Efficiency Rooftop Air Conditioner | 2044 | INSTALLATION | NEW | N/A | USD/teraBtu | us | us | 25607325354.0009
commercial air conditioning | High Efficiency Rooftop Air Conditioner | 2044 | INSTALLATION | REPLACEMENT | N/A | USD/teraBtu | us | us | 25607325354.0009
commercial air conditioning | High Efficiency Rooftop Air Conditioner | 2045 | CAPITAL | NEW | N/A | USD/teraBtu | us | us | 266181126210.09
commercial air conditioning | High Efficiency Rooftop Air Conditioner | 2045 | CAPITAL | REPLACEMENT | N/A | USD/teraBtu | us | us | 266181126210.09
commercial air conditioning | High Efficiency Rooftop Air Conditioner | 2045 | FIXED_OM | NEW | N/A | USD/teraBtu | us | us | 2861932134.5828
commercial air conditioning | High Efficiency Rooftop Air Conditioner | 2045 | FIXED_OM | REPLACEMENT | N/A | USD/teraBtu | us | us | 2861932134.5828
commercial air conditioning | High Efficiency Rooftop Air Conditioner | 2045 | INSTALLATION | NEW | N/A | USD/teraBtu | us | us | 25607325354.0009
commercial air conditioning | High Efficiency Rooftop Air Conditioner | 2045 | INSTALLATION | REPLACEMENT | N/A | USD/teraBtu | us | us | 25607325354.0009
commercial air conditioning | High Efficiency Rooftop Air Conditioner | 2046 | CAPITAL | NEW | N/A | USD/teraBtu | us | us | 266181126210.09
commercial air conditioning | High Efficiency Rooftop Air Conditioner | 2046 | CAPITAL | REPLACEMENT | N/A | USD/teraBtu | us | us | 266181126210.09
commercial air conditioning | High Efficiency Rooftop Air Conditioner | 2046 | FIXED_OM | NEW | N/A | USD/teraBtu | us | us | 2861932134.5828
commercial air conditioning | High Efficiency Rooftop Air Conditioner | 2046 | FIXED_OM | REPLACEMENT | N/A | USD/teraBtu | us | us | 2861932134.5828
commercial air conditioning | High Efficiency Rooftop Air Conditioner | 2046 | INSTALLATION | NEW | N/A | USD/teraBtu | us | us | 25607325354.0009
commercial air conditioning | High Efficiency Rooftop Air Conditioner | 2046 | INSTALLATION | REPLACEMENT | N/A | USD/teraBtu | us | us | 25607325354.0009
commercial air conditioning | High Efficiency Rooftop Air Conditioner | 2047 | CAPITAL | NEW | N/A | USD/teraBtu | us | us | 266181126210.09
commercial air conditioning | High Efficiency Rooftop Air Conditioner | 2047 | CAPITAL | REPLACEMENT | N/A | USD/teraBtu | us | us | 266181126210.09
commercial air conditioning | High Efficiency Rooftop Air Conditioner | 2047 | FIXED_OM | NEW | N/A | USD/teraBtu | us | us | 2861932134.5828
commercial air conditioning | High Efficiency Rooftop Air Conditioner | 2047 | FIXED_OM | REPLACEMENT | N/A | USD/teraBtu | us | us | 2861932134.5828
commercial air conditioning | High Efficiency Rooftop Air Conditioner | 2047 | INSTALLATION | NEW | N/A | USD/teraBtu | us | us | 25607325354.0009
commercial air conditioning | High Efficiency Rooftop Air Conditioner | 2047 | INSTALLATION | REPLACEMENT | N/A | USD/teraBtu | us | us | 25607325354.0009
commercial air conditioning | High Efficiency Rooftop Air Conditioner | 2048 | CAPITAL | NEW | N/A | USD/teraBtu | us | us | 266181126210.09
commercial air conditioning | High Efficiency Rooftop Air Conditioner | 2048 | CAPITAL | REPLACEMENT | N/A | USD/teraBtu | us | us | 266181126210.09
commercial air conditioning | High Efficiency Rooftop Air Conditioner | 2048 | FIXED_OM | NEW | N/A | USD/teraBtu | us | us | 2861932134.5828
commercial air conditioning | High Efficiency Rooftop Air Conditioner | 2048 | FIXED_OM | REPLACEMENT | N/A | USD/teraBtu | us | us | 2861932134.5828
commercial air conditioning | High Efficiency Rooftop Air Conditioner | 2048 | INSTALLATION | NEW | N/A | USD/teraBtu | us | us | 25607325354.0009
commercial air conditioning | High Efficiency Rooftop Air Conditioner | 2048 | INSTALLATION | REPLACEMENT | N/A | USD/teraBtu | us | us | 25607325354.0009
commercial air conditioning | High Efficiency Rooftop Air Conditioner | 2049 | CAPITAL | NEW | N/A | USD/teraBtu | us | us | 266181126210.09
commercial air conditioning | High Efficiency Rooftop Air Conditioner | 2049 | CAPITAL | REPLACEMENT | N/A | USD/teraBtu | us | us | 266181126210.09
commercial air conditioning | High Efficiency Rooftop Air Conditioner | 2049 | FIXED_OM | NEW | N/A | USD/teraBtu | us | us | 2861932134.5828
commercial air conditioning | High Efficiency Rooftop Air Conditioner | 2049 | FIXED_OM | REPLACEMENT | N/A | USD/teraBtu | us | us | 2861932134.5828
commercial air conditioning | High Efficiency Rooftop Air Conditioner | 2049 | INSTALLATION | NEW | N/A | USD/teraBtu | us | us | 25607325354.0009
commercial air conditioning | High Efficiency Rooftop Air Conditioner | 2049 | INSTALLATION | REPLACEMENT | N/A | USD/teraBtu | us | us | 25607325354.0009
commercial air conditioning | High Efficiency Rooftop Air Conditioner | 2050 | CAPITAL | NEW | N/A | USD/teraBtu | us | us | 266181126210.09
commercial air conditioning | High Efficiency Rooftop Air Conditioner | 2050 | CAPITAL | REPLACEMENT | N/A | USD/teraBtu | us | us | 266181126210.09
commercial air conditioning | High Efficiency Rooftop Air Conditioner | 2050 | FIXED_OM | NEW | N/A | USD/teraBtu | us | us | 2861932134.5828
commercial air conditioning | High Efficiency Rooftop Air Conditioner | 2050 | FIXED_OM | REPLACEMENT | N/A | USD/teraBtu | us | us | 2861932134.5828
commercial air conditioning | High Efficiency Rooftop Air Conditioner | 2050 | INSTALLATION | NEW | N/A | USD/teraBtu | us | us | 25607325354.0009
commercial air conditioning | High Efficiency Rooftop Air Conditioner | 2050 | INSTALLATION | REPLACEMENT | N/A | USD/teraBtu | us | us | 25607325354.0009
commercial air conditioning | High Efficiency Screw Chiller | 2020 | CAPITAL | NEW | N/A | USD/teraBtu | us | us | 64763273247.7495
commercial air conditioning | High Efficiency Screw Chiller | 2020 | CAPITAL | REPLACEMENT | N/A | USD/teraBtu | us | us | 64763273247.7495
commercial air conditioning | High Efficiency Screw Chiller | 2020 | FIXED_OM | NEW | N/A | USD/teraBtu | us | us | 2861932134.5828
commercial air conditioning | High Efficiency Screw Chiller | 2020 | FIXED_OM | REPLACEMENT | N/A | USD/teraBtu | us | us | 2861932134.5828
commercial air conditioning | High Efficiency Screw Chiller | 2020 | INSTALLATION | NEW | N/A | USD/teraBtu | us | us | 14513318764.8879
commercial air conditioning | High Efficiency Screw Chiller | 2020 | INSTALLATION | REPLACEMENT | N/A | USD/teraBtu | us | us | 14513318764.8879
commercial air conditioning | High Efficiency Screw Chiller | 2021 | CAPITAL | NEW | N/A | USD/teraBtu | us | us | 64763273247.7495
commercial air conditioning | High Efficiency Screw Chiller | 2021 | CAPITAL | REPLACEMENT | N/A | USD/teraBtu | us | us | 64763273247.7495
commercial air conditioning | High Efficiency Screw Chiller | 2021 | FIXED_OM | NEW | N/A | USD/teraBtu | us | us | 2861932134.5828
commercial air conditioning | High Efficiency Screw Chiller | 2021 | FIXED_OM | REPLACEMENT | N/A | USD/teraBtu | us | us | 2861932134.5828
commercial air conditioning | High Efficiency Screw Chiller | 2021 | INSTALLATION | NEW | N/A | USD/teraBtu | us | us | 14513318764.8879
commercial air conditioning | High Efficiency Screw Chiller | 2021 | INSTALLATION | REPLACEMENT | N/A | USD/teraBtu | us | us | 14513318764.8879
commercial air conditioning | High Efficiency Screw Chiller | 2022 | CAPITAL | NEW | N/A | USD/teraBtu | us | us | 64763273247.7495
commercial air conditioning | High Efficiency Screw Chiller | 2022 | CAPITAL | REPLACEMENT | N/A | USD/teraBtu | us | us | 64763273247.7495
commercial air conditioning | High Efficiency Screw Chiller | 2022 | FIXED_OM | NEW | N/A | USD/teraBtu | us | us | 2861932134.5828
commercial air conditioning | High Efficiency Screw Chiller | 2022 | FIXED_OM | REPLACEMENT | N/A | USD/teraBtu | us | us | 2861932134.5828
commercial air conditioning | High Efficiency Screw Chiller | 2022 | INSTALLATION | NEW | N/A | USD/teraBtu | us | us | 14513318764.8879
commercial air conditioning | High Efficiency Screw Chiller | 2022 | INSTALLATION | REPLACEMENT | N/A | USD/teraBtu | us | us | 14513318764.8879
commercial air conditioning | High Efficiency Screw Chiller | 2023 | CAPITAL | NEW | N/A | USD/teraBtu | us | us | 64763273247.7495
commercial air conditioning | High Efficiency Screw Chiller | 2023 | CAPITAL | REPLACEMENT | N/A | USD/teraBtu | us | us | 64763273247.7495
commercial air conditioning | High Efficiency Screw Chiller | 2023 | FIXED_OM | NEW | N/A | USD/teraBtu | us | us | 2861932134.5828
commercial air conditioning | High Efficiency Screw Chiller | 2023 | FIXED_OM | REPLACEMENT | N/A | USD/teraBtu | us | us | 2861932134.5828
commercial air conditioning | High Efficiency Screw Chiller | 2023 | INSTALLATION | NEW | N/A | USD/teraBtu | us | us | 14513318764.8879
commercial air conditioning | High Efficiency Screw Chiller | 2023 | INSTALLATION | REPLACEMENT | N/A | USD/teraBtu | us | us | 14513318764.8879
commercial air conditioning | High Efficiency Screw Chiller | 2024 | CAPITAL | NEW | N/A | USD/teraBtu | us | us | 64763273247.7495
commercial air conditioning | High Efficiency Screw Chiller | 2024 | CAPITAL | REPLACEMENT | N/A | USD/teraBtu | us | us | 64763273247.7495
commercial air conditioning | High Efficiency Screw Chiller | 2024 | FIXED_OM | NEW | N/A | USD/teraBtu | us | us | 2861932134.5828
commercial air conditioning | High Efficiency Screw Chiller | 2024 | FIXED_OM | REPLACEMENT | N/A | USD/teraBtu | us | us | 2861932134.5828
commercial air conditioning | High Efficiency Screw Chiller | 2024 | INSTALLATION | NEW | N/A | USD/teraBtu | us | us | 14513318764.8879
commercial air conditioning | High Efficiency Screw Chiller | 2024 | INSTALLATION | REPLACEMENT | N/A | USD/teraBtu | us | us | 14513318764.8879
commercial air conditioning | High Efficiency Screw Chiller | 2025 | CAPITAL | NEW | N/A | USD/teraBtu | us | us | 64763273247.7495
commercial air conditioning | High Efficiency Screw Chiller | 2025 | CAPITAL | REPLACEMENT | N/A | USD/teraBtu | us | us | 64763273247.7495
commercial air conditioning | High Efficiency Screw Chiller | 2025 | FIXED_OM | NEW | N/A | USD/teraBtu | us | us | 2861932134.5828
commercial air conditioning | High Efficiency Screw Chiller | 2025 | FIXED_OM | REPLACEMENT | N/A | USD/teraBtu | us | us | 2861932134.5828
commercial air conditioning | High Efficiency Screw Chiller | 2025 | INSTALLATION | NEW | N/A | USD/teraBtu | us | us | 14513318764.8879
commercial air conditioning | High Efficiency Screw Chiller | 2025 | INSTALLATION | REPLACEMENT | N/A | USD/teraBtu | us | us | 14513318764.8879
commercial air conditioning | High Efficiency Screw Chiller | 2026 | CAPITAL | NEW | N/A | USD/teraBtu | us | us | 64763273247.7495
commercial air conditioning | High Efficiency Screw Chiller | 2026 | CAPITAL | REPLACEMENT | N/A | USD/teraBtu | us | us | 64763273247.7495
commercial air conditioning | High Efficiency Screw Chiller | 2026 | FIXED_OM | NEW | N/A | USD/teraBtu | us | us | 2861932134.5828
commercial air conditioning | High Efficiency Screw Chiller | 2026 | FIXED_OM | REPLACEMENT | N/A | USD/teraBtu | us | us | 2861932134.5828
commercial air conditioning | High Efficiency Screw Chiller | 2026 | INSTALLATION | NEW | N/A | USD/teraBtu | us | us | 14513318764.8879
commercial air conditioning | High Efficiency Screw Chiller | 2026 | INSTALLATION | REPLACEMENT | N/A | USD/teraBtu | us | us | 14513318764.8879
commercial air conditioning | High Efficiency Screw Chiller | 2027 | CAPITAL | NEW | N/A | USD/teraBtu | us | us | 64763273247.7495
commercial air conditioning | High Efficiency Screw Chiller | 2027 | CAPITAL | REPLACEMENT | N/A | USD/teraBtu | us | us | 64763273247.7495
commercial air conditioning | High Efficiency Screw Chiller | 2027 | FIXED_OM | NEW | N/A | USD/teraBtu | us | us | 2861932134.5828
commercial air conditioning | High Efficiency Screw Chiller | 2027 | FIXED_OM | REPLACEMENT | N/A | USD/teraBtu | us | us | 2861932134.5828
commercial air conditioning | High Efficiency Screw Chiller | 2027 | INSTALLATION | NEW | N/A | USD/teraBtu | us | us | 14513318764.8879
commercial air conditioning | High Efficiency Screw Chiller | 2027 | INSTALLATION | REPLACEMENT | N/A | USD/teraBtu | us | us | 14513318764.8879
commercial air conditioning | High Efficiency Screw Chiller | 2028 | CAPITAL | NEW | N/A | USD/teraBtu | us | us | 64763273247.7495
commercial air conditioning | High Efficiency Screw Chiller | 2028 | CAPITAL | REPLACEMENT | N/A | USD/teraBtu | us | us | 64763273247.7495
commercial air conditioning | High Efficiency Screw Chiller | 2028 | FIXED_OM | NEW | N/A | USD/teraBtu | us | us | 2861932134.5828
commercial air conditioning | High Efficiency Screw Chiller | 2028 | FIXED_OM | REPLACEMENT | N/A | USD/teraBtu | us | us | 2861932134.5828
commercial air conditioning | High Efficiency Screw Chiller | 2028 | INSTALLATION | NEW | N/A | USD/teraBtu | us | us | 14513318764.8879
commercial air conditioning | High Efficiency Screw Chiller | 2028 | INSTALLATION | REPLACEMENT | N/A | USD/teraBtu | us | us | 14513318764.8879
commercial air conditioning | High Efficiency Screw Chiller | 2029 | CAPITAL | NEW | N/A | USD/teraBtu | us | us | 64763273247.7495
commercial air conditioning | High Efficiency Screw Chiller | 2029 | CAPITAL | REPLACEMENT | N/A | USD/teraBtu | us | us | 64763273247.7495
commercial air conditioning | High Efficiency Screw Chiller | 2029 | FIXED_OM | NEW | N/A | USD/teraBtu | us | us | 2861932134.5828
commercial air conditioning | High Efficiency Screw Chiller | 2029 | FIXED_OM | REPLACEMENT | N/A | USD/teraBtu | us | us | 2861932134.5828
commercial air conditioning | High Efficiency Screw Chiller | 2029 | INSTALLATION | NEW | N/A | USD/teraBtu | us | us | 14513318764.8879
commercial air conditioning | High Efficiency Screw Chiller | 2029 | INSTALLATION | REPLACEMENT | N/A | USD/teraBtu | us | us | 14513318764.8879
commercial air conditioning | High Efficiency Screw Chiller | 2030 | CAPITAL | NEW | N/A | USD/teraBtu | us | us | 64763273247.7495
commercial air conditioning | High Efficiency Screw Chiller | 2030 | CAPITAL | REPLACEMENT | N/A | USD/teraBtu | us | us | 64763273247.7495
commercial air conditioning | High Efficiency Screw Chiller | 2030 | FIXED_OM | NEW | N/A | USD/teraBtu | us | us | 2861932134.5828
commercial air conditioning | High Efficiency Screw Chiller | 2030 | FIXED_OM | REPLACEMENT | N/A | USD/teraBtu | us | us | 2861932134.5828
commercial air conditioning | High Efficiency Screw Chiller | 2030 | INSTALLATION | NEW | N/A | USD/teraBtu | us | us | 14513318764.8879
commercial air conditioning | High Efficiency Screw Chiller | 2030 | INSTALLATION | REPLACEMENT | N/A | USD/teraBtu | us | us | 14513318764.8879
commercial air conditioning | High Efficiency Screw Chiller | 2031 | CAPITAL | NEW | N/A | USD/teraBtu | us | us | 64763273247.7495
commercial air conditioning | High Efficiency Screw Chiller | 2031 | CAPITAL | REPLACEMENT | N/A | USD/teraBtu | us | us | 64763273247.7495
commercial air conditioning | High Efficiency Screw Chiller | 2031 | FIXED_OM | NEW | N/A | USD/teraBtu | us | us | 2861932134.5828
commercial air conditioning | High Efficiency Screw Chiller | 2031 | FIXED_OM | REPLACEMENT | N/A | USD/teraBtu | us | us | 2861932134.5828
commercial air conditioning | High Efficiency Screw Chiller | 2031 | INSTALLATION | NEW | N/A | USD/teraBtu | us | us | 14513318764.8879
commercial air conditioning | High Efficiency Screw Chiller | 2031 | INSTALLATION | REPLACEMENT | N/A | USD/teraBtu | us | us | 14513318764.8879
commercial air conditioning | High Efficiency Screw Chiller | 2032 | CAPITAL | NEW | N/A | USD/teraBtu | us | us | 64763273247.7495
commercial air conditioning | High Efficiency Screw Chiller | 2032 | CAPITAL | REPLACEMENT | N/A | USD/teraBtu | us | us | 64763273247.7495
commercial air conditioning | High Efficiency Screw Chiller | 2032 | FIXED_OM | NEW | N/A | USD/teraBtu | us | us | 2861932134.5828
commercial air conditioning | High Efficiency Screw Chiller | 2032 | FIXED_OM | REPLACEMENT | N/A | USD/teraBtu | us | us | 2861932134.5828
commercial air conditioning | High Efficiency Screw Chiller | 2032 | INSTALLATION | NEW | N/A | USD/teraBtu | us | us | 14513318764.8879
commercial air conditioning | High Efficiency Screw Chiller | 2032 | INSTALLATION | REPLACEMENT | N/A | USD/teraBtu | us | us | 14513318764.8879
commercial air conditioning | High Efficiency Screw Chiller | 2033 | CAPITAL | NEW | N/A | USD/teraBtu | us | us | 64763273247.7495
commercial air conditioning | High Efficiency Screw Chiller | 2033 | CAPITAL | REPLACEMENT | N/A | USD/teraBtu | us | us | 64763273247.7495
commercial air conditioning | High Efficiency Screw Chiller | 2033 | FIXED_OM | NEW | N/A | USD/teraBtu | us | us | 2861932134.5828
commercial air conditioning | High Efficiency Screw Chiller | 2033 | FIXED_OM | REPLACEMENT | N/A | USD/teraBtu | us | us | 2861932134.5828
commercial air conditioning | High Efficiency Screw Chiller | 2033 | INSTALLATION | NEW | N/A | USD/teraBtu | us | us | 14513318764.8879
commercial air conditioning | High Efficiency Screw Chiller | 2033 | INSTALLATION | REPLACEMENT | N/A | USD/teraBtu | us | us | 14513318764.8879
commercial air conditioning | High Efficiency Screw Chiller | 2034 | CAPITAL | NEW | N/A | USD/teraBtu | us | us | 64763273247.7495
commercial air conditioning | High Efficiency Screw Chiller | 2034 | CAPITAL | REPLACEMENT | N/A | USD/teraBtu | us | us | 64763273247.7495
commercial air conditioning | High Efficiency Screw Chiller | 2034 | FIXED_OM | NEW | N/A | USD/teraBtu | us | us | 2861932134.5828
commercial air conditioning | High Efficiency Screw Chiller | 2034 | FIXED_OM | REPLACEMENT | N/A | USD/teraBtu | us | us | 2861932134.5828
commercial air conditioning | High Efficiency Screw Chiller | 2034 | INSTALLATION | NEW | N/A | USD/teraBtu | us | us | 14513318764.8879
commercial air conditioning | High Efficiency Screw Chiller | 2034 | INSTALLATION | REPLACEMENT | N/A | USD/teraBtu | us | us | 14513318764.8879
commercial air conditioning | High Efficiency Screw Chiller | 2035 | CAPITAL | NEW | N/A | USD/teraBtu | us | us | 64763273247.7495
commercial air conditioning | High Efficiency Screw Chiller | 2035 | CAPITAL | REPLACEMENT | N/A | USD/teraBtu | us | us | 64763273247.7495
commercial air conditioning | High Efficiency Screw Chiller | 2035 | FIXED_OM | NEW | N/A | USD/teraBtu | us | us | 2861932134.5828
commercial air conditioning | High Efficiency Screw Chiller | 2035 | FIXED_OM | REPLACEMENT | N/A | USD/teraBtu | us | us | 2861932134.5828
commercial air conditioning | High Efficiency Screw Chiller | 2035 | INSTALLATION | NEW | N/A | USD/teraBtu | us | us | 14513318764.8879
commercial air conditioning | High Efficiency Screw Chiller | 2035 | INSTALLATION | REPLACEMENT | N/A | USD/teraBtu | us | us | 14513318764.8879
commercial air conditioning | High Efficiency Screw Chiller | 2036 | CAPITAL | NEW | N/A | USD/teraBtu | us | us | 64763273247.7495
commercial air conditioning | High Efficiency Screw Chiller | 2036 | CAPITAL | REPLACEMENT | N/A | USD/teraBtu | us | us | 64763273247.7495
commercial air conditioning | High Efficiency Screw Chiller | 2036 | FIXED_OM | NEW | N/A | USD/teraBtu | us | us | 2861932134.5828
commercial air conditioning | High Efficiency Screw Chiller | 2036 | FIXED_OM | REPLACEMENT | N/A | USD/teraBtu | us | us | 2861932134.5828
commercial air conditioning | High Efficiency Screw Chiller | 2036 | INSTALLATION | NEW | N/A | USD/teraBtu | us | us | 14513318764.8879
commercial air conditioning | High Efficiency Screw Chiller | 2036 | INSTALLATION | REPLACEMENT | N/A | USD/teraBtu | us | us | 14513318764.8879
commercial air conditioning | High Efficiency Screw Chiller | 2037 | CAPITAL | NEW | N/A | USD/teraBtu | us | us | 64763273247.7495
commercial air conditioning | High Efficiency Screw Chiller | 2037 | CAPITAL | REPLACEMENT | N/A | USD/teraBtu | us | us | 64763273247.7495
commercial air conditioning | High Efficiency Screw Chiller | 2037 | FIXED_OM | NEW | N/A | USD/teraBtu | us | us | 2861932134.5828
commercial air conditioning | High Efficiency Screw Chiller | 2037 | FIXED_OM | REPLACEMENT | N/A | USD/teraBtu | us | us | 2861932134.5828
commercial air conditioning | High Efficiency Screw Chiller | 2037 | INSTALLATION | NEW | N/A | USD/teraBtu | us | us | 14513318764.8879
commercial air conditioning | High Efficiency Screw Chiller | 2037 | INSTALLATION | REPLACEMENT | N/A | USD/teraBtu | us | us | 14513318764.8879
commercial air conditioning | High Efficiency Screw Chiller | 2038 | CAPITAL | NEW | N/A | USD/teraBtu | us | us | 64763273247.7495
commercial air conditioning | High Efficiency Screw Chiller | 2038 | CAPITAL | REPLACEMENT | N/A | USD/teraBtu | us | us | 64763273247.7495
commercial air conditioning | High Efficiency Screw Chiller | 2038 | FIXED_OM | NEW | N/A | USD/teraBtu | us | us | 2861932134.5828
commercial air conditioning | High Efficiency Screw Chiller | 2038 | FIXED_OM | REPLACEMENT | N/A | USD/teraBtu | us | us | 2861932134.5828
commercial air conditioning | High Efficiency Screw Chiller | 2038 | INSTALLATION | NEW | N/A | USD/teraBtu | us | us | 14513318764.8879
commercial air conditioning | High Efficiency Screw Chiller | 2038 | INSTALLATION | REPLACEMENT | N/A | USD/teraBtu | us | us | 14513318764.8879
commercial air conditioning | High Efficiency Screw Chiller | 2039 | CAPITAL | NEW | N/A | USD/teraBtu | us | us | 64763273247.7495
commercial air conditioning | High Efficiency Screw Chiller | 2039 | CAPITAL | REPLACEMENT | N/A | USD/teraBtu | us | us | 64763273247.7495
commercial air conditioning | High Efficiency Screw Chiller | 2039 | FIXED_OM | NEW | N/A | USD/teraBtu | us | us | 2861932134.5828
commercial air conditioning | High Efficiency Screw Chiller | 2039 | FIXED_OM | REPLACEMENT | N/A | USD/teraBtu | us | us | 2861932134.5828
commercial air conditioning | High Efficiency Screw Chiller | 2039 | INSTALLATION | NEW | N/A | USD/teraBtu | us | us | 14513318764.8879
commercial air conditioning | High Efficiency Screw Chiller | 2039 | INSTALLATION | REPLACEMENT | N/A | USD/teraBtu | us | us | 14513318764.8879
commercial air conditioning | High Efficiency Screw Chiller | 2040 | CAPITAL | NEW | N/A | USD/teraBtu | us | us | 64763273247.7495
commercial air conditioning | High Efficiency Screw Chiller | 2040 | CAPITAL | REPLACEMENT | N/A | USD/teraBtu | us | us | 64763273247.7495
commercial air conditioning | High Efficiency Screw Chiller | 2040 | FIXED_OM | NEW | N/A | USD/teraBtu | us | us | 2861932134.5828
commercial air conditioning | High Efficiency Screw Chiller | 2040 | FIXED_OM | REPLACEMENT | N/A | USD/teraBtu | us | us | 2861932134.5828
commercial air conditioning | High Efficiency Screw Chiller | 2040 | INSTALLATION | NEW | N/A | USD/teraBtu | us | us | 14513318764.8879
commercial air conditioning | High Efficiency Screw Chiller | 2040 | INSTALLATION | REPLACEMENT | N/A | USD/teraBtu | us | us | 14513318764.8879
commercial air conditioning | High Efficiency Screw Chiller | 2041 | CAPITAL | NEW | N/A | USD/teraBtu | us | us | 64763273247.7495
commercial air conditioning | High Efficiency Screw Chiller | 2041 | CAPITAL | REPLACEMENT | N/A | USD/teraBtu | us | us | 64763273247.7495
commercial air conditioning | High Efficiency Screw Chiller | 2041 | FIXED_OM | NEW | N/A | USD/teraBtu | us | us | 2861932134.5828
commercial air conditioning | High Efficiency Screw Chiller | 2041 | FIXED_OM | REPLACEMENT | N/A | USD/teraBtu | us | us | 2861932134.5828
commercial air conditioning | High Efficiency Screw Chiller | 2041 | INSTALLATION | NEW | N/A | USD/teraBtu | us | us | 14513318764.8879
commercial air conditioning | High Efficiency Screw Chiller | 2041 | INSTALLATION | REPLACEMENT | N/A | USD/teraBtu | us | us | 14513318764.8879
commercial air conditioning | High Efficiency Screw Chiller | 2042 | CAPITAL | NEW | N/A | USD/teraBtu | us | us | 64763273247.7495
commercial air conditioning | High Efficiency Screw Chiller | 2042 | CAPITAL | REPLACEMENT | N/A | USD/teraBtu | us | us | 64763273247.7495
commercial air conditioning | High Efficiency Screw Chiller | 2042 | FIXED_OM | NEW | N/A | USD/teraBtu | us | us | 2861932134.5828
commercial air conditioning | High Efficiency Screw Chiller | 2042 | FIXED_OM | REPLACEMENT | N/A | USD/teraBtu | us | us | 2861932134.5828
commercial air conditioning | High Efficiency Screw Chiller | 2042 | INSTALLATION | NEW | N/A | USD/teraBtu | us | us | 14513318764.8879
commercial air conditioning | High Efficiency Screw Chiller | 2042 | INSTALLATION | REPLACEMENT | N/A | USD/teraBtu | us | us | 14513318764.8879
commercial air conditioning | High Efficiency Screw Chiller | 2043 | CAPITAL | NEW | N/A | USD/teraBtu | us | us | 64763273247.7495
commercial air conditioning | High Efficiency Screw Chiller | 2043 | CAPITAL | REPLACEMENT | N/A | USD/teraBtu | us | us | 64763273247.7495
commercial air conditioning | High Efficiency Screw Chiller | 2043 | FIXED_OM | NEW | N/A | USD/teraBtu | us | us | 2861932134.5828
commercial air conditioning | High Efficiency Screw Chiller | 2043 | FIXED_OM | REPLACEMENT | N/A | USD/teraBtu | us | us | 2861932134.5828
commercial air conditioning | High Efficiency Screw Chiller | 2043 | INSTALLATION | NEW | N/A | USD/teraBtu | us | us | 14513318764.8879
commercial air conditioning | High Efficiency Screw Chiller | 2043 | INSTALLATION | REPLACEMENT | N/A | USD/teraBtu | us | us | 14513318764.8879
commercial air conditioning | High Efficiency Screw Chiller | 2044 | CAPITAL | NEW | N/A | USD/teraBtu | us | us | 64763273247.7495
commercial air conditioning | High Efficiency Screw Chiller | 2044 | CAPITAL | REPLACEMENT | N/A | USD/teraBtu | us | us | 64763273247.7495
commercial air conditioning | High Efficiency Screw Chiller | 2044 | FIXED_OM | NEW | N/A | USD/teraBtu | us | us | 2861932134.5828
commercial air conditioning | High Efficiency Screw Chiller | 2044 | FIXED_OM | REPLACEMENT | N/A | USD/teraBtu | us | us | 2861932134.5828
commercial air conditioning | High Efficiency Screw Chiller | 2044 | INSTALLATION | NEW | N/A | USD/teraBtu | us | us | 14513318764.8879
commercial air conditioning | High Efficiency Screw Chiller | 2044 | INSTALLATION | REPLACEMENT | N/A | USD/teraBtu | us | us | 14513318764.8879
commercial air conditioning | High Efficiency Screw Chiller | 2045 | CAPITAL | NEW | N/A | USD/teraBtu | us | us | 64763273247.7495
commercial air conditioning | High Efficiency Screw Chiller | 2045 | CAPITAL | REPLACEMENT | N/A | USD/teraBtu | us | us | 64763273247.7495
commercial air conditioning | High Efficiency Screw Chiller | 2045 | FIXED_OM | NEW | N/A | USD/teraBtu | us | us | 2861932134.5828
commercial air conditioning | High Efficiency Screw Chiller | 2045 | FIXED_OM | REPLACEMENT | N/A | USD/teraBtu | us | us | 2861932134.5828
commercial air conditioning | High Efficiency Screw Chiller | 2045 | INSTALLATION | NEW | N/A | USD/teraBtu | us | us | 14513318764.8879
commercial air conditioning | High Efficiency Screw Chiller | 2045 | INSTALLATION | REPLACEMENT | N/A | USD/teraBtu | us | us | 14513318764.8879
commercial air conditioning | High Efficiency Screw Chiller | 2046 | CAPITAL | NEW | N/A | USD/teraBtu | us | us | 64763273247.7495
commercial air conditioning | High Efficiency Screw Chiller | 2046 | CAPITAL | REPLACEMENT | N/A | USD/teraBtu | us | us | 64763273247.7495
commercial air conditioning | High Efficiency Screw Chiller | 2046 | FIXED_OM | NEW | N/A | USD/teraBtu | us | us | 2861932134.5828
commercial air conditioning | High Efficiency Screw Chiller | 2046 | FIXED_OM | REPLACEMENT | N/A | USD/teraBtu | us | us | 2861932134.5828
commercial air conditioning | High Efficiency Screw Chiller | 2046 | INSTALLATION | NEW | N/A | USD/teraBtu | us | us | 14513318764.8879
commercial air conditioning | High Efficiency Screw Chiller | 2046 | INSTALLATION | REPLACEMENT | N/A | USD/teraBtu | us | us | 14513318764.8879
commercial air conditioning | High Efficiency Screw Chiller | 2047 | CAPITAL | NEW | N/A | USD/teraBtu | us | us | 64763273247.7495
commercial air conditioning | High Efficiency Screw Chiller | 2047 | CAPITAL | REPLACEMENT | N/A | USD/teraBtu | us | us | 64763273247.7495
commercial air conditioning | High Efficiency Screw Chiller | 2047 | FIXED_OM | NEW | N/A | USD/teraBtu | us | us | 2861932134.5828
commercial air conditioning | High Efficiency Screw Chiller | 2047 | FIXED_OM | REPLACEMENT | N/A | USD/teraBtu | us | us | 2861932134.5828
commercial air conditioning | High Efficiency Screw Chiller | 2047 | INSTALLATION | NEW | N/A | USD/teraBtu | us | us | 14513318764.8879
commercial air conditioning | High Efficiency Screw Chiller | 2047 | INSTALLATION | REPLACEMENT | N/A | USD/teraBtu | us | us | 14513318764.8879
commercial air conditioning | High Efficiency Screw Chiller | 2048 | CAPITAL | NEW | N/A | USD/teraBtu | us | us | 64763273247.7495
commercial air conditioning | High Efficiency Screw Chiller | 2048 | CAPITAL | REPLACEMENT | N/A | USD/teraBtu | us | us | 64763273247.7495
commercial air conditioning | High Efficiency Screw Chiller | 2048 | FIXED_OM | NEW | N/A | USD/teraBtu | us | us | 2861932134.5828
commercial air conditioning | High Efficiency Screw Chiller | 2048 | FIXED_OM | REPLACEMENT | N/A | USD/teraBtu | us | us | 2861932134.5828
commercial air conditioning | High Efficiency Screw Chiller | 2048 | INSTALLATION | NEW | N/A | USD/teraBtu | us | us | 14513318764.8879
commercial air conditioning | High Efficiency Screw Chiller | 2048 | INSTALLATION | REPLACEMENT | N/A | USD/teraBtu | us | us | 14513318764.8879
commercial air conditioning | High Efficiency Screw Chiller | 2049 | CAPITAL | NEW | N/A | USD/teraBtu | us | us | 64763273247.7495
commercial air conditioning | High Efficiency Screw Chiller | 2049 | CAPITAL | REPLACEMENT | N/A | USD/teraBtu | us | us | 64763273247.7495
commercial air conditioning | High Efficiency Screw Chiller | 2049 | FIXED_OM | NEW | N/A | USD/teraBtu | us | us | 2861932134.5828
commercial air conditioning | High Efficiency Screw Chiller | 2049 | FIXED_OM | REPLACEMENT | N/A | USD/teraBtu | us | us | 2861932134.5828
commercial air conditioning | High Efficiency Screw Chiller | 2049 | INSTALLATION | NEW | N/A | USD/teraBtu | us | us | 14513318764.8879
commercial air conditioning | High Efficiency Screw Chiller | 2049 | INSTALLATION | REPLACEMENT | N/A | USD/teraBtu | us | us | 14513318764.8879
commercial air conditioning | High Efficiency Screw Chiller | 2050 | CAPITAL | NEW | N/A | USD/teraBtu | us | us | 64763273247.7495
commercial air conditioning | High Efficiency Screw Chiller | 2050 | CAPITAL | REPLACEMENT | N/A | USD/teraBtu | us | us | 64763273247.7495
commercial air conditioning | High Efficiency Screw Chiller | 2050 | FIXED_OM | NEW | N/A | USD/teraBtu | us | us | 2861932134.5828
commercial air conditioning | High Efficiency Screw Chiller | 2050 | FIXED_OM | REPLACEMENT | N/A | USD/teraBtu | us | us | 2861932134.5828
commercial air conditioning | High Efficiency Screw Chiller | 2050 | INSTALLATION | NEW | N/A | USD/teraBtu | us | us | 14513318764.8879
commercial air conditioning | High Efficiency Screw Chiller | 2050 | INSTALLATION | REPLACEMENT | N/A | USD/teraBtu | us | us | 14513318764.8879
commercial air conditioning | High Efficiency Scroll Chiller | 2020 | CAPITAL | NEW | N/A | USD/teraBtu | us | us | 64763273247.7495
commercial air conditioning | High Efficiency Scroll Chiller | 2020 | CAPITAL | REPLACEMENT | N/A | USD/teraBtu | us | us | 64763273247.7495
commercial air conditioning | High Efficiency Scroll Chiller | 2020 | FIXED_OM | NEW | N/A | USD/teraBtu | us | us | 4019567604.7511
commercial air conditioning | High Efficiency Scroll Chiller | 2020 | FIXED_OM | REPLACEMENT | N/A | USD/teraBtu | us | us | 4019567604.7511
commercial air conditioning | High Efficiency Scroll Chiller | 2020 | INSTALLATION | NEW | N/A | USD/teraBtu | us | us | 22327358188.524
commercial air conditioning | High Efficiency Scroll Chiller | 2020 | INSTALLATION | REPLACEMENT | N/A | USD/teraBtu | us | us | 22327358188.524
commercial air conditioning | High Efficiency Scroll Chiller | 2021 | CAPITAL | NEW | N/A | USD/teraBtu | us | us | 64763273247.7495
commercial air conditioning | High Efficiency Scroll Chiller | 2021 | CAPITAL | REPLACEMENT | N/A | USD/teraBtu | us | us | 64763273247.7495
commercial air conditioning | High Efficiency Scroll Chiller | 2021 | FIXED_OM | NEW | N/A | USD/teraBtu | us | us | 4019567604.7511
commercial air conditioning | High Efficiency Scroll Chiller | 2021 | FIXED_OM | REPLACEMENT | N/A | USD/teraBtu | us | us | 4019567604.7511
commercial air conditioning | High Efficiency Scroll Chiller | 2021 | INSTALLATION | NEW | N/A | USD/teraBtu | us | us | 22327358188.524
commercial air conditioning | High Efficiency Scroll Chiller | 2021 | INSTALLATION | REPLACEMENT | N/A | USD/teraBtu | us | us | 22327358188.524
commercial air conditioning | High Efficiency Scroll Chiller | 2022 | CAPITAL | NEW | N/A | USD/teraBtu | us | us | 64763273247.7495
commercial air conditioning | High Efficiency Scroll Chiller | 2022 | CAPITAL | REPLACEMENT | N/A | USD/teraBtu | us | us | 64763273247.7495
commercial air conditioning | High Efficiency Scroll Chiller | 2022 | FIXED_OM | NEW | N/A | USD/teraBtu | us | us | 4019567604.7511
commercial air conditioning | High Efficiency Scroll Chiller | 2022 | FIXED_OM | REPLACEMENT | N/A | USD/teraBtu | us | us | 4019567604.7511
commercial air conditioning | High Efficiency Scroll Chiller | 2022 | INSTALLATION | NEW | N/A | USD/teraBtu | us | us | 22327358188.524
commercial air conditioning | High Efficiency Scroll Chiller | 2022 | INSTALLATION | REPLACEMENT | N/A | USD/teraBtu | us | us | 22327358188.524
commercial air conditioning | High Efficiency Scroll Chiller | 2023 | CAPITAL | NEW | N/A | USD/teraBtu | us | us | 64763273247.7495
commercial air conditioning | High Efficiency Scroll Chiller | 2023 | CAPITAL | REPLACEMENT | N/A | USD/teraBtu | us | us | 64763273247.7495
commercial air conditioning | High Efficiency Scroll Chiller | 2023 | FIXED_OM | NEW | N/A | USD/teraBtu | us | us | 4019567604.7511
commercial air conditioning | High Efficiency Scroll Chiller | 2023 | FIXED_OM | REPLACEMENT | N/A | USD/teraBtu | us | us | 4019567604.7511
commercial air conditioning | High Efficiency Scroll Chiller | 2023 | INSTALLATION | NEW | N/A | USD/teraBtu | us | us | 22327358188.524
commercial air conditioning | High Efficiency Scroll Chiller | 2023 | INSTALLATION | REPLACEMENT | N/A | USD/teraBtu | us | us | 22327358188.524
commercial air conditioning | High Efficiency Scroll Chiller | 2024 | CAPITAL | NEW | N/A | USD/teraBtu | us | us | 64763273247.7495
commercial air conditioning | High Efficiency Scroll Chiller | 2024 | CAPITAL | REPLACEMENT | N/A | USD/teraBtu | us | us | 64763273247.7495
commercial air conditioning | High Efficiency Scroll Chiller | 2024 | FIXED_OM | NEW | N/A | USD/teraBtu | us | us | 4019567604.7511
commercial air conditioning | High Efficiency Scroll Chiller | 2024 | FIXED_OM | REPLACEMENT | N/A | USD/teraBtu | us | us | 4019567604.7511
commercial air conditioning | High Efficiency Scroll Chiller | 2024 | INSTALLATION | NEW | N/A | USD/teraBtu | us | us | 22327358188.524
commercial air conditioning | High Efficiency Scroll Chiller | 2024 | INSTALLATION | REPLACEMENT | N/A | USD/teraBtu | us | us | 22327358188.524
commercial air conditioning | High Efficiency Scroll Chiller | 2025 | CAPITAL | NEW | N/A | USD/teraBtu | us | us | 64763273247.7495
commercial air conditioning | High Efficiency Scroll Chiller | 2025 | CAPITAL | REPLACEMENT | N/A | USD/teraBtu | us | us | 64763273247.7495
commercial air conditioning | High Efficiency Scroll Chiller | 2025 | FIXED_OM | NEW | N/A | USD/teraBtu | us | us | 4019567604.7511
commercial air conditioning | High Efficiency Scroll Chiller | 2025 | FIXED_OM | REPLACEMENT | N/A | USD/teraBtu | us | us | 4019567604.7511
commercial air conditioning | High Efficiency Scroll Chiller | 2025 | INSTALLATION | NEW | N/A | USD/teraBtu | us | us | 22327358188.524
commercial air conditioning | High Efficiency Scroll Chiller | 2025 | INSTALLATION | REPLACEMENT | N/A | USD/teraBtu | us | us | 22327358188.524
commercial air conditioning | High Efficiency Scroll Chiller | 2026 | CAPITAL | NEW | N/A | USD/teraBtu | us | us | 64763273247.7495
commercial air conditioning | High Efficiency Scroll Chiller | 2026 | CAPITAL | REPLACEMENT | N/A | USD/teraBtu | us | us | 64763273247.7495
commercial air conditioning | High Efficiency Scroll Chiller | 2026 | FIXED_OM | NEW | N/A | USD/teraBtu | us | us | 4019567604.7511
commercial air conditioning | High Efficiency Scroll Chiller | 2026 | FIXED_OM | REPLACEMENT | N/A | USD/teraBtu | us | us | 4019567604.7511
commercial air conditioning | High Efficiency Scroll Chiller | 2026 | INSTALLATION | NEW | N/A | USD/teraBtu | us | us | 22327358188.524
commercial air conditioning | High Efficiency Scroll Chiller | 2026 | INSTALLATION | REPLACEMENT | N/A | USD/teraBtu | us | us | 22327358188.524
commercial air conditioning | High Efficiency Scroll Chiller | 2027 | CAPITAL | NEW | N/A | USD/teraBtu | us | us | 64763273247.7495
commercial air conditioning | High Efficiency Scroll Chiller | 2027 | CAPITAL | REPLACEMENT | N/A | USD/teraBtu | us | us | 64763273247.7495
commercial air conditioning | High Efficiency Scroll Chiller | 2027 | FIXED_OM | NEW | N/A | USD/teraBtu | us | us | 4019567604.7511
commercial air conditioning | High Efficiency Scroll Chiller | 2027 | FIXED_OM | REPLACEMENT | N/A | USD/teraBtu | us | us | 4019567604.7511
commercial air conditioning | High Efficiency Scroll Chiller | 2027 | INSTALLATION | NEW | N/A | USD/teraBtu | us | us | 22327358188.524
commercial air conditioning | High Efficiency Scroll Chiller | 2027 | INSTALLATION | REPLACEMENT | N/A | USD/teraBtu | us | us | 22327358188.524
commercial air conditioning | High Efficiency Scroll Chiller | 2028 | CAPITAL | NEW | N/A | USD/teraBtu | us | us | 64763273247.7495
commercial air conditioning | High Efficiency Scroll Chiller | 2028 | CAPITAL | REPLACEMENT | N/A | USD/teraBtu | us | us | 64763273247.7495
commercial air conditioning | High Efficiency Scroll Chiller | 2028 | FIXED_OM | NEW | N/A | USD/teraBtu | us | us | 4019567604.7511
commercial air conditioning | High Efficiency Scroll Chiller | 2028 | FIXED_OM | REPLACEMENT | N/A | USD/teraBtu | us | us | 4019567604.7511
commercial air conditioning | High Efficiency Scroll Chiller | 2028 | INSTALLATION | NEW | N/A | USD/teraBtu | us | us | 22327358188.524
commercial air conditioning | High Efficiency Scroll Chiller | 2028 | INSTALLATION | REPLACEMENT | N/A | USD/teraBtu | us | us | 22327358188.524
commercial air conditioning | High Efficiency Scroll Chiller | 2029 | CAPITAL | NEW | N/A | USD/teraBtu | us | us | 64763273247.7495
commercial air conditioning | High Efficiency Scroll Chiller | 2029 | CAPITAL | REPLACEMENT | N/A | USD/teraBtu | us | us | 64763273247.7495
commercial air conditioning | High Efficiency Scroll Chiller | 2029 | FIXED_OM | NEW | N/A | USD/teraBtu | us | us | 4019567604.7511
commercial air conditioning | High Efficiency Scroll Chiller | 2029 | FIXED_OM | REPLACEMENT | N/A | USD/teraBtu | us | us | 4019567604.7511
commercial air conditioning | High Efficiency Scroll Chiller | 2029 | INSTALLATION | NEW | N/A | USD/teraBtu | us | us | 22327358188.524
commercial air conditioning | High Efficiency Scroll Chiller | 2029 | INSTALLATION | REPLACEMENT | N/A | USD/teraBtu | us | us | 22327358188.524
commercial air conditioning | High Efficiency Scroll Chiller | 2030 | CAPITAL | NEW | N/A | USD/teraBtu | us | us | 64763273247.7495
commercial air conditioning | High Efficiency Scroll Chiller | 2030 | CAPITAL | REPLACEMENT | N/A | USD/teraBtu | us | us | 64763273247.7495
commercial air conditioning | High Efficiency Scroll Chiller | 2030 | FIXED_OM | NEW | N/A | USD/teraBtu | us | us | 4019567604.7511
commercial air conditioning | High Efficiency Scroll Chiller | 2030 | FIXED_OM | REPLACEMENT | N/A | USD/teraBtu | us | us | 4019567604.7511
commercial air conditioning | High Efficiency Scroll Chiller | 2030 | INSTALLATION | NEW | N/A | USD/teraBtu | us | us | 22327358188.524
commercial air conditioning | High Efficiency Scroll Chiller | 2030 | INSTALLATION | REPLACEMENT | N/A | USD/teraBtu | us | us | 22327358188.524
commercial air conditioning | High Efficiency Scroll Chiller | 2031 | CAPITAL | NEW | N/A | USD/teraBtu | us | us | 64763273247.7495
commercial air conditioning | High Efficiency Scroll Chiller | 2031 | CAPITAL | REPLACEMENT | N/A | USD/teraBtu | us | us | 64763273247.7495
commercial air conditioning | High Efficiency Scroll Chiller | 2031 | FIXED_OM | NEW | N/A | USD/teraBtu | us | us | 4019567604.7511
commercial air conditioning | High Efficiency Scroll Chiller | 2031 | FIXED_OM | REPLACEMENT | N/A | USD/teraBtu | us | us | 4019567604.7511
commercial air conditioning | High Efficiency Scroll Chiller | 2031 | INSTALLATION | NEW | N/A | USD/teraBtu | us | us | 22327358188.524
commercial air conditioning | High Efficiency Scroll Chiller | 2031 | INSTALLATION | REPLACEMENT | N/A | USD/teraBtu | us | us | 22327358188.524
commercial air conditioning | High Efficiency Scroll Chiller | 2032 | CAPITAL | NEW | N/A | USD/teraBtu | us | us | 64763273247.7495
commercial air conditioning | High Efficiency Scroll Chiller | 2032 | CAPITAL | REPLACEMENT | N/A | USD/teraBtu | us | us | 64763273247.7495
commercial air conditioning | High Efficiency Scroll Chiller | 2032 | FIXED_OM | NEW | N/A | USD/teraBtu | us | us | 4019567604.7511
commercial air conditioning | High Efficiency Scroll Chiller | 2032 | FIXED_OM | REPLACEMENT | N/A | USD/teraBtu | us | us | 4019567604.7511
commercial air conditioning | High Efficiency Scroll Chiller | 2032 | INSTALLATION | NEW | N/A | USD/teraBtu | us | us | 22327358188.524
commercial air conditioning | High Efficiency Scroll Chiller | 2032 | INSTALLATION | REPLACEMENT | N/A | USD/teraBtu | us | us | 22327358188.524
commercial air conditioning | High Efficiency Scroll Chiller | 2033 | CAPITAL | NEW | N/A | USD/teraBtu | us | us | 64763273247.7495
commercial air conditioning | High Efficiency Scroll Chiller | 2033 | CAPITAL | REPLACEMENT | N/A | USD/teraBtu | us | us | 64763273247.7495
commercial air conditioning | High Efficiency Scroll Chiller | 2033 | FIXED_OM | NEW | N/A | USD/teraBtu | us | us | 4019567604.7511
commercial air conditioning | High Efficiency Scroll Chiller | 2033 | FIXED_OM | REPLACEMENT | N/A | USD/teraBtu | us | us | 4019567604.7511
commercial air conditioning | High Efficiency Scroll Chiller | 2033 | INSTALLATION | NEW | N/A | USD/teraBtu | us | us | 22327358188.524
commercial air conditioning | High Efficiency Scroll Chiller | 2033 | INSTALLATION | REPLACEMENT | N/A | USD/teraBtu | us | us | 22327358188.524
commercial air conditioning | High Efficiency Scroll Chiller | 2034 | CAPITAL | NEW | N/A | USD/teraBtu | us | us | 64763273247.7495
commercial air conditioning | High Efficiency Scroll Chiller | 2034 | CAPITAL | REPLACEMENT | N/A | USD/teraBtu | us | us | 64763273247.7495
commercial air conditioning | High Efficiency Scroll Chiller | 2034 | FIXED_OM | NEW | N/A | USD/teraBtu | us | us | 4019567604.7511
commercial air conditioning | High Efficiency Scroll Chiller | 2034 | FIXED_OM | REPLACEMENT | N/A | USD/teraBtu | us | us | 4019567604.7511
commercial air conditioning | High Efficiency Scroll Chiller | 2034 | INSTALLATION | NEW | N/A | USD/teraBtu | us | us | 22327358188.524
commercial air conditioning | High Efficiency Scroll Chiller | 2034 | INSTALLATION | REPLACEMENT | N/A | USD/teraBtu | us | us | 22327358188.524
commercial air conditioning | High Efficiency Scroll Chiller | 2035 | CAPITAL | NEW | N/A | USD/teraBtu | us | us | 64763273247.7495
commercial air conditioning | High Efficiency Scroll Chiller | 2035 | CAPITAL | REPLACEMENT | N/A | USD/teraBtu | us | us | 64763273247.7495
commercial air conditioning | High Efficiency Scroll Chiller | 2035 | FIXED_OM | NEW | N/A | USD/teraBtu | us | us | 4019567604.7511
commercial air conditioning | High Efficiency Scroll Chiller | 2035 | FIXED_OM | REPLACEMENT | N/A | USD/teraBtu | us | us | 4019567604.7511
commercial air conditioning | High Efficiency Scroll Chiller | 2035 | INSTALLATION | NEW | N/A | USD/teraBtu | us | us | 22327358188.524
commercial air conditioning | High Efficiency Scroll Chiller | 2035 | INSTALLATION | REPLACEMENT | N/A | USD/teraBtu | us | us | 22327358188.524
commercial air conditioning | High Efficiency Scroll Chiller | 2036 | CAPITAL | NEW | N/A | USD/teraBtu | us | us | 64763273247.7495
commercial air conditioning | High Efficiency Scroll Chiller | 2036 | CAPITAL | REPLACEMENT | N/A | USD/teraBtu | us | us | 64763273247.7495
commercial air conditioning | High Efficiency Scroll Chiller | 2036 | FIXED_OM | NEW | N/A | USD/teraBtu | us | us | 4019567604.7511
commercial air conditioning | High Efficiency Scroll Chiller | 2036 | FIXED_OM | REPLACEMENT | N/A | USD/teraBtu | us | us | 4019567604.7511
commercial air conditioning | High Efficiency Scroll Chiller | 2036 | INSTALLATION | NEW | N/A | USD/teraBtu | us | us | 22327358188.524
commercial air conditioning | High Efficiency Scroll Chiller | 2036 | INSTALLATION | REPLACEMENT | N/A | USD/teraBtu | us | us | 22327358188.524
commercial air conditioning | High Efficiency Scroll Chiller | 2037 | CAPITAL | NEW | N/A | USD/teraBtu | us | us | 64763273247.7495
commercial air conditioning | High Efficiency Scroll Chiller | 2037 | CAPITAL | REPLACEMENT | N/A | USD/teraBtu | us | us | 64763273247.7495
commercial air conditioning | High Efficiency Scroll Chiller | 2037 | FIXED_OM | NEW | N/A | USD/teraBtu | us | us | 4019567604.7511
commercial air conditioning | High Efficiency Scroll Chiller | 2037 | FIXED_OM | REPLACEMENT | N/A | USD/teraBtu | us | us | 4019567604.7511
commercial air conditioning | High Efficiency Scroll Chiller | 2037 | INSTALLATION | NEW | N/A | USD/teraBtu | us | us | 22327358188.524
commercial air conditioning | High Efficiency Scroll Chiller | 2037 | INSTALLATION | REPLACEMENT | N/A | USD/teraBtu | us | us | 22327358188.524
commercial air conditioning | High Efficiency Scroll Chiller | 2038 | CAPITAL | NEW | N/A | USD/teraBtu | us | us | 64763273247.7495
commercial air conditioning | High Efficiency Scroll Chiller | 2038 | CAPITAL | REPLACEMENT | N/A | USD/teraBtu | us | us | 64763273247.7495
commercial air conditioning | High Efficiency Scroll Chiller | 2038 | FIXED_OM | NEW | N/A | USD/teraBtu | us | us | 4019567604.7511
commercial air conditioning | High Efficiency Scroll Chiller | 2038 | FIXED_OM | REPLACEMENT | N/A | USD/teraBtu | us | us | 4019567604.7511
commercial air conditioning | High Efficiency Scroll Chiller | 2038 | INSTALLATION | NEW | N/A | USD/teraBtu | us | us | 22327358188.524
commercial air conditioning | High Efficiency Scroll Chiller | 2038 | INSTALLATION | REPLACEMENT | N/A | USD/teraBtu | us | us | 22327358188.524
commercial air conditioning | High Efficiency Scroll Chiller | 2039 | CAPITAL | NEW | N/A | USD/teraBtu | us | us | 64763273247.7495
commercial air conditioning | High Efficiency Scroll Chiller | 2039 | CAPITAL | REPLACEMENT | N/A | USD/teraBtu | us | us | 64763273247.7495
commercial air conditioning | High Efficiency Scroll Chiller | 2039 | FIXED_OM | NEW | N/A | USD/teraBtu | us | us | 4019567604.7511
commercial air conditioning | High Efficiency Scroll Chiller | 2039 | FIXED_OM | REPLACEMENT | N/A | USD/teraBtu | us | us | 4019567604.7511
commercial air conditioning | High Efficiency Scroll Chiller | 2039 | INSTALLATION | NEW | N/A | USD/teraBtu | us | us | 22327358188.524
commercial air conditioning | High Efficiency Scroll Chiller | 2039 | INSTALLATION | REPLACEMENT | N/A | USD/teraBtu | us | us | 22327358188.524
commercial air conditioning | High Efficiency Scroll Chiller | 2040 | CAPITAL | NEW | N/A | USD/teraBtu | us | us | 64763273247.7495
commercial air conditioning | High Efficiency Scroll Chiller | 2040 | CAPITAL | REPLACEMENT | N/A | USD/teraBtu | us | us | 64763273247.7495
commercial air conditioning | High Efficiency Scroll Chiller | 2040 | FIXED_OM | NEW | N/A | USD/teraBtu | us | us | 4019567604.7511
commercial air conditioning | High Efficiency Scroll Chiller | 2040 | FIXED_OM | REPLACEMENT | N/A | USD/teraBtu | us | us | 4019567604.7511
commercial air conditioning | High Efficiency Scroll Chiller | 2040 | INSTALLATION | NEW | N/A | USD/teraBtu | us | us | 22327358188.524
commercial air conditioning | High Efficiency Scroll Chiller | 2040 | INSTALLATION | REPLACEMENT | N/A | USD/teraBtu | us | us | 22327358188.524
commercial air conditioning | High Efficiency Scroll Chiller | 2041 | CAPITAL | NEW | N/A | USD/teraBtu | us | us | 64763273247.7495
commercial air conditioning | High Efficiency Scroll Chiller | 2041 | CAPITAL | REPLACEMENT | N/A | USD/teraBtu | us | us | 64763273247.7495
commercial air conditioning | High Efficiency Scroll Chiller | 2041 | FIXED_OM | NEW | N/A | USD/teraBtu | us | us | 4019567604.7511
commercial air conditioning | High Efficiency Scroll Chiller | 2041 | FIXED_OM | REPLACEMENT | N/A | USD/teraBtu | us | us | 4019567604.7511
commercial air conditioning | High Efficiency Scroll Chiller | 2041 | INSTALLATION | NEW | N/A | USD/teraBtu | us | us | 22327358188.524
commercial air conditioning | High Efficiency Scroll Chiller | 2041 | INSTALLATION | REPLACEMENT | N/A | USD/teraBtu | us | us | 22327358188.524
commercial air conditioning | High Efficiency Scroll Chiller | 2042 | CAPITAL | NEW | N/A | USD/teraBtu | us | us | 64763273247.7495
commercial air conditioning | High Efficiency Scroll Chiller | 2042 | CAPITAL | REPLACEMENT | N/A | USD/teraBtu | us | us | 64763273247.7495
commercial air conditioning | High Efficiency Scroll Chiller | 2042 | FIXED_OM | NEW | N/A | USD/teraBtu | us | us | 4019567604.7511
commercial air conditioning | High Efficiency Scroll Chiller | 2042 | FIXED_OM | REPLACEMENT | N/A | USD/teraBtu | us | us | 4019567604.7511
commercial air conditioning | High Efficiency Scroll Chiller | 2042 | INSTALLATION | NEW | N/A | USD/teraBtu | us | us | 22327358188.524
commercial air conditioning | High Efficiency Scroll Chiller | 2042 | INSTALLATION | REPLACEMENT | N/A | USD/teraBtu | us | us | 22327358188.524
commercial air conditioning | High Efficiency Scroll Chiller | 2043 | CAPITAL | NEW | N/A | USD/teraBtu | us | us | 64763273247.7495
commercial air conditioning | High Efficiency Scroll Chiller | 2043 | CAPITAL | REPLACEMENT | N/A | USD/teraBtu | us | us | 64763273247.7495
commercial air conditioning | High Efficiency Scroll Chiller | 2043 | FIXED_OM | NEW | N/A | USD/teraBtu | us | us | 4019567604.7511
commercial air conditioning | High Efficiency Scroll Chiller | 2043 | FIXED_OM | REPLACEMENT | N/A | USD/teraBtu | us | us | 4019567604.7511
commercial air conditioning | High Efficiency Scroll Chiller | 2043 | INSTALLATION | NEW | N/A | USD/teraBtu | us | us | 22327358188.524
commercial air conditioning | High Efficiency Scroll Chiller | 2043 | INSTALLATION | REPLACEMENT | N/A | USD/teraBtu | us | us | 22327358188.524
commercial air conditioning | High Efficiency Scroll Chiller | 2044 | CAPITAL | NEW | N/A | USD/teraBtu | us | us | 64763273247.7495
commercial air conditioning | High Efficiency Scroll Chiller | 2044 | CAPITAL | REPLACEMENT | N/A | USD/teraBtu | us | us | 64763273247.7495
commercial air conditioning | High Efficiency Scroll Chiller | 2044 | FIXED_OM | NEW | N/A | USD/teraBtu | us | us | 4019567604.7511
commercial air conditioning | High Efficiency Scroll Chiller | 2044 | FIXED_OM | REPLACEMENT | N/A | USD/teraBtu | us | us | 4019567604.7511
commercial air conditioning | High Efficiency Scroll Chiller | 2044 | INSTALLATION | NEW | N/A | USD/teraBtu | us | us | 22327358188.524
commercial air conditioning | High Efficiency Scroll Chiller | 2044 | INSTALLATION | REPLACEMENT | N/A | USD/teraBtu | us | us | 22327358188.524
commercial air conditioning | High Efficiency Scroll Chiller | 2045 | CAPITAL | NEW | N/A | USD/teraBtu | us | us | 64763273247.7495
commercial air conditioning | High Efficiency Scroll Chiller | 2045 | CAPITAL | REPLACEMENT | N/A | USD/teraBtu | us | us | 64763273247.7495
commercial air conditioning | High Efficiency Scroll Chiller | 2045 | FIXED_OM | NEW | N/A | USD/teraBtu | us | us | 4019567604.7511
commercial air conditioning | High Efficiency Scroll Chiller | 2045 | FIXED_OM | REPLACEMENT | N/A | USD/teraBtu | us | us | 4019567604.7511
commercial air conditioning | High Efficiency Scroll Chiller | 2045 | INSTALLATION | NEW | N/A | USD/teraBtu | us | us | 22327358188.524
commercial air conditioning | High Efficiency Scroll Chiller | 2045 | INSTALLATION | REPLACEMENT | N/A | USD/teraBtu | us | us | 22327358188.524
commercial air conditioning | High Efficiency Scroll Chiller | 2046 | CAPITAL | NEW | N/A | USD/teraBtu | us | us | 64763273247.7495
commercial air conditioning | High Efficiency Scroll Chiller | 2046 | CAPITAL | REPLACEMENT | N/A | USD/teraBtu | us | us | 64763273247.7495
commercial air conditioning | High Efficiency Scroll Chiller | 2046 | FIXED_OM | NEW | N/A | USD/teraBtu | us | us | 4019567604.7511
commercial air conditioning | High Efficiency Scroll Chiller | 2046 | FIXED_OM | REPLACEMENT | N/A | USD/teraBtu | us | us | 4019567604.7511
commercial air conditioning | High Efficiency Scroll Chiller | 2046 | INSTALLATION | NEW | N/A | USD/teraBtu | us | us | 22327358188.524
commercial air conditioning | High Efficiency Scroll Chiller | 2046 | INSTALLATION | REPLACEMENT | N/A | USD/teraBtu | us | us | 22327358188.524
commercial air conditioning | High Efficiency Scroll Chiller | 2047 | CAPITAL | NEW | N/A | USD/teraBtu | us | us | 64763273247.7495
commercial air conditioning | High Efficiency Scroll Chiller | 2047 | CAPITAL | REPLACEMENT | N/A | USD/teraBtu | us | us | 64763273247.7495
commercial air conditioning | High Efficiency Scroll Chiller | 2047 | FIXED_OM | NEW | N/A | USD/teraBtu | us | us | 4019567604.7511
commercial air conditioning | High Efficiency Scroll Chiller | 2047 | FIXED_OM | REPLACEMENT | N/A | USD/teraBtu | us | us | 4019567604.7511
commercial air conditioning | High Efficiency Scroll Chiller | 2047 | INSTALLATION | NEW | N/A | USD/teraBtu | us | us | 22327358188.524
commercial air conditioning | High Efficiency Scroll Chiller | 2047 | INSTALLATION | REPLACEMENT | N/A | USD/teraBtu | us | us | 22327358188.524
commercial air conditioning | High Efficiency Scroll Chiller | 2048 | CAPITAL | NEW | N/A | USD/teraBtu | us | us | 64763273247.7495
commercial air conditioning | High Efficiency Scroll Chiller | 2048 | CAPITAL | REPLACEMENT | N/A | USD/teraBtu | us | us | 64763273247.7495
commercial air conditioning | High Efficiency Scroll Chiller | 2048 | FIXED_OM | NEW | N/A | USD/teraBtu | us | us | 4019567604.7511
commercial air conditioning | High Efficiency Scroll Chiller | 2048 | FIXED_OM | REPLACEMENT | N/A | USD/teraBtu | us | us | 4019567604.7511
commercial air conditioning | High Efficiency Scroll Chiller | 2048 | INSTALLATION | NEW | N/A | USD/teraBtu | us | us | 22327358188.524
commercial air conditioning | High Efficiency Scroll Chiller | 2048 | INSTALLATION | REPLACEMENT | N/A | USD/teraBtu | us | us | 22327358188.524
commercial air conditioning | High Efficiency Scroll Chiller | 2049 | CAPITAL | NEW | N/A | USD/teraBtu | us | us | 64763273247.7495
commercial air conditioning | High Efficiency Scroll Chiller | 2049 | CAPITAL | REPLACEMENT | N/A | USD/teraBtu | us | us | 64763273247.7495
commercial air conditioning | High Efficiency Scroll Chiller | 2049 | FIXED_OM | NEW | N/A | USD/teraBtu | us | us | 4019567604.7511
commercial air conditioning | High Efficiency Scroll Chiller | 2049 | FIXED_OM | REPLACEMENT | N/A | USD/teraBtu | us | us | 4019567604.7511
commercial air conditioning | High Efficiency Scroll Chiller | 2049 | INSTALLATION | NEW | N/A | USD/teraBtu | us | us | 22327358188.524
commercial air conditioning | High Efficiency Scroll Chiller | 2049 | INSTALLATION | REPLACEMENT | N/A | USD/teraBtu | us | us | 22327358188.524
commercial air conditioning | High Efficiency Scroll Chiller | 2050 | CAPITAL | NEW | N/A | USD/teraBtu | us | us | 64763273247.7495
commercial air conditioning | High Efficiency Scroll Chiller | 2050 | CAPITAL | REPLACEMENT | N/A | USD/teraBtu | us | us | 64763273247.7495
commercial air conditioning | High Efficiency Scroll Chiller | 2050 | FIXED_OM | NEW | N/A | USD/teraBtu | us | us | 4019567604.7511
commercial air conditioning | High Efficiency Scroll Chiller | 2050 | FIXED_OM | REPLACEMENT | N/A | USD/teraBtu | us | us | 4019567604.7511
commercial air conditioning | High Efficiency Scroll Chiller | 2050 | INSTALLATION | NEW | N/A | USD/teraBtu | us | us | 22327358188.524
commercial air conditioning | High Efficiency Scroll Chiller | 2050 | INSTALLATION | REPLACEMENT | N/A | USD/teraBtu | us | us | 22327358188.524
commercial air conditioning | High Efficiency Wall/Room Air Conditioner | 2020 | CAPITAL | NEW | N/A | USD/teraBtu | us | us | 49842638298.9135
commercial air conditioning | High Efficiency Wall/Room Air Conditioner | 2020 | CAPITAL | REPLACEMENT | N/A | USD/teraBtu | us | us | 49842638298.9135
commercial air conditioning | High Efficiency Wall/Room Air Conditioner | 2020 | FIXED_OM | NEW | N/A | USD/teraBtu | us | us | 1018290459.8703
commercial air conditioning | High Efficiency Wall/Room Air Conditioner | 2020 | FIXED_OM | REPLACEMENT | N/A | USD/teraBtu | us | us | 1018290459.8703
commercial air conditioning | High Efficiency Wall/Room Air Conditioner | 2020 | INSTALLATION | NEW | N/A | USD/teraBtu | us | us | 5536284447.6105
commercial air conditioning | High Efficiency Wall/Room Air Conditioner | 2020 | INSTALLATION | REPLACEMENT | N/A | USD/teraBtu | us | us | 5536284447.6105
commercial air conditioning | High Efficiency Wall/Room Air Conditioner | 2021 | CAPITAL | NEW | N/A | USD/teraBtu | us | us | 50829844102.6404
commercial air conditioning | High Efficiency Wall/Room Air Conditioner | 2021 | CAPITAL | REPLACEMENT | N/A | USD/teraBtu | us | us | 50829844102.6404
commercial air conditioning | High Efficiency Wall/Room Air Conditioner | 2021 | FIXED_OM | NEW | N/A | USD/teraBtu | us | us | 1018290459.8703
commercial air conditioning | High Efficiency Wall/Room Air Conditioner | 2021 | FIXED_OM | REPLACEMENT | N/A | USD/teraBtu | us | us | 1018290459.8703
commercial air conditioning | High Efficiency Wall/Room Air Conditioner | 2021 | INSTALLATION | NEW | N/A | USD/teraBtu | us | us | 5646152628.807
commercial air conditioning | High Efficiency Wall/Room Air Conditioner | 2021 | INSTALLATION | REPLACEMENT | N/A | USD/teraBtu | us | us | 5646152628.807
commercial air conditioning | High Efficiency Wall/Room Air Conditioner | 2022 | CAPITAL | NEW | N/A | USD/teraBtu | us | us | 51817049906.3673
commercial air conditioning | High Efficiency Wall/Room Air Conditioner | 2022 | CAPITAL | REPLACEMENT | N/A | USD/teraBtu | us | us | 51817049906.3673
commercial air conditioning | High Efficiency Wall/Room Air Conditioner | 2022 | FIXED_OM | NEW | N/A | USD/teraBtu | us | us | 1018290459.8703
commercial air conditioning | High Efficiency Wall/Room Air Conditioner | 2022 | FIXED_OM | REPLACEMENT | N/A | USD/teraBtu | us | us | 1018290459.8703
commercial air conditioning | High Efficiency Wall/Room Air Conditioner | 2022 | INSTALLATION | NEW | N/A | USD/teraBtu | us | us | 5756020810.0036
commercial air conditioning | High Efficiency Wall/Room Air Conditioner | 2022 | INSTALLATION | REPLACEMENT | N/A | USD/teraBtu | us | us | 5756020810.0036
commercial air conditioning | High Efficiency Wall/Room Air Conditioner | 2023 | CAPITAL | NEW | N/A | USD/teraBtu | us | us | 52804255710.0941
commercial air conditioning | High Efficiency Wall/Room Air Conditioner | 2023 | CAPITAL | REPLACEMENT | N/A | USD/teraBtu | us | us | 52804255710.0941
commercial air conditioning | High Efficiency Wall/Room Air Conditioner | 2023 | FIXED_OM | NEW | N/A | USD/teraBtu | us | us | 1018290459.8703
commercial air conditioning | High Efficiency Wall/Room Air Conditioner | 2023 | FIXED_OM | REPLACEMENT | N/A | USD/teraBtu | us | us | 1018290459.8703
commercial air conditioning | High Efficiency Wall/Room Air Conditioner | 2023 | INSTALLATION | NEW | N/A | USD/teraBtu | us | us | 5865888991.2001
commercial air conditioning | High Efficiency Wall/Room Air Conditioner | 2023 | INSTALLATION | REPLACEMENT | N/A | USD/teraBtu | us | us | 5865888991.2001
commercial air conditioning | High Efficiency Wall/Room Air Conditioner | 2024 | CAPITAL | NEW | N/A | USD/teraBtu | us | us | 53791461513.821
commercial air conditioning | High Efficiency Wall/Room Air Conditioner | 2024 | CAPITAL | REPLACEMENT | N/A | USD/teraBtu | us | us | 53791461513.821
commercial air conditioning | High Efficiency Wall/Room Air Conditioner | 2024 | FIXED_OM | NEW | N/A | USD/teraBtu | us | us | 1018290459.8703
commercial air conditioning | High Efficiency Wall/Room Air Conditioner | 2024 | FIXED_OM | REPLACEMENT | N/A | USD/teraBtu | us | us | 1018290459.8703
commercial air conditioning | High Efficiency Wall/Room Air Conditioner | 2024 | INSTALLATION | NEW | N/A | USD/teraBtu | us | us | 5975757172.3966
commercial air conditioning | High Efficiency Wall/Room Air Conditioner | 2024 | INSTALLATION | REPLACEMENT | N/A | USD/teraBtu | us | us | 5975757172.3966
commercial air conditioning | High Efficiency Wall/Room Air Conditioner | 2025 | CAPITAL | NEW | N/A | USD/teraBtu | us | us | 54778667317.5478
commercial air conditioning | High Efficiency Wall/Room Air Conditioner | 2025 | CAPITAL | REPLACEMENT | N/A | USD/teraBtu | us | us | 54778667317.5478
commercial air conditioning | High Efficiency Wall/Room Air Conditioner | 2025 | FIXED_OM | NEW | N/A | USD/teraBtu | us | us | 1018290459.8703
commercial air conditioning | High Efficiency Wall/Room Air Conditioner | 2025 | FIXED_OM | REPLACEMENT | N/A | USD/teraBtu | us | us | 1018290459.8703
commercial air conditioning | High Efficiency Wall/Room Air Conditioner | 2025 | INSTALLATION | NEW | N/A | USD/teraBtu | us | us | 6085625353.5932
commercial air conditioning | High Efficiency Wall/Room Air Conditioner | 2025 | INSTALLATION | REPLACEMENT | N/A | USD/teraBtu | us | us | 6085625353.5932
commercial air conditioning | High Efficiency Wall/Room Air Conditioner | 2026 | CAPITAL | NEW | N/A | USD/teraBtu | us | us | 55765873121.2747
commercial air conditioning | High Efficiency Wall/Room Air Conditioner | 2026 | CAPITAL | REPLACEMENT | N/A | USD/teraBtu | us | us | 55765873121.2747
commercial air conditioning | High Efficiency Wall/Room Air Conditioner | 2026 | FIXED_OM | NEW | N/A | USD/teraBtu | us | us | 1018290459.8703
commercial air conditioning | High Efficiency Wall/Room Air Conditioner | 2026 | FIXED_OM | REPLACEMENT | N/A | USD/teraBtu | us | us | 1018290459.8703
commercial air conditioning | High Efficiency Wall/Room Air Conditioner | 2026 | INSTALLATION | NEW | N/A | USD/teraBtu | us | us | 6195493534.7897
commercial air conditioning | High Efficiency Wall/Room Air Conditioner | 2026 | INSTALLATION | REPLACEMENT | N/A | USD/teraBtu | us | us | 6195493534.7897
commercial air conditioning | High Efficiency Wall/Room Air Conditioner | 2027 | CAPITAL | NEW | N/A | USD/teraBtu | us | us | 56753078925.0016
commercial air conditioning | High Efficiency Wall/Room Air Conditioner | 2027 | CAPITAL | REPLACEMENT | N/A | USD/teraBtu | us | us | 56753078925.0016
commercial air conditioning | High Efficiency Wall/Room Air Conditioner | 2027 | FIXED_OM | NEW | N/A | USD/teraBtu | us | us | 1018290459.8703
commercial air conditioning | High Efficiency Wall/Room Air Conditioner | 2027 | FIXED_OM | REPLACEMENT | N/A | USD/teraBtu | us | us | 1018290459.8703
commercial air conditioning | High Efficiency Wall/Room Air Conditioner | 2027 | INSTALLATION | NEW | N/A | USD/teraBtu | us | us | 6305361715.9862
commercial air conditioning | High Efficiency Wall/Room Air Conditioner | 2027 | INSTALLATION | REPLACEMENT | N/A | USD/teraBtu | us | us | 6305361715.9862
commercial air conditioning | High Efficiency Wall/Room Air Conditioner | 2028 | CAPITAL | NEW | N/A | USD/teraBtu | us | us | 57740284728.7284
commercial air conditioning | High Efficiency Wall/Room Air Conditioner | 2028 | CAPITAL | REPLACEMENT | N/A | USD/teraBtu | us | us | 57740284728.7284
commercial air conditioning | High Efficiency Wall/Room Air Conditioner | 2028 | FIXED_OM | NEW | N/A | USD/teraBtu | us | us | 1018290459.8703
commercial air conditioning | High Efficiency Wall/Room Air Conditioner | 2028 | FIXED_OM | REPLACEMENT | N/A | USD/teraBtu | us | us | 1018290459.8703
commercial air conditioning | High Efficiency Wall/Room Air Conditioner | 2028 | INSTALLATION | NEW | N/A | USD/teraBtu | us | us | 6415229897.1827
commercial air conditioning | High Efficiency Wall/Room Air Conditioner | 2028 | INSTALLATION | REPLACEMENT | N/A | USD/teraBtu | us | us | 6415229897.1827
commercial air conditioning | High Efficiency Wall/Room Air Conditioner | 2029 | CAPITAL | NEW | N/A | USD/teraBtu | us | us | 58727490532.4553
commercial air conditioning | High Efficiency Wall/Room Air Conditioner | 2029 | CAPITAL | REPLACEMENT | N/A | USD/teraBtu | us | us | 58727490532.4553
commercial air conditioning | High Efficiency Wall/Room Air Conditioner | 2029 | FIXED_OM | NEW | N/A | USD/teraBtu | us | us | 1018290459.8703
commercial air conditioning | High Efficiency Wall/Room Air Conditioner | 2029 | FIXED_OM | REPLACEMENT | N/A | USD/teraBtu | us | us | 1018290459.8703
commercial air conditioning | High Efficiency Wall/Room Air Conditioner | 2029 | INSTALLATION | NEW | N/A | USD/teraBtu | us | us | 6525098078.3793
commercial air conditioning | High Efficiency Wall/Room Air Conditioner | 2029 | INSTALLATION | REPLACEMENT | N/A | USD/teraBtu | us | us | 6525098078.3793
commercial air conditioning | High Efficiency Wall/Room Air Conditioner | 2030 | CAPITAL | NEW | N/A | USD/teraBtu | us | us | 59714696336.1822
commercial air conditioning | High Efficiency Wall/Room Air Conditioner | 2030 | CAPITAL | REPLACEMENT | N/A | USD/teraBtu | us | us | 59714696336.1822
commercial air conditioning | High Efficiency Wall/Room Air Conditioner | 2030 | FIXED_OM | NEW | N/A | USD/teraBtu | us | us | 1018290459.8703
commercial air conditioning | High Efficiency Wall/Room Air Conditioner | 2030 | FIXED_OM | REPLACEMENT | N/A | USD/teraBtu | us | us | 1018290459.8703
commercial air conditioning | High Efficiency Wall/Room Air Conditioner | 2030 | INSTALLATION | NEW | N/A | USD/teraBtu | us | us | 6634966259.5758
commercial air conditioning | High Efficiency Wall/Room Air Conditioner | 2030 | INSTALLATION | REPLACEMENT | N/A | USD/teraBtu | us | us | 6634966259.5758
commercial air conditioning | High Efficiency Wall/Room Air Conditioner | 2031 | CAPITAL | NEW | N/A | USD/teraBtu | us | us | 59714696336.1822
commercial air conditioning | High Efficiency Wall/Room Air Conditioner | 2031 | CAPITAL | REPLACEMENT | N/A | USD/teraBtu | us | us | 59714696336.1822
commercial air conditioning | High Efficiency Wall/Room Air Conditioner | 2031 | FIXED_OM | NEW | N/A | USD/teraBtu | us | us | 1018290459.8703
commercial air conditioning | High Efficiency Wall/Room Air Conditioner | 2031 | FIXED_OM | REPLACEMENT | N/A | USD/teraBtu | us | us | 1018290459.8703
commercial air conditioning | High Efficiency Wall/Room Air Conditioner | 2031 | INSTALLATION | NEW | N/A | USD/teraBtu | us | us | 6634966259.5758
commercial air conditioning | High Efficiency Wall/Room Air Conditioner | 2031 | INSTALLATION | REPLACEMENT | N/A | USD/teraBtu | us | us | 6634966259.5758
commercial air conditioning | High Efficiency Wall/Room Air Conditioner | 2032 | CAPITAL | NEW | N/A | USD/teraBtu | us | us | 59714696336.1822
commercial air conditioning | High Efficiency Wall/Room Air Conditioner | 2032 | CAPITAL | REPLACEMENT | N/A | USD/teraBtu | us | us | 59714696336.1822
commercial air conditioning | High Efficiency Wall/Room Air Conditioner | 2032 | FIXED_OM | NEW | N/A | USD/teraBtu | us | us | 1018290459.8703
commercial air conditioning | High Efficiency Wall/Room Air Conditioner | 2032 | FIXED_OM | REPLACEMENT | N/A | USD/teraBtu | us | us | 1018290459.8703
commercial air conditioning | High Efficiency Wall/Room Air Conditioner | 2032 | INSTALLATION | NEW | N/A | USD/teraBtu | us | us | 6634966259.5758
commercial air conditioning | High Efficiency Wall/Room Air Conditioner | 2032 | INSTALLATION | REPLACEMENT | N/A | USD/teraBtu | us | us | 6634966259.5758
commercial air conditioning | High Efficiency Wall/Room Air Conditioner | 2033 | CAPITAL | NEW | N/A | USD/teraBtu | us | us | 59714696336.1822
commercial air conditioning | High Efficiency Wall/Room Air Conditioner | 2033 | CAPITAL | REPLACEMENT | N/A | USD/teraBtu | us | us | 59714696336.1822
commercial air conditioning | High Efficiency Wall/Room Air Conditioner | 2033 | FIXED_OM | NEW | N/A | USD/teraBtu | us | us | 1018290459.8703
commercial air conditioning | High Efficiency Wall/Room Air Conditioner | 2033 | FIXED_OM | REPLACEMENT | N/A | USD/teraBtu | us | us | 1018290459.8703
commercial air conditioning | High Efficiency Wall/Room Air Conditioner | 2033 | INSTALLATION | NEW | N/A | USD/teraBtu | us | us | 6634966259.5758
commercial air conditioning | High Efficiency Wall/Room Air Conditioner | 2033 | INSTALLATION | REPLACEMENT | N/A | USD/teraBtu | us | us | 6634966259.5758
commercial air conditioning | High Efficiency Wall/Room Air Conditioner | 2034 | CAPITAL | NEW | N/A | USD/teraBtu | us | us | 59714696336.1822
commercial air conditioning | High Efficiency Wall/Room Air Conditioner | 2034 | CAPITAL | REPLACEMENT | N/A | USD/teraBtu | us | us | 59714696336.1822
commercial air conditioning | High Efficiency Wall/Room Air Conditioner | 2034 | FIXED_OM | NEW | N/A | USD/teraBtu | us | us | 1018290459.8703
commercial air conditioning | High Efficiency Wall/Room Air Conditioner | 2034 | FIXED_OM | REPLACEMENT | N/A | USD/teraBtu | us | us | 1018290459.8703
commercial air conditioning | High Efficiency Wall/Room Air Conditioner | 2034 | INSTALLATION | NEW | N/A | USD/teraBtu | us | us | 6634966259.5758
commercial air conditioning | High Efficiency Wall/Room Air Conditioner | 2034 | INSTALLATION | REPLACEMENT | N/A | USD/teraBtu | us | us | 6634966259.5758
commercial air conditioning | High Efficiency Wall/Room Air Conditioner | 2035 | CAPITAL | NEW | N/A | USD/teraBtu | us | us | 59714696336.1822
commercial air conditioning | High Efficiency Wall/Room Air Conditioner | 2035 | CAPITAL | REPLACEMENT | N/A | USD/teraBtu | us | us | 59714696336.1822
commercial air conditioning | High Efficiency Wall/Room Air Conditioner | 2035 | FIXED_OM | NEW | N/A | USD/teraBtu | us | us | 1018290459.8703
commercial air conditioning | High Efficiency Wall/Room Air Conditioner | 2035 | FIXED_OM | REPLACEMENT | N/A | USD/teraBtu | us | us | 1018290459.8703
commercial air conditioning | High Efficiency Wall/Room Air Conditioner | 2035 | INSTALLATION | NEW | N/A | USD/teraBtu | us | us | 6634966259.5758
commercial air conditioning | High Efficiency Wall/Room Air Conditioner | 2035 | INSTALLATION | REPLACEMENT | N/A | USD/teraBtu | us | us | 6634966259.5758
commercial air conditioning | High Efficiency Wall/Room Air Conditioner | 2036 | CAPITAL | NEW | N/A | USD/teraBtu | us | us | 59714696336.1822
commercial air conditioning | High Efficiency Wall/Room Air Conditioner | 2036 | CAPITAL | REPLACEMENT | N/A | USD/teraBtu | us | us | 59714696336.1822
commercial air conditioning | High Efficiency Wall/Room Air Conditioner | 2036 | FIXED_OM | NEW | N/A | USD/teraBtu | us | us | 1018290459.8703
commercial air conditioning | High Efficiency Wall/Room Air Conditioner | 2036 | FIXED_OM | REPLACEMENT | N/A | USD/teraBtu | us | us | 1018290459.8703
commercial air conditioning | High Efficiency Wall/Room Air Conditioner | 2036 | INSTALLATION | NEW | N/A | USD/teraBtu | us | us | 6634966259.5758
commercial air conditioning | High Efficiency Wall/Room Air Conditioner | 2036 | INSTALLATION | REPLACEMENT | N/A | USD/teraBtu | us | us | 6634966259.5758
commercial air conditioning | High Efficiency Wall/Room Air Conditioner | 2037 | CAPITAL | NEW | N/A | USD/teraBtu | us | us | 59714696336.1822
commercial air conditioning | High Efficiency Wall/Room Air Conditioner | 2037 | CAPITAL | REPLACEMENT | N/A | USD/teraBtu | us | us | 59714696336.1822
commercial air conditioning | High Efficiency Wall/Room Air Conditioner | 2037 | FIXED_OM | NEW | N/A | USD/teraBtu | us | us | 1018290459.8703
commercial air conditioning | High Efficiency Wall/Room Air Conditioner | 2037 | FIXED_OM | REPLACEMENT | N/A | USD/teraBtu | us | us | 1018290459.8703
commercial air conditioning | High Efficiency Wall/Room Air Conditioner | 2037 | INSTALLATION | NEW | N/A | USD/teraBtu | us | us | 6634966259.5758
commercial air conditioning | High Efficiency Wall/Room Air Conditioner | 2037 | INSTALLATION | REPLACEMENT | N/A | USD/teraBtu | us | us | 6634966259.5758
commercial air conditioning | High Efficiency Wall/Room Air Conditioner | 2038 | CAPITAL | NEW | N/A | USD/teraBtu | us | us | 59714696336.1822
commercial air conditioning | High Efficiency Wall/Room Air Conditioner | 2038 | CAPITAL | REPLACEMENT | N/A | USD/teraBtu | us | us | 59714696336.1822
commercial air conditioning | High Efficiency Wall/Room Air Conditioner | 2038 | FIXED_OM | NEW | N/A | USD/teraBtu | us | us | 1018290459.8703
commercial air conditioning | High Efficiency Wall/Room Air Conditioner | 2038 | FIXED_OM | REPLACEMENT | N/A | USD/teraBtu | us | us | 1018290459.8703
commercial air conditioning | High Efficiency Wall/Room Air Conditioner | 2038 | INSTALLATION | NEW | N/A | USD/teraBtu | us | us | 6634966259.5758
commercial air conditioning | High Efficiency Wall/Room Air Conditioner | 2038 | INSTALLATION | REPLACEMENT | N/A | USD/teraBtu | us | us | 6634966259.5758
commercial air conditioning | High Efficiency Wall/Room Air Conditioner | 2039 | CAPITAL | NEW | N/A | USD/teraBtu | us | us | 59714696336.1822
commercial air conditioning | High Efficiency Wall/Room Air Conditioner | 2039 | CAPITAL | REPLACEMENT | N/A | USD/teraBtu | us | us | 59714696336.1822
commercial air conditioning | High Efficiency Wall/Room Air Conditioner | 2039 | FIXED_OM | NEW | N/A | USD/teraBtu | us | us | 1018290459.8703
commercial air conditioning | High Efficiency Wall/Room Air Conditioner | 2039 | FIXED_OM | REPLACEMENT | N/A | USD/teraBtu | us | us | 1018290459.8703
commercial air conditioning | High Efficiency Wall/Room Air Conditioner | 2039 | INSTALLATION | NEW | N/A | USD/teraBtu | us | us | 6634966259.5758
commercial air conditioning | High Efficiency Wall/Room Air Conditioner | 2039 | INSTALLATION | REPLACEMENT | N/A | USD/teraBtu | us | us | 6634966259.5758
commercial air conditioning | High Efficiency Wall/Room Air Conditioner | 2040 | CAPITAL | NEW | N/A | USD/teraBtu | us | us | 59714696336.1822
commercial air conditioning | High Efficiency Wall/Room Air Conditioner | 2040 | CAPITAL | REPLACEMENT | N/A | USD/teraBtu | us | us | 59714696336.1822
commercial air conditioning | High Efficiency Wall/Room Air Conditioner | 2040 | FIXED_OM | NEW | N/A | USD/teraBtu | us | us | 1018290459.8703
commercial air conditioning | High Efficiency Wall/Room Air Conditioner | 2040 | FIXED_OM | REPLACEMENT | N/A | USD/teraBtu | us | us | 1018290459.8703
commercial air conditioning | High Efficiency Wall/Room Air Conditioner | 2040 | INSTALLATION | NEW | N/A | USD/teraBtu | us | us | 6634966259.5758
commercial air conditioning | High Efficiency Wall/Room Air Conditioner | 2040 | INSTALLATION | REPLACEMENT | N/A | USD/teraBtu | us | us | 6634966259.5758
commercial air conditioning | High Efficiency Wall/Room Air Conditioner | 2041 | CAPITAL | NEW | N/A | USD/teraBtu | us | us | 59714696336.1822
commercial air conditioning | High Efficiency Wall/Room Air Conditioner | 2041 | CAPITAL | REPLACEMENT | N/A | USD/teraBtu | us | us | 59714696336.1822
commercial air conditioning | High Efficiency Wall/Room Air Conditioner | 2041 | FIXED_OM | NEW | N/A | USD/teraBtu | us | us | 1018290459.8703
commercial air conditioning | High Efficiency Wall/Room Air Conditioner | 2041 | FIXED_OM | REPLACEMENT | N/A | USD/teraBtu | us | us | 1018290459.8703
commercial air conditioning | High Efficiency Wall/Room Air Conditioner | 2041 | INSTALLATION | NEW | N/A | USD/teraBtu | us | us | 6634966259.5758
commercial air conditioning | High Efficiency Wall/Room Air Conditioner | 2041 | INSTALLATION | REPLACEMENT | N/A | USD/teraBtu | us | us | 6634966259.5758
commercial air conditioning | High Efficiency Wall/Room Air Conditioner | 2042 | CAPITAL | NEW | N/A | USD/teraBtu | us | us | 59714696336.1822
commercial air conditioning | High Efficiency Wall/Room Air Conditioner | 2042 | CAPITAL | REPLACEMENT | N/A | USD/teraBtu | us | us | 59714696336.1822
commercial air conditioning | High Efficiency Wall/Room Air Conditioner | 2042 | FIXED_OM | NEW | N/A | USD/teraBtu | us | us | 1018290459.8703
commercial air conditioning | High Efficiency Wall/Room Air Conditioner | 2042 | FIXED_OM | REPLACEMENT | N/A | USD/teraBtu | us | us | 1018290459.8703
commercial air conditioning | High Efficiency Wall/Room Air Conditioner | 2042 | INSTALLATION | NEW | N/A | USD/teraBtu | us | us | 6634966259.5758
commercial air conditioning | High Efficiency Wall/Room Air Conditioner | 2042 | INSTALLATION | REPLACEMENT | N/A | USD/teraBtu | us | us | 6634966259.5758
commercial air conditioning | High Efficiency Wall/Room Air Conditioner | 2043 | CAPITAL | NEW | N/A | USD/teraBtu | us | us | 59714696336.1822
commercial air conditioning | High Efficiency Wall/Room Air Conditioner | 2043 | CAPITAL | REPLACEMENT | N/A | USD/teraBtu | us | us | 59714696336.1822
commercial air conditioning | High Efficiency Wall/Room Air Conditioner | 2043 | FIXED_OM | NEW | N/A | USD/teraBtu | us | us | 1018290459.8703
commercial air conditioning | High Efficiency Wall/Room Air Conditioner | 2043 | FIXED_OM | REPLACEMENT | N/A | USD/teraBtu | us | us | 1018290459.8703
commercial air conditioning | High Efficiency Wall/Room Air Conditioner | 2043 | INSTALLATION | NEW | N/A | USD/teraBtu | us | us | 6634966259.5758
commercial air conditioning | High Efficiency Wall/Room Air Conditioner | 2043 | INSTALLATION | REPLACEMENT | N/A | USD/teraBtu | us | us | 6634966259.5758
commercial air conditioning | High Efficiency Wall/Room Air Conditioner | 2044 | CAPITAL | NEW | N/A | USD/teraBtu | us | us | 59714696336.1822
commercial air conditioning | High Efficiency Wall/Room Air Conditioner | 2044 | CAPITAL | REPLACEMENT | N/A | USD/teraBtu | us | us | 59714696336.1822
commercial air conditioning | High Efficiency Wall/Room Air Conditioner | 2044 | FIXED_OM | NEW | N/A | USD/teraBtu | us | us | 1018290459.8703
commercial air conditioning | High Efficiency Wall/Room Air Conditioner | 2044 | FIXED_OM | REPLACEMENT | N/A | USD/teraBtu | us | us | 1018290459.8703
commercial air conditioning | High Efficiency Wall/Room Air Conditioner | 2044 | INSTALLATION | NEW | N/A | USD/teraBtu | us | us | 6634966259.5758
commercial air conditioning | High Efficiency Wall/Room Air Conditioner | 2044 | INSTALLATION | REPLACEMENT | N/A | USD/teraBtu | us | us | 6634966259.5758
commercial air conditioning | High Efficiency Wall/Room Air Conditioner | 2045 | CAPITAL | NEW | N/A | USD/teraBtu | us | us | 59714696336.1822
commercial air conditioning | High Efficiency Wall/Room Air Conditioner | 2045 | CAPITAL | REPLACEMENT | N/A | USD/teraBtu | us | us | 59714696336.1822
commercial air conditioning | High Efficiency Wall/Room Air Conditioner | 2045 | FIXED_OM | NEW | N/A | USD/teraBtu | us | us | 1018290459.8703
commercial air conditioning | High Efficiency Wall/Room Air Conditioner | 2045 | FIXED_OM | REPLACEMENT | N/A | USD/teraBtu | us | us | 1018290459.8703
commercial air conditioning | High Efficiency Wall/Room Air Conditioner | 2045 | INSTALLATION | NEW | N/A | USD/teraBtu | us | us | 6634966259.5758
commercial air conditioning | High Efficiency Wall/Room Air Conditioner | 2045 | INSTALLATION | REPLACEMENT | N/A | USD/teraBtu | us | us | 6634966259.5758
commercial air conditioning | High Efficiency Wall/Room Air Conditioner | 2046 | CAPITAL | NEW | N/A | USD/teraBtu | us | us | 59714696336.1822
commercial air conditioning | High Efficiency Wall/Room Air Conditioner | 2046 | CAPITAL | REPLACEMENT | N/A | USD/teraBtu | us | us | 59714696336.1822
commercial air conditioning | High Efficiency Wall/Room Air Conditioner | 2046 | FIXED_OM | NEW | N/A | USD/teraBtu | us | us | 1018290459.8703
commercial air conditioning | High Efficiency Wall/Room Air Conditioner | 2046 | FIXED_OM | REPLACEMENT | N/A | USD/teraBtu | us | us | 1018290459.8703
commercial air conditioning | High Efficiency Wall/Room Air Conditioner | 2046 | INSTALLATION | NEW | N/A | USD/teraBtu | us | us | 6634966259.5758
commercial air conditioning | High Efficiency Wall/Room Air Conditioner | 2046 | INSTALLATION | REPLACEMENT | N/A | USD/teraBtu | us | us | 6634966259.5758
commercial air conditioning | High Efficiency Wall/Room Air Conditioner | 2047 | CAPITAL | NEW | N/A | USD/teraBtu | us | us | 59714696336.1822
commercial air conditioning | High Efficiency Wall/Room Air Conditioner | 2047 | CAPITAL | REPLACEMENT | N/A | USD/teraBtu | us | us | 59714696336.1822
commercial air conditioning | High Efficiency Wall/Room Air Conditioner | 2047 | FIXED_OM | NEW | N/A | USD/teraBtu | us | us | 1018290459.8703
commercial air conditioning | High Efficiency Wall/Room Air Conditioner | 2047 | FIXED_OM | REPLACEMENT | N/A | USD/teraBtu | us | us | 1018290459.8703
commercial air conditioning | High Efficiency Wall/Room Air Conditioner | 2047 | INSTALLATION | NEW | N/A | USD/teraBtu | us | us | 6634966259.5758
commercial air conditioning | High Efficiency Wall/Room Air Conditioner | 2047 | INSTALLATION | REPLACEMENT | N/A | USD/teraBtu | us | us | 6634966259.5758
commercial air conditioning | High Efficiency Wall/Room Air Conditioner | 2048 | CAPITAL | NEW | N/A | USD/teraBtu | us | us | 59714696336.1822
commercial air conditioning | High Efficiency Wall/Room Air Conditioner | 2048 | CAPITAL | REPLACEMENT | N/A | USD/teraBtu | us | us | 59714696336.1822
commercial air conditioning | High Efficiency Wall/Room Air Conditioner | 2048 | FIXED_OM | NEW | N/A | USD/teraBtu | us | us | 1018290459.8703
commercial air conditioning | High Efficiency Wall/Room Air Conditioner | 2048 | FIXED_OM | REPLACEMENT | N/A | USD/teraBtu | us | us | 1018290459.8703
commercial air conditioning | High Efficiency Wall/Room Air Conditioner | 2048 | INSTALLATION | NEW | N/A | USD/teraBtu | us | us | 6634966259.5758
commercial air conditioning | High Efficiency Wall/Room Air Conditioner | 2048 | INSTALLATION | REPLACEMENT | N/A | USD/teraBtu | us | us | 6634966259.5758
commercial air conditioning | High Efficiency Wall/Room Air Conditioner | 2049 | CAPITAL | NEW | N/A | USD/teraBtu | us | us | 59714696336.1822
commercial air conditioning | High Efficiency Wall/Room Air Conditioner | 2049 | CAPITAL | REPLACEMENT | N/A | USD/teraBtu | us | us | 59714696336.1822
commercial air conditioning | High Efficiency Wall/Room Air Conditioner | 2049 | FIXED_OM | NEW | N/A | USD/teraBtu | us | us | 1018290459.8703
commercial air conditioning | High Efficiency Wall/Room Air Conditioner | 2049 | FIXED_OM | REPLACEMENT | N/A | USD/teraBtu | us | us | 1018290459.8703
commercial air conditioning | High Efficiency Wall/Room Air Conditioner | 2049 | INSTALLATION | NEW | N/A | USD/teraBtu | us | us | 6634966259.5758
commercial air conditioning | High Efficiency Wall/Room Air Conditioner | 2049 | INSTALLATION | REPLACEMENT | N/A | USD/teraBtu | us | us | 6634966259.5758
commercial air conditioning | High Efficiency Wall/Room Air Conditioner | 2050 | CAPITAL | NEW | N/A | USD/teraBtu | us | us | 59714696336.1822
commercial air conditioning | High Efficiency Wall/Room Air Conditioner | 2050 | CAPITAL | REPLACEMENT | N/A | USD/teraBtu | us | us | 59714696336.1822
commercial air conditioning | High Efficiency Wall/Room Air Conditioner | 2050 | FIXED_OM | NEW | N/A | USD/teraBtu | us | us | 1018290459.8703
commercial air conditioning | High Efficiency Wall/Room Air Conditioner | 2050 | FIXED_OM | REPLACEMENT | N/A | USD/teraBtu | us | us | 1018290459.8703
commercial air conditioning | High Efficiency Wall/Room Air Conditioner | 2050 | INSTALLATION | NEW | N/A | USD/teraBtu | us | us | 6634966259.5758
commercial air conditioning | High Efficiency Wall/Room Air Conditioner | 2050 | INSTALLATION | REPLACEMENT | N/A | USD/teraBtu | us | us | 6634966259.5758
commercial air conditioning | Reference Centrifugal Chiller | 2020 | CAPITAL | NEW | N/A | USD/teraBtu | us | us | 26797117365.0072
commercial air conditioning | Reference Centrifugal Chiller | 2020 | CAPITAL | REPLACEMENT | N/A | USD/teraBtu | us | us | 26797117365.0072
commercial air conditioning | Reference Centrifugal Chiller | 2020 | FIXED_OM | NEW | N/A | USD/teraBtu | us | us | 2143769389.2006
commercial air conditioning | Reference Centrifugal Chiller | 2020 | FIXED_OM | REPLACEMENT | N/A | USD/teraBtu | us | us | 2143769389.2006
commercial air conditioning | Reference Centrifugal Chiller | 2020 | INSTALLATION | NEW | N/A | USD/teraBtu | us | us | 6699279341.2518
commercial air conditioning | Reference Centrifugal Chiller | 2020 | INSTALLATION | REPLACEMENT | N/A | USD/teraBtu | us | us | 6699279341.2518
commercial air conditioning | Reference Centrifugal Chiller | 2021 | CAPITAL | NEW | N/A | USD/teraBtu | us | us | 26797117365.0072
commercial air conditioning | Reference Centrifugal Chiller | 2021 | CAPITAL | REPLACEMENT | N/A | USD/teraBtu | us | us | 26797117365.0072
commercial air conditioning | Reference Centrifugal Chiller | 2021 | FIXED_OM | NEW | N/A | USD/teraBtu | us | us | 2143769389.2006
commercial air conditioning | Reference Centrifugal Chiller | 2021 | FIXED_OM | REPLACEMENT | N/A | USD/teraBtu | us | us | 2143769389.2006
commercial air conditioning | Reference Centrifugal Chiller | 2021 | INSTALLATION | NEW | N/A | USD/teraBtu | us | us | 6699279341.2518
commercial air conditioning | Reference Centrifugal Chiller | 2021 | INSTALLATION | REPLACEMENT | N/A | USD/teraBtu | us | us | 6699279341.2518
commercial air conditioning | Reference Centrifugal Chiller | 2022 | CAPITAL | NEW | N/A | USD/teraBtu | us | us | 26797117365.0072
commercial air conditioning | Reference Centrifugal Chiller | 2022 | CAPITAL | REPLACEMENT | N/A | USD/teraBtu | us | us | 26797117365.0072
commercial air conditioning | Reference Centrifugal Chiller | 2022 | FIXED_OM | NEW | N/A | USD/teraBtu | us | us | 2143769389.2006
commercial air conditioning | Reference Centrifugal Chiller | 2022 | FIXED_OM | REPLACEMENT | N/A | USD/teraBtu | us | us | 2143769389.2006
commercial air conditioning | Reference Centrifugal Chiller | 2022 | INSTALLATION | NEW | N/A | USD/teraBtu | us | us | 6699279341.2518
commercial air conditioning | Reference Centrifugal Chiller | 2022 | INSTALLATION | REPLACEMENT | N/A | USD/teraBtu | us | us | 6699279341.2518
commercial air conditioning | Reference Centrifugal Chiller | 2023 | CAPITAL | NEW | N/A | USD/teraBtu | us | us | 26797117365.0072
commercial air conditioning | Reference Centrifugal Chiller | 2023 | CAPITAL | REPLACEMENT | N/A | USD/teraBtu | us | us | 26797117365.0072
commercial air conditioning | Reference Centrifugal Chiller | 2023 | FIXED_OM | NEW | N/A | USD/teraBtu | us | us | 2143769389.2006
commercial air conditioning | Reference Centrifugal Chiller | 2023 | FIXED_OM | REPLACEMENT | N/A | USD/teraBtu | us | us | 2143769389.2006
commercial air conditioning | Reference Centrifugal Chiller | 2023 | INSTALLATION | NEW | N/A | USD/teraBtu | us | us | 6699279341.2518
commercial air conditioning | Reference Centrifugal Chiller | 2023 | INSTALLATION | REPLACEMENT | N/A | USD/teraBtu | us | us | 6699279341.2518
commercial air conditioning | Reference Centrifugal Chiller | 2024 | CAPITAL | NEW | N/A | USD/teraBtu | us | us | 26797117365.0072
commercial air conditioning | Reference Centrifugal Chiller | 2024 | CAPITAL | REPLACEMENT | N/A | USD/teraBtu | us | us | 26797117365.0072
commercial air conditioning | Reference Centrifugal Chiller | 2024 | FIXED_OM | NEW | N/A | USD/teraBtu | us | us | 2143769389.2006
commercial air conditioning | Reference Centrifugal Chiller | 2024 | FIXED_OM | REPLACEMENT | N/A | USD/teraBtu | us | us | 2143769389.2006
commercial air conditioning | Reference Centrifugal Chiller | 2024 | INSTALLATION | NEW | N/A | USD/teraBtu | us | us | 6699279341.2518
commercial air conditioning | Reference Centrifugal Chiller | 2024 | INSTALLATION | REPLACEMENT | N/A | USD/teraBtu | us | us | 6699279341.2518
commercial air conditioning | Reference Centrifugal Chiller | 2025 | CAPITAL | NEW | N/A | USD/teraBtu | us | us | 26797117365.0072
commercial air conditioning | Reference Centrifugal Chiller | 2025 | CAPITAL | REPLACEMENT | N/A | USD/teraBtu | us | us | 26797117365.0072
commercial air conditioning | Reference Centrifugal Chiller | 2025 | FIXED_OM | NEW | N/A | USD/teraBtu | us | us | 2143769389.2006
commercial air conditioning | Reference Centrifugal Chiller | 2025 | FIXED_OM | REPLACEMENT | N/A | USD/teraBtu | us | us | 2143769389.2006
commercial air conditioning | Reference Centrifugal Chiller | 2025 | INSTALLATION | NEW | N/A | USD/teraBtu | us | us | 6699279341.2518
commercial air conditioning | Reference Centrifugal Chiller | 2025 | INSTALLATION | REPLACEMENT | N/A | USD/teraBtu | us | us | 6699279341.2518
commercial air conditioning | Reference Centrifugal Chiller | 2026 | CAPITAL | NEW | N/A | USD/teraBtu | us | us | 26797117365.0072
commercial air conditioning | Reference Centrifugal Chiller | 2026 | CAPITAL | REPLACEMENT | N/A | USD/teraBtu | us | us | 26797117365.0072
commercial air conditioning | Reference Centrifugal Chiller | 2026 | FIXED_OM | NEW | N/A | USD/teraBtu | us | us | 2143769389.2006
commercial air conditioning | Reference Centrifugal Chiller | 2026 | FIXED_OM | REPLACEMENT | N/A | USD/teraBtu | us | us | 2143769389.2006
commercial air conditioning | Reference Centrifugal Chiller | 2026 | INSTALLATION | NEW | N/A | USD/teraBtu | us | us | 6699279341.2518
commercial air conditioning | Reference Centrifugal Chiller | 2026 | INSTALLATION | REPLACEMENT | N/A | USD/teraBtu | us | us | 6699279341.2518
commercial air conditioning | Reference Centrifugal Chiller | 2027 | CAPITAL | NEW | N/A | USD/teraBtu | us | us | 26797117365.0072
commercial air conditioning | Reference Centrifugal Chiller | 2027 | CAPITAL | REPLACEMENT | N/A | USD/teraBtu | us | us | 26797117365.0072
commercial air conditioning | Reference Centrifugal Chiller | 2027 | FIXED_OM | NEW | N/A | USD/teraBtu | us | us | 2143769389.2006
commercial air conditioning | Reference Centrifugal Chiller | 2027 | FIXED_OM | REPLACEMENT | N/A | USD/teraBtu | us | us | 2143769389.2006
commercial air conditioning | Reference Centrifugal Chiller | 2027 | INSTALLATION | NEW | N/A | USD/teraBtu | us | us | 6699279341.2518
commercial air conditioning | Reference Centrifugal Chiller | 2027 | INSTALLATION | REPLACEMENT | N/A | USD/teraBtu | us | us | 6699279341.2518
commercial air conditioning | Reference Centrifugal Chiller | 2028 | CAPITAL | NEW | N/A | USD/teraBtu | us | us | 26797117365.0072
commercial air conditioning | Reference Centrifugal Chiller | 2028 | CAPITAL | REPLACEMENT | N/A | USD/teraBtu | us | us | 26797117365.0072
commercial air conditioning | Reference Centrifugal Chiller | 2028 | FIXED_OM | NEW | N/A | USD/teraBtu | us | us | 2143769389.2006
commercial air conditioning | Reference Centrifugal Chiller | 2028 | FIXED_OM | REPLACEMENT | N/A | USD/teraBtu | us | us | 2143769389.2006
commercial air conditioning | Reference Centrifugal Chiller | 2028 | INSTALLATION | NEW | N/A | USD/teraBtu | us | us | 6699279341.2518
commercial air conditioning | Reference Centrifugal Chiller | 2028 | INSTALLATION | REPLACEMENT | N/A | USD/teraBtu | us | us | 6699279341.2518
commercial air conditioning | Reference Centrifugal Chiller | 2029 | CAPITAL | NEW | N/A | USD/teraBtu | us | us | 26797117365.0072
commercial air conditioning | Reference Centrifugal Chiller | 2029 | CAPITAL | REPLACEMENT | N/A | USD/teraBtu | us | us | 26797117365.0072
commercial air conditioning | Reference Centrifugal Chiller | 2029 | FIXED_OM | NEW | N/A | USD/teraBtu | us | us | 2143769389.2006
commercial air conditioning | Reference Centrifugal Chiller | 2029 | FIXED_OM | REPLACEMENT | N/A | USD/teraBtu | us | us | 2143769389.2006
commercial air conditioning | Reference Centrifugal Chiller | 2029 | INSTALLATION | NEW | N/A | USD/teraBtu | us | us | 6699279341.2518
commercial air conditioning | Reference Centrifugal Chiller | 2029 | INSTALLATION | REPLACEMENT | N/A | USD/teraBtu | us | us | 6699279341.2518
commercial air conditioning | Reference Centrifugal Chiller | 2030 | CAPITAL | NEW | N/A | USD/teraBtu | us | us | 26797117365.0072
commercial air conditioning | Reference Centrifugal Chiller | 2030 | CAPITAL | REPLACEMENT | N/A | USD/teraBtu | us | us | 26797117365.0072
commercial air conditioning | Reference Centrifugal Chiller | 2030 | FIXED_OM | NEW | N/A | USD/teraBtu | us | us | 2143769389.2006
commercial air conditioning | Reference Centrifugal Chiller | 2030 | FIXED_OM | REPLACEMENT | N/A | USD/teraBtu | us | us | 2143769389.2006
commercial air conditioning | Reference Centrifugal Chiller | 2030 | INSTALLATION | NEW | N/A | USD/teraBtu | us | us | 6699279341.2518
commercial air conditioning | Reference Centrifugal Chiller | 2030 | INSTALLATION | REPLACEMENT | N/A | USD/teraBtu | us | us | 6699279341.2518
commercial air conditioning | Reference Centrifugal Chiller | 2031 | CAPITAL | NEW | N/A | USD/teraBtu | us | us | 26797117365.0072
commercial air conditioning | Reference Centrifugal Chiller | 2031 | CAPITAL | REPLACEMENT | N/A | USD/teraBtu | us | us | 26797117365.0072
commercial air conditioning | Reference Centrifugal Chiller | 2031 | FIXED_OM | NEW | N/A | USD/teraBtu | us | us | 2143769389.2006
commercial air conditioning | Reference Centrifugal Chiller | 2031 | FIXED_OM | REPLACEMENT | N/A | USD/teraBtu | us | us | 2143769389.2006
commercial air conditioning | Reference Centrifugal Chiller | 2031 | INSTALLATION | NEW | N/A | USD/teraBtu | us | us | 6699279341.2518
commercial air conditioning | Reference Centrifugal Chiller | 2031 | INSTALLATION | REPLACEMENT | N/A | USD/teraBtu | us | us | 6699279341.2518
commercial air conditioning | Reference Centrifugal Chiller | 2032 | CAPITAL | NEW | N/A | USD/teraBtu | us | us | 26797117365.0072
commercial air conditioning | Reference Centrifugal Chiller | 2032 | CAPITAL | REPLACEMENT | N/A | USD/teraBtu | us | us | 26797117365.0072
commercial air conditioning | Reference Centrifugal Chiller | 2032 | FIXED_OM | NEW | N/A | USD/teraBtu | us | us | 2143769389.2006
commercial air conditioning | Reference Centrifugal Chiller | 2032 | FIXED_OM | REPLACEMENT | N/A | USD/teraBtu | us | us | 2143769389.2006
commercial air conditioning | Reference Centrifugal Chiller | 2032 | INSTALLATION | NEW | N/A | USD/teraBtu | us | us | 6699279341.2518
commercial air conditioning | Reference Centrifugal Chiller | 2032 | INSTALLATION | REPLACEMENT | N/A | USD/teraBtu | us | us | 6699279341.2518
commercial air conditioning | Reference Centrifugal Chiller | 2033 | CAPITAL | NEW | N/A | USD/teraBtu | us | us | 26797117365.0072
commercial air conditioning | Reference Centrifugal Chiller | 2033 | CAPITAL | REPLACEMENT | N/A | USD/teraBtu | us | us | 26797117365.0072
commercial air conditioning | Reference Centrifugal Chiller | 2033 | FIXED_OM | NEW | N/A | USD/teraBtu | us | us | 2143769389.2006
commercial air conditioning | Reference Centrifugal Chiller | 2033 | FIXED_OM | REPLACEMENT | N/A | USD/teraBtu | us | us | 2143769389.2006
commercial air conditioning | Reference Centrifugal Chiller | 2033 | INSTALLATION | NEW | N/A | USD/teraBtu | us | us | 6699279341.2518
commercial air conditioning | Reference Centrifugal Chiller | 2033 | INSTALLATION | REPLACEMENT | N/A | USD/teraBtu | us | us | 6699279341.2518
commercial air conditioning | Reference Centrifugal Chiller | 2034 | CAPITAL | NEW | N/A | USD/teraBtu | us | us | 26797117365.0072
commercial air conditioning | Reference Centrifugal Chiller | 2034 | CAPITAL | REPLACEMENT | N/A | USD/teraBtu | us | us | 26797117365.0072
commercial air conditioning | Reference Centrifugal Chiller | 2034 | FIXED_OM | NEW | N/A | USD/teraBtu | us | us | 2143769389.2006
commercial air conditioning | Reference Centrifugal Chiller | 2034 | FIXED_OM | REPLACEMENT | N/A | USD/teraBtu | us | us | 2143769389.2006
commercial air conditioning | Reference Centrifugal Chiller | 2034 | INSTALLATION | NEW | N/A | USD/teraBtu | us | us | 6699279341.2518
commercial air conditioning | Reference Centrifugal Chiller | 2034 | INSTALLATION | REPLACEMENT | N/A | USD/teraBtu | us | us | 6699279341.2518
commercial air conditioning | Reference Centrifugal Chiller | 2035 | CAPITAL | NEW | N/A | USD/teraBtu | us | us | 26797117365.0072
commercial air conditioning | Reference Centrifugal Chiller | 2035 | CAPITAL | REPLACEMENT | N/A | USD/teraBtu | us | us | 26797117365.0072
commercial air conditioning | Reference Centrifugal Chiller | 2035 | FIXED_OM | NEW | N/A | USD/teraBtu | us | us | 2143769389.2006
commercial air conditioning | Reference Centrifugal Chiller | 2035 | FIXED_OM | REPLACEMENT | N/A | USD/teraBtu | us | us | 2143769389.2006
commercial air conditioning | Reference Centrifugal Chiller | 2035 | INSTALLATION | NEW | N/A | USD/teraBtu | us | us | 6699279341.2518
commercial air conditioning | Reference Centrifugal Chiller | 2035 | INSTALLATION | REPLACEMENT | N/A | USD/teraBtu | us | us | 6699279341.2518
commercial air conditioning | Reference Centrifugal Chiller | 2036 | CAPITAL | NEW | N/A | USD/teraBtu | us | us | 26797117365.0072
commercial air conditioning | Reference Centrifugal Chiller | 2036 | CAPITAL | REPLACEMENT | N/A | USD/teraBtu | us | us | 26797117365.0072
commercial air conditioning | Reference Centrifugal Chiller | 2036 | FIXED_OM | NEW | N/A | USD/teraBtu | us | us | 2143769389.2006
commercial air conditioning | Reference Centrifugal Chiller | 2036 | FIXED_OM | REPLACEMENT | N/A | USD/teraBtu | us | us | 2143769389.2006
commercial air conditioning | Reference Centrifugal Chiller | 2036 | INSTALLATION | NEW | N/A | USD/teraBtu | us | us | 6699279341.2518
commercial air conditioning | Reference Centrifugal Chiller | 2036 | INSTALLATION | REPLACEMENT | N/A | USD/teraBtu | us | us | 6699279341.2518
commercial air conditioning | Reference Centrifugal Chiller | 2037 | CAPITAL | NEW | N/A | USD/teraBtu | us | us | 26797117365.0072
commercial air conditioning | Reference Centrifugal Chiller | 2037 | CAPITAL | REPLACEMENT | N/A | USD/teraBtu | us | us | 26797117365.0072
commercial air conditioning | Reference Centrifugal Chiller | 2037 | FIXED_OM | NEW | N/A | USD/teraBtu | us | us | 2143769389.2006
commercial air conditioning | Reference Centrifugal Chiller | 2037 | FIXED_OM | REPLACEMENT | N/A | USD/teraBtu | us | us | 2143769389.2006
commercial air conditioning | Reference Centrifugal Chiller | 2037 | INSTALLATION | NEW | N/A | USD/teraBtu | us | us | 6699279341.2518
commercial air conditioning | Reference Centrifugal Chiller | 2037 | INSTALLATION | REPLACEMENT | N/A | USD/teraBtu | us | us | 6699279341.2518
commercial air conditioning | Reference Centrifugal Chiller | 2038 | CAPITAL | NEW | N/A | USD/teraBtu | us | us | 26797117365.0072
commercial air conditioning | Reference Centrifugal Chiller | 2038 | CAPITAL | REPLACEMENT | N/A | USD/teraBtu | us | us | 26797117365.0072
commercial air conditioning | Reference Centrifugal Chiller | 2038 | FIXED_OM | NEW | N/A | USD/teraBtu | us | us | 2143769389.2006
commercial air conditioning | Reference Centrifugal Chiller | 2038 | FIXED_OM | REPLACEMENT | N/A | USD/teraBtu | us | us | 2143769389.2006
commercial air conditioning | Reference Centrifugal Chiller | 2038 | INSTALLATION | NEW | N/A | USD/teraBtu | us | us | 6699279341.2518
commercial air conditioning | Reference Centrifugal Chiller | 2038 | INSTALLATION | REPLACEMENT | N/A | USD/teraBtu | us | us | 6699279341.2518
commercial air conditioning | Reference Centrifugal Chiller | 2039 | CAPITAL | NEW | N/A | USD/teraBtu | us | us | 26797117365.0072
commercial air conditioning | Reference Centrifugal Chiller | 2039 | CAPITAL | REPLACEMENT | N/A | USD/teraBtu | us | us | 26797117365.0072
commercial air conditioning | Reference Centrifugal Chiller | 2039 | FIXED_OM | NEW | N/A | USD/teraBtu | us | us | 2143769389.2006
commercial air conditioning | Reference Centrifugal Chiller | 2039 | FIXED_OM | REPLACEMENT | N/A | USD/teraBtu | us | us | 2143769389.2006
commercial air conditioning | Reference Centrifugal Chiller | 2039 | INSTALLATION | NEW | N/A | USD/teraBtu | us | us | 6699279341.2518
commercial air conditioning | Reference Centrifugal Chiller | 2039 | INSTALLATION | REPLACEMENT | N/A | USD/teraBtu | us | us | 6699279341.2518
commercial air conditioning | Reference Centrifugal Chiller | 2040 | CAPITAL | NEW | N/A | USD/teraBtu | us | us | 26797117365.0072
commercial air conditioning | Reference Centrifugal Chiller | 2040 | CAPITAL | REPLACEMENT | N/A | USD/teraBtu | us | us | 26797117365.0072
commercial air conditioning | Reference Centrifugal Chiller | 2040 | FIXED_OM | NEW | N/A | USD/teraBtu | us | us | 2143769389.2006
commercial air conditioning | Reference Centrifugal Chiller | 2040 | FIXED_OM | REPLACEMENT | N/A | USD/teraBtu | us | us | 2143769389.2006
commercial air conditioning | Reference Centrifugal Chiller | 2040 | INSTALLATION | NEW | N/A | USD/teraBtu | us | us | 6699279341.2518
commercial air conditioning | Reference Centrifugal Chiller | 2040 | INSTALLATION | REPLACEMENT | N/A | USD/teraBtu | us | us | 6699279341.2518
commercial air conditioning | Reference Centrifugal Chiller | 2041 | CAPITAL | NEW | N/A | USD/teraBtu | us | us | 26797117365.0072
commercial air conditioning | Reference Centrifugal Chiller | 2041 | CAPITAL | REPLACEMENT | N/A | USD/teraBtu | us | us | 26797117365.0072
commercial air conditioning | Reference Centrifugal Chiller | 2041 | FIXED_OM | NEW | N/A | USD/teraBtu | us | us | 2143769389.2006
commercial air conditioning | Reference Centrifugal Chiller | 2041 | FIXED_OM | REPLACEMENT | N/A | USD/teraBtu | us | us | 2143769389.2006
commercial air conditioning | Reference Centrifugal Chiller | 2041 | INSTALLATION | NEW | N/A | USD/teraBtu | us | us | 6699279341.2518
commercial air conditioning | Reference Centrifugal Chiller | 2041 | INSTALLATION | REPLACEMENT | N/A | USD/teraBtu | us | us | 6699279341.2518
commercial air conditioning | Reference Centrifugal Chiller | 2042 | CAPITAL | NEW | N/A | USD/teraBtu | us | us | 26797117365.0072
commercial air conditioning | Reference Centrifugal Chiller | 2042 | CAPITAL | REPLACEMENT | N/A | USD/teraBtu | us | us | 26797117365.0072
commercial air conditioning | Reference Centrifugal Chiller | 2042 | FIXED_OM | NEW | N/A | USD/teraBtu | us | us | 2143769389.2006
commercial air conditioning | Reference Centrifugal Chiller | 2042 | FIXED_OM | REPLACEMENT | N/A | USD/teraBtu | us | us | 2143769389.2006
commercial air conditioning | Reference Centrifugal Chiller | 2042 | INSTALLATION | NEW | N/A | USD/teraBtu | us | us | 6699279341.2518
commercial air conditioning | Reference Centrifugal Chiller | 2042 | INSTALLATION | REPLACEMENT | N/A | USD/teraBtu | us | us | 6699279341.2518
commercial air conditioning | Reference Centrifugal Chiller | 2043 | CAPITAL | NEW | N/A | USD/teraBtu | us | us | 26797117365.0072
commercial air conditioning | Reference Centrifugal Chiller | 2043 | CAPITAL | REPLACEMENT | N/A | USD/teraBtu | us | us | 26797117365.0072
commercial air conditioning | Reference Centrifugal Chiller | 2043 | FIXED_OM | NEW | N/A | USD/teraBtu | us | us | 2143769389.2006
commercial air conditioning | Reference Centrifugal Chiller | 2043 | FIXED_OM | REPLACEMENT | N/A | USD/teraBtu | us | us | 2143769389.2006
commercial air conditioning | Reference Centrifugal Chiller | 2043 | INSTALLATION | NEW | N/A | USD/teraBtu | us | us | 6699279341.2518
commercial air conditioning | Reference Centrifugal Chiller | 2043 | INSTALLATION | REPLACEMENT | N/A | USD/teraBtu | us | us | 6699279341.2518
commercial air conditioning | Reference Centrifugal Chiller | 2044 | CAPITAL | NEW | N/A | USD/teraBtu | us | us | 26797117365.0072
commercial air conditioning | Reference Centrifugal Chiller | 2044 | CAPITAL | REPLACEMENT | N/A | USD/teraBtu | us | us | 26797117365.0072
commercial air conditioning | Reference Centrifugal Chiller | 2044 | FIXED_OM | NEW | N/A | USD/teraBtu | us | us | 2143769389.2006
commercial air conditioning | Reference Centrifugal Chiller | 2044 | FIXED_OM | REPLACEMENT | N/A | USD/teraBtu | us | us | 2143769389.2006
commercial air conditioning | Reference Centrifugal Chiller | 2044 | INSTALLATION | NEW | N/A | USD/teraBtu | us | us | 6699279341.2518
commercial air conditioning | Reference Centrifugal Chiller | 2044 | INSTALLATION | REPLACEMENT | N/A | USD/teraBtu | us | us | 6699279341.2518
commercial air conditioning | Reference Centrifugal Chiller | 2045 | CAPITAL | NEW | N/A | USD/teraBtu | us | us | 26797117365.0072
commercial air conditioning | Reference Centrifugal Chiller | 2045 | CAPITAL | REPLACEMENT | N/A | USD/teraBtu | us | us | 26797117365.0072
commercial air conditioning | Reference Centrifugal Chiller | 2045 | FIXED_OM | NEW | N/A | USD/teraBtu | us | us | 2143769389.2006
commercial air conditioning | Reference Centrifugal Chiller | 2045 | FIXED_OM | REPLACEMENT | N/A | USD/teraBtu | us | us | 2143769389.2006
commercial air conditioning | Reference Centrifugal Chiller | 2045 | INSTALLATION | NEW | N/A | USD/teraBtu | us | us | 6699279341.2518
commercial air conditioning | Reference Centrifugal Chiller | 2045 | INSTALLATION | REPLACEMENT | N/A | USD/teraBtu | us | us | 6699279341.2518
commercial air conditioning | Reference Centrifugal Chiller | 2046 | CAPITAL | NEW | N/A | USD/teraBtu | us | us | 26797117365.0072
commercial air conditioning | Reference Centrifugal Chiller | 2046 | CAPITAL | REPLACEMENT | N/A | USD/teraBtu | us | us | 26797117365.0072
commercial air conditioning | Reference Centrifugal Chiller | 2046 | FIXED_OM | NEW | N/A | USD/teraBtu | us | us | 2143769389.2006
commercial air conditioning | Reference Centrifugal Chiller | 2046 | FIXED_OM | REPLACEMENT | N/A | USD/teraBtu | us | us | 2143769389.2006
commercial air conditioning | Reference Centrifugal Chiller | 2046 | INSTALLATION | NEW | N/A | USD/teraBtu | us | us | 6699279341.2518
commercial air conditioning | Reference Centrifugal Chiller | 2046 | INSTALLATION | REPLACEMENT | N/A | USD/teraBtu | us | us | 6699279341.2518
commercial air conditioning | Reference Centrifugal Chiller | 2047 | CAPITAL | NEW | N/A | USD/teraBtu | us | us | 26797117365.0072
commercial air conditioning | Reference Centrifugal Chiller | 2047 | CAPITAL | REPLACEMENT | N/A | USD/teraBtu | us | us | 26797117365.0072
commercial air conditioning | Reference Centrifugal Chiller | 2047 | FIXED_OM | NEW | N/A | USD/teraBtu | us | us | 2143769389.2006
commercial air conditioning | Reference Centrifugal Chiller | 2047 | FIXED_OM | REPLACEMENT | N/A | USD/teraBtu | us | us | 2143769389.2006
commercial air conditioning | Reference Centrifugal Chiller | 2047 | INSTALLATION | NEW | N/A | USD/teraBtu | us | us | 6699279341.2518
commercial air conditioning | Reference Centrifugal Chiller | 2047 | INSTALLATION | REPLACEMENT | N/A | USD/teraBtu | us | us | 6699279341.2518
commercial air conditioning | Reference Centrifugal Chiller | 2048 | CAPITAL | NEW | N/A | USD/teraBtu | us | us | 26797117365.0072
commercial air conditioning | Reference Centrifugal Chiller | 2048 | CAPITAL | REPLACEMENT | N/A | USD/teraBtu | us | us | 26797117365.0072
commercial air conditioning | Reference Centrifugal Chiller | 2048 | FIXED_OM | NEW | N/A | USD/teraBtu | us | us | 2143769389.2006
commercial air conditioning | Reference Centrifugal Chiller | 2048 | FIXED_OM | REPLACEMENT | N/A | USD/teraBtu | us | us | 2143769389.2006
commercial air conditioning | Reference Centrifugal Chiller | 2048 | INSTALLATION | NEW | N/A | USD/teraBtu | us | us | 6699279341.2518
commercial air conditioning | Reference Centrifugal Chiller | 2048 | INSTALLATION | REPLACEMENT | N/A | USD/teraBtu | us | us | 6699279341.2518
commercial air conditioning | Reference Centrifugal Chiller | 2049 | CAPITAL | NEW | N/A | USD/teraBtu | us | us | 26797117365.0072
commercial air conditioning | Reference Centrifugal Chiller | 2049 | CAPITAL | REPLACEMENT | N/A | USD/teraBtu | us | us | 26797117365.0072
commercial air conditioning | Reference Centrifugal Chiller | 2049 | FIXED_OM | NEW | N/A | USD/teraBtu | us | us | 2143769389.2006
commercial air conditioning | Reference Centrifugal Chiller | 2049 | FIXED_OM | REPLACEMENT | N/A | USD/teraBtu | us | us | 2143769389.2006
commercial air conditioning | Reference Centrifugal Chiller | 2049 | INSTALLATION | NEW | N/A | USD/teraBtu | us | us | 6699279341.2518
commercial air conditioning | Reference Centrifugal Chiller | 2049 | INSTALLATION | REPLACEMENT | N/A | USD/teraBtu | us | us | 6699279341.2518
commercial air conditioning | Reference Centrifugal Chiller | 2050 | CAPITAL | NEW | N/A | USD/teraBtu | us | us | 26797117365.0072
commercial air conditioning | Reference Centrifugal Chiller | 2050 | CAPITAL | REPLACEMENT | N/A | USD/teraBtu | us | us | 26797117365.0072
commercial air conditioning | Reference Centrifugal Chiller | 2050 | FIXED_OM | NEW | N/A | USD/teraBtu | us | us | 2143769389.2006
commercial air conditioning | Reference Centrifugal Chiller | 2050 | FIXED_OM | REPLACEMENT | N/A | USD/teraBtu | us | us | 2143769389.2006
commercial air conditioning | Reference Centrifugal Chiller | 2050 | INSTALLATION | NEW | N/A | USD/teraBtu | us | us | 6699279341.2518
commercial air conditioning | Reference Centrifugal Chiller | 2050 | INSTALLATION | REPLACEMENT | N/A | USD/teraBtu | us | us | 6699279341.2518
commercial air conditioning | Reference Commercial Air Source Heat Pump - Cooling | 2020 | CAPITAL | NEW | N/A | USD/teraBtu | us | us | 34836252574.5094
commercial air conditioning | Reference Commercial Air Source Heat Pump - Cooling | 2020 | CAPITAL | REPLACEMENT | N/A | USD/teraBtu | us | us | 34836252574.5094
commercial air conditioning | Reference Commercial Air Source Heat Pump - Cooling | 2020 | FIXED_OM | NEW | N/A | USD/teraBtu | us | us | 787835250.5312
commercial air conditioning | Reference Commercial Air Source Heat Pump - Cooling | 2020 | FIXED_OM | REPLACEMENT | N/A | USD/teraBtu | us | us | 787835250.5312
commercial air conditioning | Reference Commercial Air Source Heat Pump - Cooling | 2020 | INSTALLATION | NEW | N/A | USD/teraBtu | us | us | 8778735648.7764
commercial air conditioning | Reference Commercial Air Source Heat Pump - Cooling | 2020 | INSTALLATION | REPLACEMENT | N/A | USD/teraBtu | us | us | 8778735648.7764
commercial air conditioning | Reference Commercial Air Source Heat Pump - Cooling | 2021 | CAPITAL | NEW | N/A | USD/teraBtu | us | us | 34836252574.5094
commercial air conditioning | Reference Commercial Air Source Heat Pump - Cooling | 2021 | CAPITAL | REPLACEMENT | N/A | USD/teraBtu | us | us | 34836252574.5094
commercial air conditioning | Reference Commercial Air Source Heat Pump - Cooling | 2021 | FIXED_OM | NEW | N/A | USD/teraBtu | us | us | 787835250.5312
commercial air conditioning | Reference Commercial Air Source Heat Pump - Cooling | 2021 | FIXED_OM | REPLACEMENT | N/A | USD/teraBtu | us | us | 787835250.5312
commercial air conditioning | Reference Commercial Air Source Heat Pump - Cooling | 2021 | INSTALLATION | NEW | N/A | USD/teraBtu | us | us | 8778735648.7764
commercial air conditioning | Reference Commercial Air Source Heat Pump - Cooling | 2021 | INSTALLATION | REPLACEMENT | N/A | USD/teraBtu | us | us | 8778735648.7764
commercial air conditioning | Reference Commercial Air Source Heat Pump - Cooling | 2022 | CAPITAL | NEW | N/A | USD/teraBtu | us | us | 34836252574.5094
commercial air conditioning | Reference Commercial Air Source Heat Pump - Cooling | 2022 | CAPITAL | REPLACEMENT | N/A | USD/teraBtu | us | us | 34836252574.5094
commercial air conditioning | Reference Commercial Air Source Heat Pump - Cooling | 2022 | FIXED_OM | NEW | N/A | USD/teraBtu | us | us | 787835250.5312
commercial air conditioning | Reference Commercial Air Source Heat Pump - Cooling | 2022 | FIXED_OM | REPLACEMENT | N/A | USD/teraBtu | us | us | 787835250.5312
commercial air conditioning | Reference Commercial Air Source Heat Pump - Cooling | 2022 | INSTALLATION | NEW | N/A | USD/teraBtu | us | us | 8778735648.7764
commercial air conditioning | Reference Commercial Air Source Heat Pump - Cooling | 2022 | INSTALLATION | REPLACEMENT | N/A | USD/teraBtu | us | us | 8778735648.7764
commercial air conditioning | Reference Commercial Air Source Heat Pump - Cooling | 2023 | CAPITAL | NEW | N/A | USD/teraBtu | us | us | 34836252574.5094
commercial air conditioning | Reference Commercial Air Source Heat Pump - Cooling | 2023 | CAPITAL | REPLACEMENT | N/A | USD/teraBtu | us | us | 34836252574.5094
commercial air conditioning | Reference Commercial Air Source Heat Pump - Cooling | 2023 | FIXED_OM | NEW | N/A | USD/teraBtu | us | us | 787835250.5312
commercial air conditioning | Reference Commercial Air Source Heat Pump - Cooling | 2023 | FIXED_OM | REPLACEMENT | N/A | USD/teraBtu | us | us | 787835250.5312
commercial air conditioning | Reference Commercial Air Source Heat Pump - Cooling | 2023 | INSTALLATION | NEW | N/A | USD/teraBtu | us | us | 8778735648.7764
commercial air conditioning | Reference Commercial Air Source Heat Pump - Cooling | 2023 | INSTALLATION | REPLACEMENT | N/A | USD/teraBtu | us | us | 8778735648.7764
commercial air conditioning | Reference Commercial Air Source Heat Pump - Cooling | 2024 | CAPITAL | NEW | N/A | USD/teraBtu | us | us | 34836252574.5094
commercial air conditioning | Reference Commercial Air Source Heat Pump - Cooling | 2024 | CAPITAL | REPLACEMENT | N/A | USD/teraBtu | us | us | 34836252574.5094
commercial air conditioning | Reference Commercial Air Source Heat Pump - Cooling | 2024 | FIXED_OM | NEW | N/A | USD/teraBtu | us | us | 787835250.5312
commercial air conditioning | Reference Commercial Air Source Heat Pump - Cooling | 2024 | FIXED_OM | REPLACEMENT | N/A | USD/teraBtu | us | us | 787835250.5312
commercial air conditioning | Reference Commercial Air Source Heat Pump - Cooling | 2024 | INSTALLATION | NEW | N/A | USD/teraBtu | us | us | 8778735648.7764
commercial air conditioning | Reference Commercial Air Source Heat Pump - Cooling | 2024 | INSTALLATION | REPLACEMENT | N/A | USD/teraBtu | us | us | 8778735648.7764
commercial air conditioning | Reference Commercial Air Source Heat Pump - Cooling | 2025 | CAPITAL | NEW | N/A | USD/teraBtu | us | us | 34836252574.5094
commercial air conditioning | Reference Commercial Air Source Heat Pump - Cooling | 2025 | CAPITAL | REPLACEMENT | N/A | USD/teraBtu | us | us | 34836252574.5094
commercial air conditioning | Reference Commercial Air Source Heat Pump - Cooling | 2025 | FIXED_OM | NEW | N/A | USD/teraBtu | us | us | 787835250.5312
commercial air conditioning | Reference Commercial Air Source Heat Pump - Cooling | 2025 | FIXED_OM | REPLACEMENT | N/A | USD/teraBtu | us | us | 787835250.5312
commercial air conditioning | Reference Commercial Air Source Heat Pump - Cooling | 2025 | INSTALLATION | NEW | N/A | USD/teraBtu | us | us | 8778735648.7764
commercial air conditioning | Reference Commercial Air Source Heat Pump - Cooling | 2025 | INSTALLATION | REPLACEMENT | N/A | USD/teraBtu | us | us | 8778735648.7764
commercial air conditioning | Reference Commercial Air Source Heat Pump - Cooling | 2026 | CAPITAL | NEW | N/A | USD/teraBtu | us | us | 34836252574.5094
commercial air conditioning | Reference Commercial Air Source Heat Pump - Cooling | 2026 | CAPITAL | REPLACEMENT | N/A | USD/teraBtu | us | us | 34836252574.5094
commercial air conditioning | Reference Commercial Air Source Heat Pump - Cooling | 2026 | FIXED_OM | NEW | N/A | USD/teraBtu | us | us | 787835250.5312
commercial air conditioning | Reference Commercial Air Source Heat Pump - Cooling | 2026 | FIXED_OM | REPLACEMENT | N/A | USD/teraBtu | us | us | 787835250.5312
commercial air conditioning | Reference Commercial Air Source Heat Pump - Cooling | 2026 | INSTALLATION | NEW | N/A | USD/teraBtu | us | us | 8778735648.7764
commercial air conditioning | Reference Commercial Air Source Heat Pump - Cooling | 2026 | INSTALLATION | REPLACEMENT | N/A | USD/teraBtu | us | us | 8778735648.7764
commercial air conditioning | Reference Commercial Air Source Heat Pump - Cooling | 2027 | CAPITAL | NEW | N/A | USD/teraBtu | us | us | 34836252574.5094
commercial air conditioning | Reference Commercial Air Source Heat Pump - Cooling | 2027 | CAPITAL | REPLACEMENT | N/A | USD/teraBtu | us | us | 34836252574.5094
commercial air conditioning | Reference Commercial Air Source Heat Pump - Cooling | 2027 | FIXED_OM | NEW | N/A | USD/teraBtu | us | us | 787835250.5312
commercial air conditioning | Reference Commercial Air Source Heat Pump - Cooling | 2027 | FIXED_OM | REPLACEMENT | N/A | USD/teraBtu | us | us | 787835250.5312
commercial air conditioning | Reference Commercial Air Source Heat Pump - Cooling | 2027 | INSTALLATION | NEW | N/A | USD/teraBtu | us | us | 8778735648.7764
commercial air conditioning | Reference Commercial Air Source Heat Pump - Cooling | 2027 | INSTALLATION | REPLACEMENT | N/A | USD/teraBtu | us | us | 8778735648.7764
commercial air conditioning | Reference Commercial Air Source Heat Pump - Cooling | 2028 | CAPITAL | NEW | N/A | USD/teraBtu | us | us | 34836252574.5094
commercial air conditioning | Reference Commercial Air Source Heat Pump - Cooling | 2028 | CAPITAL | REPLACEMENT | N/A | USD/teraBtu | us | us | 34836252574.5094
commercial air conditioning | Reference Commercial Air Source Heat Pump - Cooling | 2028 | FIXED_OM | NEW | N/A | USD/teraBtu | us | us | 787835250.5312
commercial air conditioning | Reference Commercial Air Source Heat Pump - Cooling | 2028 | FIXED_OM | REPLACEMENT | N/A | USD/teraBtu | us | us | 787835250.5312
commercial air conditioning | Reference Commercial Air Source Heat Pump - Cooling | 2028 | INSTALLATION | NEW | N/A | USD/teraBtu | us | us | 8778735648.7764
commercial air conditioning | Reference Commercial Air Source Heat Pump - Cooling | 2028 | INSTALLATION | REPLACEMENT | N/A | USD/teraBtu | us | us | 8778735648.7764
commercial air conditioning | Reference Commercial Air Source Heat Pump - Cooling | 2029 | CAPITAL | NEW | N/A | USD/teraBtu | us | us | 34836252574.5094
commercial air conditioning | Reference Commercial Air Source Heat Pump - Cooling | 2029 | CAPITAL | REPLACEMENT | N/A | USD/teraBtu | us | us | 34836252574.5094
commercial air conditioning | Reference Commercial Air Source Heat Pump - Cooling | 2029 | FIXED_OM | NEW | N/A | USD/teraBtu | us | us | 787835250.5312
commercial air conditioning | Reference Commercial Air Source Heat Pump - Cooling | 2029 | FIXED_OM | REPLACEMENT | N/A | USD/teraBtu | us | us | 787835250.5312
commercial air conditioning | Reference Commercial Air Source Heat Pump - Cooling | 2029 | INSTALLATION | NEW | N/A | USD/teraBtu | us | us | 8778735648.7764
commercial air conditioning | Reference Commercial Air Source Heat Pump - Cooling | 2029 | INSTALLATION | REPLACEMENT | N/A | USD/teraBtu | us | us | 8778735648.7764
commercial air conditioning | Reference Commercial Air Source Heat Pump - Cooling | 2030 | CAPITAL | NEW | N/A | USD/teraBtu | us | us | 34836252574.5094
commercial air conditioning | Reference Commercial Air Source Heat Pump - Cooling | 2030 | CAPITAL | REPLACEMENT | N/A | USD/teraBtu | us | us | 34836252574.5094
commercial air conditioning | Reference Commercial Air Source Heat Pump - Cooling | 2030 | FIXED_OM | NEW | N/A | USD/teraBtu | us | us | 787835250.5312
commercial air conditioning | Reference Commercial Air Source Heat Pump - Cooling | 2030 | FIXED_OM | REPLACEMENT | N/A | USD/teraBtu | us | us | 787835250.5312
commercial air conditioning | Reference Commercial Air Source Heat Pump - Cooling | 2030 | INSTALLATION | NEW | N/A | USD/teraBtu | us | us | 8778735648.7764
commercial air conditioning | Reference Commercial Air Source Heat Pump - Cooling | 2030 | INSTALLATION | REPLACEMENT | N/A | USD/teraBtu | us | us | 8778735648.7764
commercial air conditioning | Reference Commercial Air Source Heat Pump - Cooling | 2031 | CAPITAL | NEW | N/A | USD/teraBtu | us | us | 34836252574.5094
commercial air conditioning | Reference Commercial Air Source Heat Pump - Cooling | 2031 | CAPITAL | REPLACEMENT | N/A | USD/teraBtu | us | us | 34836252574.5094
commercial air conditioning | Reference Commercial Air Source Heat Pump - Cooling | 2031 | FIXED_OM | NEW | N/A | USD/teraBtu | us | us | 787835250.5312
commercial air conditioning | Reference Commercial Air Source Heat Pump - Cooling | 2031 | FIXED_OM | REPLACEMENT | N/A | USD/teraBtu | us | us | 787835250.5312
commercial air conditioning | Reference Commercial Air Source Heat Pump - Cooling | 2031 | INSTALLATION | NEW | N/A | USD/teraBtu | us | us | 8778735648.7764
commercial air conditioning | Reference Commercial Air Source Heat Pump - Cooling | 2031 | INSTALLATION | REPLACEMENT | N/A | USD/teraBtu | us | us | 8778735648.7764
commercial air conditioning | Reference Commercial Air Source Heat Pump - Cooling | 2032 | CAPITAL | NEW | N/A | USD/teraBtu | us | us | 34836252574.5094
commercial air conditioning | Reference Commercial Air Source Heat Pump - Cooling | 2032 | CAPITAL | REPLACEMENT | N/A | USD/teraBtu | us | us | 34836252574.5094
commercial air conditioning | Reference Commercial Air Source Heat Pump - Cooling | 2032 | FIXED_OM | NEW | N/A | USD/teraBtu | us | us | 787835250.5312
commercial air conditioning | Reference Commercial Air Source Heat Pump - Cooling | 2032 | FIXED_OM | REPLACEMENT | N/A | USD/teraBtu | us | us | 787835250.5312
commercial air conditioning | Reference Commercial Air Source Heat Pump - Cooling | 2032 | INSTALLATION | NEW | N/A | USD/teraBtu | us | us | 8778735648.7764
commercial air conditioning | Reference Commercial Air Source Heat Pump - Cooling | 2032 | INSTALLATION | REPLACEMENT | N/A | USD/teraBtu | us | us | 8778735648.7764
commercial air conditioning | Reference Commercial Air Source Heat Pump - Cooling | 2033 | CAPITAL | NEW | N/A | USD/teraBtu | us | us | 34836252574.5094
commercial air conditioning | Reference Commercial Air Source Heat Pump - Cooling | 2033 | CAPITAL | REPLACEMENT | N/A | USD/teraBtu | us | us | 34836252574.5094
commercial air conditioning | Reference Commercial Air Source Heat Pump - Cooling | 2033 | FIXED_OM | NEW | N/A | USD/teraBtu | us | us | 787835250.5312
commercial air conditioning | Reference Commercial Air Source Heat Pump - Cooling | 2033 | FIXED_OM | REPLACEMENT | N/A | USD/teraBtu | us | us | 787835250.5312
commercial air conditioning | Reference Commercial Air Source Heat Pump - Cooling | 2033 | INSTALLATION | NEW | N/A | USD/teraBtu | us | us | 8778735648.7764
commercial air conditioning | Reference Commercial Air Source Heat Pump - Cooling | 2033 | INSTALLATION | REPLACEMENT | N/A | USD/teraBtu | us | us | 8778735648.7764
commercial air conditioning | Reference Commercial Air Source Heat Pump - Cooling | 2034 | CAPITAL | NEW | N/A | USD/teraBtu | us | us | 34836252574.5094
commercial air conditioning | Reference Commercial Air Source Heat Pump - Cooling | 2034 | CAPITAL | REPLACEMENT | N/A | USD/teraBtu | us | us | 34836252574.5094
commercial air conditioning | Reference Commercial Air Source Heat Pump - Cooling | 2034 | FIXED_OM | NEW | N/A | USD/teraBtu | us | us | 787835250.5312
commercial air conditioning | Reference Commercial Air Source Heat Pump - Cooling | 2034 | FIXED_OM | REPLACEMENT | N/A | USD/teraBtu | us | us | 787835250.5312
commercial air conditioning | Reference Commercial Air Source Heat Pump - Cooling | 2034 | INSTALLATION | NEW | N/A | USD/teraBtu | us | us | 8778735648.7764
commercial air conditioning | Reference Commercial Air Source Heat Pump - Cooling | 2034 | INSTALLATION | REPLACEMENT | N/A | USD/teraBtu | us | us | 8778735648.7764
commercial air conditioning | Reference Commercial Air Source Heat Pump - Cooling | 2035 | CAPITAL | NEW | N/A | USD/teraBtu | us | us | 34836252574.5094
commercial air conditioning | Reference Commercial Air Source Heat Pump - Cooling | 2035 | CAPITAL | REPLACEMENT | N/A | USD/teraBtu | us | us | 34836252574.5094
commercial air conditioning | Reference Commercial Air Source Heat Pump - Cooling | 2035 | FIXED_OM | NEW | N/A | USD/teraBtu | us | us | 787835250.5312
commercial air conditioning | Reference Commercial Air Source Heat Pump - Cooling | 2035 | FIXED_OM | REPLACEMENT | N/A | USD/teraBtu | us | us | 787835250.5312
commercial air conditioning | Reference Commercial Air Source Heat Pump - Cooling | 2035 | INSTALLATION | NEW | N/A | USD/teraBtu | us | us | 8778735648.7764
commercial air conditioning | Reference Commercial Air Source Heat Pump - Cooling | 2035 | INSTALLATION | REPLACEMENT | N/A | USD/teraBtu | us | us | 8778735648.7764
commercial air conditioning | Reference Commercial Air Source Heat Pump - Cooling | 2036 | CAPITAL | NEW | N/A | USD/teraBtu | us | us | 34836252574.5094
commercial air conditioning | Reference Commercial Air Source Heat Pump - Cooling | 2036 | CAPITAL | REPLACEMENT | N/A | USD/teraBtu | us | us | 34836252574.5094
commercial air conditioning | Reference Commercial Air Source Heat Pump - Cooling | 2036 | FIXED_OM | NEW | N/A | USD/teraBtu | us | us | 787835250.5312
commercial air conditioning | Reference Commercial Air Source Heat Pump - Cooling | 2036 | FIXED_OM | REPLACEMENT | N/A | USD/teraBtu | us | us | 787835250.5312
commercial air conditioning | Reference Commercial Air Source Heat Pump - Cooling | 2036 | INSTALLATION | NEW | N/A | USD/teraBtu | us | us | 8778735648.7764
commercial air conditioning | Reference Commercial Air Source Heat Pump - Cooling | 2036 | INSTALLATION | REPLACEMENT | N/A | USD/teraBtu | us | us | 8778735648.7764
commercial air conditioning | Reference Commercial Air Source Heat Pump - Cooling | 2037 | CAPITAL | NEW | N/A | USD/teraBtu | us | us | 34836252574.5094
commercial air conditioning | Reference Commercial Air Source Heat Pump - Cooling | 2037 | CAPITAL | REPLACEMENT | N/A | USD/teraBtu | us | us | 34836252574.5094
commercial air conditioning | Reference Commercial Air Source Heat Pump - Cooling | 2037 | FIXED_OM | NEW | N/A | USD/teraBtu | us | us | 787835250.5312
commercial air conditioning | Reference Commercial Air Source Heat Pump - Cooling | 2037 | FIXED_OM | REPLACEMENT | N/A | USD/teraBtu | us | us | 787835250.5312
commercial air conditioning | Reference Commercial Air Source Heat Pump - Cooling | 2037 | INSTALLATION | NEW | N/A | USD/teraBtu | us | us | 8778735648.7764
commercial air conditioning | Reference Commercial Air Source Heat Pump - Cooling | 2037 | INSTALLATION | REPLACEMENT | N/A | USD/teraBtu | us | us | 8778735648.7764
commercial air conditioning | Reference Commercial Air Source Heat Pump - Cooling | 2038 | CAPITAL | NEW | N/A | USD/teraBtu | us | us | 34836252574.5094
commercial air conditioning | Reference Commercial Air Source Heat Pump - Cooling | 2038 | CAPITAL | REPLACEMENT | N/A | USD/teraBtu | us | us | 34836252574.5094
commercial air conditioning | Reference Commercial Air Source Heat Pump - Cooling | 2038 | FIXED_OM | NEW | N/A | USD/teraBtu | us | us | 787835250.5312
commercial air conditioning | Reference Commercial Air Source Heat Pump - Cooling | 2038 | FIXED_OM | REPLACEMENT | N/A | USD/teraBtu | us | us | 787835250.5312
commercial air conditioning | Reference Commercial Air Source Heat Pump - Cooling | 2038 | INSTALLATION | NEW | N/A | USD/teraBtu | us | us | 8778735648.7764
commercial air conditioning | Reference Commercial Air Source Heat Pump - Cooling | 2038 | INSTALLATION | REPLACEMENT | N/A | USD/teraBtu | us | us | 8778735648.7764
commercial air conditioning | Reference Commercial Air Source Heat Pump - Cooling | 2039 | CAPITAL | NEW | N/A | USD/teraBtu | us | us | 34836252574.5094
commercial air conditioning | Reference Commercial Air Source Heat Pump - Cooling | 2039 | CAPITAL | REPLACEMENT | N/A | USD/teraBtu | us | us | 34836252574.5094
commercial air conditioning | Reference Commercial Air Source Heat Pump - Cooling | 2039 | FIXED_OM | NEW | N/A | USD/teraBtu | us | us | 787835250.5312
commercial air conditioning | Reference Commercial Air Source Heat Pump - Cooling | 2039 | FIXED_OM | REPLACEMENT | N/A | USD/teraBtu | us | us | 787835250.5312
commercial air conditioning | Reference Commercial Air Source Heat Pump - Cooling | 2039 | INSTALLATION | NEW | N/A | USD/teraBtu | us | us | 8778735648.7764
commercial air conditioning | Reference Commercial Air Source Heat Pump - Cooling | 2039 | INSTALLATION | REPLACEMENT | N/A | USD/teraBtu | us | us | 8778735648.7764
commercial air conditioning | Reference Commercial Air Source Heat Pump - Cooling | 2040 | CAPITAL | NEW | N/A | USD/teraBtu | us | us | 34836252574.5094
commercial air conditioning | Reference Commercial Air Source Heat Pump - Cooling | 2040 | CAPITAL | REPLACEMENT | N/A | USD/teraBtu | us | us | 34836252574.5094
commercial air conditioning | Reference Commercial Air Source Heat Pump - Cooling | 2040 | FIXED_OM | NEW | N/A | USD/teraBtu | us | us | 787835250.5312
commercial air conditioning | Reference Commercial Air Source Heat Pump - Cooling | 2040 | FIXED_OM | REPLACEMENT | N/A | USD/teraBtu | us | us | 787835250.5312
commercial air conditioning | Reference Commercial Air Source Heat Pump - Cooling | 2040 | INSTALLATION | NEW | N/A | USD/teraBtu | us | us | 8778735648.7764
commercial air conditioning | Reference Commercial Air Source Heat Pump - Cooling | 2040 | INSTALLATION | REPLACEMENT | N/A | USD/teraBtu | us | us | 8778735648.7764
commercial air conditioning | Reference Commercial Air Source Heat Pump - Cooling | 2041 | CAPITAL | NEW | N/A | USD/teraBtu | us | us | 34836252574.5094
commercial air conditioning | Reference Commercial Air Source Heat Pump - Cooling | 2041 | CAPITAL | REPLACEMENT | N/A | USD/teraBtu | us | us | 34836252574.5094
commercial air conditioning | Reference Commercial Air Source Heat Pump - Cooling | 2041 | FIXED_OM | NEW | N/A | USD/teraBtu | us | us | 787835250.5312
commercial air conditioning | Reference Commercial Air Source Heat Pump - Cooling | 2041 | FIXED_OM | REPLACEMENT | N/A | USD/teraBtu | us | us | 787835250.5312
commercial air conditioning | Reference Commercial Air Source Heat Pump - Cooling | 2041 | INSTALLATION | NEW | N/A | USD/teraBtu | us | us | 8778735648.7764
commercial air conditioning | Reference Commercial Air Source Heat Pump - Cooling | 2041 | INSTALLATION | REPLACEMENT | N/A | USD/teraBtu | us | us | 8778735648.7764
commercial air conditioning | Reference Commercial Air Source Heat Pump - Cooling | 2042 | CAPITAL | NEW | N/A | USD/teraBtu | us | us | 34836252574.5094
commercial air conditioning | Reference Commercial Air Source Heat Pump - Cooling | 2042 | CAPITAL | REPLACEMENT | N/A | USD/teraBtu | us | us | 34836252574.5094
commercial air conditioning | Reference Commercial Air Source Heat Pump - Cooling | 2042 | FIXED_OM | NEW | N/A | USD/teraBtu | us | us | 787835250.5312
commercial air conditioning | Reference Commercial Air Source Heat Pump - Cooling | 2042 | FIXED_OM | REPLACEMENT | N/A | USD/teraBtu | us | us | 787835250.5312
commercial air conditioning | Reference Commercial Air Source Heat Pump - Cooling | 2042 | INSTALLATION | NEW | N/A | USD/teraBtu | us | us | 8778735648.7764
commercial air conditioning | Reference Commercial Air Source Heat Pump - Cooling | 2042 | INSTALLATION | REPLACEMENT | N/A | USD/teraBtu | us | us | 8778735648.7764
commercial air conditioning | Reference Commercial Air Source Heat Pump - Cooling | 2043 | CAPITAL | NEW | N/A | USD/teraBtu | us | us | 34836252574.5094
commercial air conditioning | Reference Commercial Air Source Heat Pump - Cooling | 2043 | CAPITAL | REPLACEMENT | N/A | USD/teraBtu | us | us | 34836252574.5094
commercial air conditioning | Reference Commercial Air Source Heat Pump - Cooling | 2043 | FIXED_OM | NEW | N/A | USD/teraBtu | us | us | 787835250.5312
commercial air conditioning | Reference Commercial Air Source Heat Pump - Cooling | 2043 | FIXED_OM | REPLACEMENT | N/A | USD/teraBtu | us | us | 787835250.5312
commercial air conditioning | Reference Commercial Air Source Heat Pump - Cooling | 2043 | INSTALLATION | NEW | N/A | USD/teraBtu | us | us | 8778735648.7764
commercial air conditioning | Reference Commercial Air Source Heat Pump - Cooling | 2043 | INSTALLATION | REPLACEMENT | N/A | USD/teraBtu | us | us | 8778735648.7764
commercial air conditioning | Reference Commercial Air Source Heat Pump - Cooling | 2044 | CAPITAL | NEW | N/A | USD/teraBtu | us | us | 34836252574.5094
commercial air conditioning | Reference Commercial Air Source Heat Pump - Cooling | 2044 | CAPITAL | REPLACEMENT | N/A | USD/teraBtu | us | us | 34836252574.5094
commercial air conditioning | Reference Commercial Air Source Heat Pump - Cooling | 2044 | FIXED_OM | NEW | N/A | USD/teraBtu | us | us | 787835250.5312
commercial air conditioning | Reference Commercial Air Source Heat Pump - Cooling | 2044 | FIXED_OM | REPLACEMENT | N/A | USD/teraBtu | us | us | 787835250.5312
commercial air conditioning | Reference Commercial Air Source Heat Pump - Cooling | 2044 | INSTALLATION | NEW | N/A | USD/teraBtu | us | us | 8778735648.7764
commercial air conditioning | Reference Commercial Air Source Heat Pump - Cooling | 2044 | INSTALLATION | REPLACEMENT | N/A | USD/teraBtu | us | us | 8778735648.7764
commercial air conditioning | Reference Commercial Air Source Heat Pump - Cooling | 2045 | CAPITAL | NEW | N/A | USD/teraBtu | us | us | 34836252574.5094
commercial air conditioning | Reference Commercial Air Source Heat Pump - Cooling | 2045 | CAPITAL | REPLACEMENT | N/A | USD/teraBtu | us | us | 34836252574.5094
commercial air conditioning | Reference Commercial Air Source Heat Pump - Cooling | 2045 | FIXED_OM | NEW | N/A | USD/teraBtu | us | us | 787835250.5312
commercial air conditioning | Reference Commercial Air Source Heat Pump - Cooling | 2045 | FIXED_OM | REPLACEMENT | N/A | USD/teraBtu | us | us | 787835250.5312
commercial air conditioning | Reference Commercial Air Source Heat Pump - Cooling | 2045 | INSTALLATION | NEW | N/A | USD/teraBtu | us | us | 8778735648.7764
commercial air conditioning | Reference Commercial Air Source Heat Pump - Cooling | 2045 | INSTALLATION | REPLACEMENT | N/A | USD/teraBtu | us | us | 8778735648.7764
commercial air conditioning | Reference Commercial Air Source Heat Pump - Cooling | 2046 | CAPITAL | NEW | N/A | USD/teraBtu | us | us | 34836252574.5094
commercial air conditioning | Reference Commercial Air Source Heat Pump - Cooling | 2046 | CAPITAL | REPLACEMENT | N/A | USD/teraBtu | us | us | 34836252574.5094
commercial air conditioning | Reference Commercial Air Source Heat Pump - Cooling | 2046 | FIXED_OM | NEW | N/A | USD/teraBtu | us | us | 787835250.5312
commercial air conditioning | Reference Commercial Air Source Heat Pump - Cooling | 2046 | FIXED_OM | REPLACEMENT | N/A | USD/teraBtu | us | us | 787835250.5312
commercial air conditioning | Reference Commercial Air Source Heat Pump - Cooling | 2046 | INSTALLATION | NEW | N/A | USD/teraBtu | us | us | 8778735648.7764
commercial air conditioning | Reference Commercial Air Source Heat Pump - Cooling | 2046 | INSTALLATION | REPLACEMENT | N/A | USD/teraBtu | us | us | 8778735648.7764
commercial air conditioning | Reference Commercial Air Source Heat Pump - Cooling | 2047 | CAPITAL | NEW | N/A | USD/teraBtu | us | us | 34836252574.5094
commercial air conditioning | Reference Commercial Air Source Heat Pump - Cooling | 2047 | CAPITAL | REPLACEMENT | N/A | USD/teraBtu | us | us | 34836252574.5094
commercial air conditioning | Reference Commercial Air Source Heat Pump - Cooling | 2047 | FIXED_OM | NEW | N/A | USD/teraBtu | us | us | 787835250.5312
commercial air conditioning | Reference Commercial Air Source Heat Pump - Cooling | 2047 | FIXED_OM | REPLACEMENT | N/A | USD/teraBtu | us | us | 787835250.5312
commercial air conditioning | Reference Commercial Air Source Heat Pump - Cooling | 2047 | INSTALLATION | NEW | N/A | USD/teraBtu | us | us | 8778735648.7764
commercial air conditioning | Reference Commercial Air Source Heat Pump - Cooling | 2047 | INSTALLATION | REPLACEMENT | N/A | USD/teraBtu | us | us | 8778735648.7764
commercial air conditioning | Reference Commercial Air Source Heat Pump - Cooling | 2048 | CAPITAL | NEW | N/A | USD/teraBtu | us | us | 34836252574.5094
commercial air conditioning | Reference Commercial Air Source Heat Pump - Cooling | 2048 | CAPITAL | REPLACEMENT | N/A | USD/teraBtu | us | us | 34836252574.5094
commercial air conditioning | Reference Commercial Air Source Heat Pump - Cooling | 2048 | FIXED_OM | NEW | N/A | USD/teraBtu | us | us | 787835250.5312
commercial air conditioning | Reference Commercial Air Source Heat Pump - Cooling | 2048 | FIXED_OM | REPLACEMENT | N/A | USD/teraBtu | us | us | 787835250.5312
commercial air conditioning | Reference Commercial Air Source Heat Pump - Cooling | 2048 | INSTALLATION | NEW | N/A | USD/teraBtu | us | us | 8778735648.7764
commercial air conditioning | Reference Commercial Air Source Heat Pump - Cooling | 2048 | INSTALLATION | REPLACEMENT | N/A | USD/teraBtu | us | us | 8778735648.7764
commercial air conditioning | Reference Commercial Air Source Heat Pump - Cooling | 2049 | CAPITAL | NEW | N/A | USD/teraBtu | us | us | 34836252574.5094
commercial air conditioning | Reference Commercial Air Source Heat Pump - Cooling | 2049 | CAPITAL | REPLACEMENT | N/A | USD/teraBtu | us | us | 34836252574.5094
commercial air conditioning | Reference Commercial Air Source Heat Pump - Cooling | 2049 | FIXED_OM | NEW | N/A | USD/teraBtu | us | us | 787835250.5312
commercial air conditioning | Reference Commercial Air Source Heat Pump - Cooling | 2049 | FIXED_OM | REPLACEMENT | N/A | USD/teraBtu | us | us | 787835250.5312
commercial air conditioning | Reference Commercial Air Source Heat Pump - Cooling | 2049 | INSTALLATION | NEW | N/A | USD/teraBtu | us | us | 8778735648.7764
commercial air conditioning | Reference Commercial Air Source Heat Pump - Cooling | 2049 | INSTALLATION | REPLACEMENT | N/A | USD/teraBtu | us | us | 8778735648.7764
commercial air conditioning | Reference Commercial Air Source Heat Pump - Cooling | 2050 | CAPITAL | NEW | N/A | USD/teraBtu | us | us | 34836252574.5094
commercial air conditioning | Reference Commercial Air Source Heat Pump - Cooling | 2050 | CAPITAL | REPLACEMENT | N/A | USD/teraBtu | us | us | 34836252574.5094
commercial air conditioning | Reference Commercial Air Source Heat Pump - Cooling | 2050 | FIXED_OM | NEW | N/A | USD/teraBtu | us | us | 787835250.5312
commercial air conditioning | Reference Commercial Air Source Heat Pump - Cooling | 2050 | FIXED_OM | REPLACEMENT | N/A | USD/teraBtu | us | us | 787835250.5312
commercial air conditioning | Reference Commercial Air Source Heat Pump - Cooling | 2050 | INSTALLATION | NEW | N/A | USD/teraBtu | us | us | 8778735648.7764
commercial air conditioning | Reference Commercial Air Source Heat Pump - Cooling | 2050 | INSTALLATION | REPLACEMENT | N/A | USD/teraBtu | us | us | 8778735648.7764
commercial air conditioning | Reference Commercial Air Source Heat Pump - Cooling (with flex cost) | 2020 | CAPITAL | NEW | N/A | USD/teraBtu | us | us | 121357986997.401
commercial air conditioning | Reference Commercial Air Source Heat Pump - Cooling (with flex cost) | 2020 | CAPITAL | REPLACEMENT | N/A | USD/teraBtu | us | us | 121357986997.401
commercial air conditioning | Reference Commercial Air Source Heat Pump - Cooling (with flex cost) | 2020 | FIXED_OM | NEW | N/A | USD/teraBtu | us | us | 787835250.5312
commercial air conditioning | Reference Commercial Air Source Heat Pump - Cooling (with flex cost) | 2020 | FIXED_OM | REPLACEMENT | N/A | USD/teraBtu | us | us | 787835250.5312
commercial air conditioning | Reference Commercial Air Source Heat Pump - Cooling (with flex cost) | 2020 | INSTALLATION | NEW | N/A | USD/teraBtu | us | us | 8778735648.7764
commercial air conditioning | Reference Commercial Air Source Heat Pump - Cooling (with flex cost) | 2021 | CAPITAL | NEW | N/A | USD/teraBtu | us | us | 121357986997.401
commercial air conditioning | Reference Commercial Air Source Heat Pump - Cooling (with flex cost) | 2021 | CAPITAL | REPLACEMENT | N/A | USD/teraBtu | us | us | 121357986997.401
commercial air conditioning | Reference Commercial Air Source Heat Pump - Cooling (with flex cost) | 2021 | FIXED_OM | NEW | N/A | USD/teraBtu | us | us | 787835250.5312
commercial air conditioning | Reference Commercial Air Source Heat Pump - Cooling (with flex cost) | 2021 | FIXED_OM | REPLACEMENT | N/A | USD/teraBtu | us | us | 787835250.5312
commercial air conditioning | Reference Commercial Air Source Heat Pump - Cooling (with flex cost) | 2021 | INSTALLATION | NEW | N/A | USD/teraBtu | us | us | 8778735648.7764
commercial air conditioning | Reference Commercial Air Source Heat Pump - Cooling (with flex cost) | 2022 | CAPITAL | NEW | N/A | USD/teraBtu | us | us | 121357986997.401
commercial air conditioning | Reference Commercial Air Source Heat Pump - Cooling (with flex cost) | 2022 | CAPITAL | REPLACEMENT | N/A | USD/teraBtu | us | us | 121357986997.401
commercial air conditioning | Reference Commercial Air Source Heat Pump - Cooling (with flex cost) | 2022 | FIXED_OM | NEW | N/A | USD/teraBtu | us | us | 787835250.5312
commercial air conditioning | Reference Commercial Air Source Heat Pump - Cooling (with flex cost) | 2022 | FIXED_OM | REPLACEMENT | N/A | USD/teraBtu | us | us | 787835250.5312
commercial air conditioning | Reference Commercial Air Source Heat Pump - Cooling (with flex cost) | 2022 | INSTALLATION | NEW | N/A | USD/teraBtu | us | us | 8778735648.7764
commercial air conditioning | Reference Commercial Air Source Heat Pump - Cooling (with flex cost) | 2023 | CAPITAL | NEW | N/A | USD/teraBtu | us | us | 121357986997.401
commercial air conditioning | Reference Commercial Air Source Heat Pump - Cooling (with flex cost) | 2023 | CAPITAL | REPLACEMENT | N/A | USD/teraBtu | us | us | 121357986997.401
commercial air conditioning | Reference Commercial Air Source Heat Pump - Cooling (with flex cost) | 2023 | FIXED_OM | NEW | N/A | USD/teraBtu | us | us | 787835250.5312
commercial air conditioning | Reference Commercial Air Source Heat Pump - Cooling (with flex cost) | 2023 | FIXED_OM | REPLACEMENT | N/A | USD/teraBtu | us | us | 787835250.5312
commercial air conditioning | Reference Commercial Air Source Heat Pump - Cooling (with flex cost) | 2023 | INSTALLATION | NEW | N/A | USD/teraBtu | us | us | 8778735648.7764
commercial air conditioning | Reference Commercial Air Source Heat Pump - Cooling (with flex cost) | 2024 | CAPITAL | NEW | N/A | USD/teraBtu | us | us | 121357986997.401
commercial air conditioning | Reference Commercial Air Source Heat Pump - Cooling (with flex cost) | 2024 | CAPITAL | REPLACEMENT | N/A | USD/teraBtu | us | us | 121357986997.401
commercial air conditioning | Reference Commercial Air Source Heat Pump - Cooling (with flex cost) | 2024 | FIXED_OM | NEW | N/A | USD/teraBtu | us | us | 787835250.5312
commercial air conditioning | Reference Commercial Air Source Heat Pump - Cooling (with flex cost) | 2024 | FIXED_OM | REPLACEMENT | N/A | USD/teraBtu | us | us | 787835250.5312
commercial air conditioning | Reference Commercial Air Source Heat Pump - Cooling (with flex cost) | 2024 | INSTALLATION | NEW | N/A | USD/teraBtu | us | us | 8778735648.7764
commercial air conditioning | Reference Commercial Air Source Heat Pump - Cooling (with flex cost) | 2025 | CAPITAL | NEW | N/A | USD/teraBtu | us | us | 121357986997.401
commercial air conditioning | Reference Commercial Air Source Heat Pump - Cooling (with flex cost) | 2025 | CAPITAL | REPLACEMENT | N/A | USD/teraBtu | us | us | 121357986997.401
commercial air conditioning | Reference Commercial Air Source Heat Pump - Cooling (with flex cost) | 2025 | FIXED_OM | NEW | N/A | USD/teraBtu | us | us | 787835250.5312
commercial air conditioning | Reference Commercial Air Source Heat Pump - Cooling (with flex cost) | 2025 | FIXED_OM | REPLACEMENT | N/A | USD/teraBtu | us | us | 787835250.5312
commercial air conditioning | Reference Commercial Air Source Heat Pump - Cooling (with flex cost) | 2025 | INSTALLATION | NEW | N/A | USD/teraBtu | us | us | 8778735648.7764
commercial air conditioning | Reference Commercial Air Source Heat Pump - Cooling (with flex cost) | 2026 | CAPITAL | NEW | N/A | USD/teraBtu | us | us | 121357986997.401
commercial air conditioning | Reference Commercial Air Source Heat Pump - Cooling (with flex cost) | 2026 | CAPITAL | REPLACEMENT | N/A | USD/teraBtu | us | us | 121357986997.401
commercial air conditioning | Reference Commercial Air Source Heat Pump - Cooling (with flex cost) | 2026 | FIXED_OM | NEW | N/A | USD/teraBtu | us | us | 787835250.5312
commercial air conditioning | Reference Commercial Air Source Heat Pump - Cooling (with flex cost) | 2026 | FIXED_OM | REPLACEMENT | N/A | USD/teraBtu | us | us | 787835250.5312
commercial air conditioning | Reference Commercial Air Source Heat Pump - Cooling (with flex cost) | 2026 | INSTALLATION | NEW | N/A | USD/teraBtu | us | us | 8778735648.7764
commercial air conditioning | Reference Commercial Air Source Heat Pump - Cooling (with flex cost) | 2027 | CAPITAL | NEW | N/A | USD/teraBtu | us | us | 121357986997.401
commercial air conditioning | Reference Commercial Air Source Heat Pump - Cooling (with flex cost) | 2027 | CAPITAL | REPLACEMENT | N/A | USD/teraBtu | us | us | 121357986997.401
commercial air conditioning | Reference Commercial Air Source Heat Pump - Cooling (with flex cost) | 2027 | FIXED_OM | NEW | N/A | USD/teraBtu | us | us | 787835250.5312
commercial air conditioning | Reference Commercial Air Source Heat Pump - Cooling (with flex cost) | 2027 | FIXED_OM | REPLACEMENT | N/A | USD/teraBtu | us | us | 787835250.5312
commercial air conditioning | Reference Commercial Air Source Heat Pump - Cooling (with flex cost) | 2027 | INSTALLATION | NEW | N/A | USD/teraBtu | us | us | 8778735648.7764
commercial air conditioning | Reference Commercial Air Source Heat Pump - Cooling (with flex cost) | 2028 | CAPITAL | NEW | N/A | USD/teraBtu | us | us | 121357986997.401
commercial air conditioning | Reference Commercial Air Source Heat Pump - Cooling (with flex cost) | 2028 | CAPITAL | REPLACEMENT | N/A | USD/teraBtu | us | us | 121357986997.401
commercial air conditioning | Reference Commercial Air Source Heat Pump - Cooling (with flex cost) | 2028 | FIXED_OM | NEW | N/A | USD/teraBtu | us | us | 787835250.5312
commercial air conditioning | Reference Commercial Air Source Heat Pump - Cooling (with flex cost) | 2028 | FIXED_OM | REPLACEMENT | N/A | USD/teraBtu | us | us | 787835250.5312
commercial air conditioning | Reference Commercial Air Source Heat Pump - Cooling (with flex cost) | 2028 | INSTALLATION | NEW | N/A | USD/teraBtu | us | us | 8778735648.7764
commercial air conditioning | Reference Commercial Air Source Heat Pump - Cooling (with flex cost) | 2029 | CAPITAL | NEW | N/A | USD/teraBtu | us | us | 121357986997.401
commercial air conditioning | Reference Commercial Air Source Heat Pump - Cooling (with flex cost) | 2029 | CAPITAL | REPLACEMENT | N/A | USD/teraBtu | us | us | 121357986997.401
commercial air conditioning | Reference Commercial Air Source Heat Pump - Cooling (with flex cost) | 2029 | FIXED_OM | NEW | N/A | USD/teraBtu | us | us | 787835250.5312
commercial air conditioning | Reference Commercial Air Source Heat Pump - Cooling (with flex cost) | 2029 | FIXED_OM | REPLACEMENT | N/A | USD/teraBtu | us | us | 787835250.5312
commercial air conditioning | Reference Commercial Air Source Heat Pump - Cooling (with flex cost) | 2029 | INSTALLATION | NEW | N/A | USD/teraBtu | us | us | 8778735648.7764
commercial air conditioning | Reference Commercial Air Source Heat Pump - Cooling (with flex cost) | 2030 | CAPITAL | NEW | N/A | USD/teraBtu | us | us | 121357986997.401
commercial air conditioning | Reference Commercial Air Source Heat Pump - Cooling (with flex cost) | 2030 | CAPITAL | REPLACEMENT | N/A | USD/teraBtu | us | us | 121357986997.401
commercial air conditioning | Reference Commercial Air Source Heat Pump - Cooling (with flex cost) | 2030 | FIXED_OM | NEW | N/A | USD/teraBtu | us | us | 787835250.5312
commercial air conditioning | Reference Commercial Air Source Heat Pump - Cooling (with flex cost) | 2030 | FIXED_OM | REPLACEMENT | N/A | USD/teraBtu | us | us | 787835250.5312
commercial air conditioning | Reference Commercial Air Source Heat Pump - Cooling (with flex cost) | 2030 | INSTALLATION | NEW | N/A | USD/teraBtu | us | us | 8778735648.7764
commercial air conditioning | Reference Commercial Air Source Heat Pump - Cooling (with flex cost) | 2031 | CAPITAL | NEW | N/A | USD/teraBtu | us | us | 121357986997.401
commercial air conditioning | Reference Commercial Air Source Heat Pump - Cooling (with flex cost) | 2031 | CAPITAL | REPLACEMENT | N/A | USD/teraBtu | us | us | 121357986997.401
commercial air conditioning | Reference Commercial Air Source Heat Pump - Cooling (with flex cost) | 2031 | FIXED_OM | NEW | N/A | USD/teraBtu | us | us | 787835250.5312
commercial air conditioning | Reference Commercial Air Source Heat Pump - Cooling (with flex cost) | 2031 | FIXED_OM | REPLACEMENT | N/A | USD/teraBtu | us | us | 787835250.5312
commercial air conditioning | Reference Commercial Air Source Heat Pump - Cooling (with flex cost) | 2031 | INSTALLATION | NEW | N/A | USD/teraBtu | us | us | 8778735648.7764
commercial air conditioning | Reference Commercial Air Source Heat Pump - Cooling (with flex cost) | 2032 | CAPITAL | NEW | N/A | USD/teraBtu | us | us | 121357986997.401
commercial air conditioning | Reference Commercial Air Source Heat Pump - Cooling (with flex cost) | 2032 | CAPITAL | REPLACEMENT | N/A | USD/teraBtu | us | us | 121357986997.401
commercial air conditioning | Reference Commercial Air Source Heat Pump - Cooling (with flex cost) | 2032 | FIXED_OM | NEW | N/A | USD/teraBtu | us | us | 787835250.5312
commercial air conditioning | Reference Commercial Air Source Heat Pump - Cooling (with flex cost) | 2032 | FIXED_OM | REPLACEMENT | N/A | USD/teraBtu | us | us | 787835250.5312
commercial air conditioning | Reference Commercial Air Source Heat Pump - Cooling (with flex cost) | 2032 | INSTALLATION | NEW | N/A | USD/teraBtu | us | us | 8778735648.7764
commercial air conditioning | Reference Commercial Air Source Heat Pump - Cooling (with flex cost) | 2033 | CAPITAL | NEW | N/A | USD/teraBtu | us | us | 121357986997.401
commercial air conditioning | Reference Commercial Air Source Heat Pump - Cooling (with flex cost) | 2033 | CAPITAL | REPLACEMENT | N/A | USD/teraBtu | us | us | 121357986997.401
commercial air conditioning | Reference Commercial Air Source Heat Pump - Cooling (with flex cost) | 2033 | FIXED_OM | NEW | N/A | USD/teraBtu | us | us | 787835250.5312
commercial air conditioning | Reference Commercial Air Source Heat Pump - Cooling (with flex cost) | 2033 | FIXED_OM | REPLACEMENT | N/A | USD/teraBtu | us | us | 787835250.5312
commercial air conditioning | Reference Commercial Air Source Heat Pump - Cooling (with flex cost) | 2033 | INSTALLATION | NEW | N/A | USD/teraBtu | us | us | 8778735648.7764
commercial air conditioning | Reference Commercial Air Source Heat Pump - Cooling (with flex cost) | 2034 | CAPITAL | NEW | N/A | USD/teraBtu | us | us | 121357986997.401
commercial air conditioning | Reference Commercial Air Source Heat Pump - Cooling (with flex cost) | 2034 | CAPITAL | REPLACEMENT | N/A | USD/teraBtu | us | us | 121357986997.401
commercial air conditioning | Reference Commercial Air Source Heat Pump - Cooling (with flex cost) | 2034 | FIXED_OM | NEW | N/A | USD/teraBtu | us | us | 787835250.5312
commercial air conditioning | Reference Commercial Air Source Heat Pump - Cooling (with flex cost) | 2034 | FIXED_OM | REPLACEMENT | N/A | USD/teraBtu | us | us | 787835250.5312
commercial air conditioning | Reference Commercial Air Source Heat Pump - Cooling (with flex cost) | 2034 | INSTALLATION | NEW | N/A | USD/teraBtu | us | us | 8778735648.7764
commercial air conditioning | Reference Commercial Air Source Heat Pump - Cooling (with flex cost) | 2035 | CAPITAL | NEW | N/A | USD/teraBtu | us | us | 121357986997.401
commercial air conditioning | Reference Commercial Air Source Heat Pump - Cooling (with flex cost) | 2035 | CAPITAL | REPLACEMENT | N/A | USD/teraBtu | us | us | 121357986997.401
commercial air conditioning | Reference Commercial Air Source Heat Pump - Cooling (with flex cost) | 2035 | FIXED_OM | NEW | N/A | USD/teraBtu | us | us | 787835250.5312
commercial air conditioning | Reference Commercial Air Source Heat Pump - Cooling (with flex cost) | 2035 | FIXED_OM | REPLACEMENT | N/A | USD/teraBtu | us | us | 787835250.5312
commercial air conditioning | Reference Commercial Air Source Heat Pump - Cooling (with flex cost) | 2035 | INSTALLATION | NEW | N/A | USD/teraBtu | us | us | 8778735648.7764
commercial air conditioning | Reference Commercial Air Source Heat Pump - Cooling (with flex cost) | 2036 | CAPITAL | NEW | N/A | USD/teraBtu | us | us | 121357986997.401
commercial air conditioning | Reference Commercial Air Source Heat Pump - Cooling (with flex cost) | 2036 | CAPITAL | REPLACEMENT | N/A | USD/teraBtu | us | us | 121357986997.401
commercial air conditioning | Reference Commercial Air Source Heat Pump - Cooling (with flex cost) | 2036 | FIXED_OM | NEW | N/A | USD/teraBtu | us | us | 787835250.5312
commercial air conditioning | Reference Commercial Air Source Heat Pump - Cooling (with flex cost) | 2036 | FIXED_OM | REPLACEMENT | N/A | USD/teraBtu | us | us | 787835250.5312
commercial air conditioning | Reference Commercial Air Source Heat Pump - Cooling (with flex cost) | 2036 | INSTALLATION | NEW | N/A | USD/teraBtu | us | us | 8778735648.7764
commercial air conditioning | Reference Commercial Air Source Heat Pump - Cooling (with flex cost) | 2037 | CAPITAL | NEW | N/A | USD/teraBtu | us | us | 121357986997.401
commercial air conditioning | Reference Commercial Air Source Heat Pump - Cooling (with flex cost) | 2037 | CAPITAL | REPLACEMENT | N/A | USD/teraBtu | us | us | 121357986997.401
commercial air conditioning | Reference Commercial Air Source Heat Pump - Cooling (with flex cost) | 2037 | FIXED_OM | NEW | N/A | USD/teraBtu | us | us | 787835250.5312
commercial air conditioning | Reference Commercial Air Source Heat Pump - Cooling (with flex cost) | 2037 | FIXED_OM | REPLACEMENT | N/A | USD/teraBtu | us | us | 787835250.5312
commercial air conditioning | Reference Commercial Air Source Heat Pump - Cooling (with flex cost) | 2037 | INSTALLATION | NEW | N/A | USD/teraBtu | us | us | 8778735648.7764
commercial air conditioning | Reference Commercial Air Source Heat Pump - Cooling (with flex cost) | 2038 | CAPITAL | NEW | N/A | USD/teraBtu | us | us | 121357986997.401
commercial air conditioning | Reference Commercial Air Source Heat Pump - Cooling (with flex cost) | 2038 | CAPITAL | REPLACEMENT | N/A | USD/teraBtu | us | us | 121357986997.401
commercial air conditioning | Reference Commercial Air Source Heat Pump - Cooling (with flex cost) | 2038 | FIXED_OM | NEW | N/A | USD/teraBtu | us | us | 787835250.5312
commercial air conditioning | Reference Commercial Air Source Heat Pump - Cooling (with flex cost) | 2038 | FIXED_OM | REPLACEMENT | N/A | USD/teraBtu | us | us | 787835250.5312
commercial air conditioning | Reference Commercial Air Source Heat Pump - Cooling (with flex cost) | 2038 | INSTALLATION | NEW | N/A | USD/teraBtu | us | us | 8778735648.7764
commercial air conditioning | Reference Commercial Air Source Heat Pump - Cooling (with flex cost) | 2039 | CAPITAL | NEW | N/A | USD/teraBtu | us | us | 121357986997.401
commercial air conditioning | Reference Commercial Air Source Heat Pump - Cooling (with flex cost) | 2039 | CAPITAL | REPLACEMENT | N/A | USD/teraBtu | us | us | 121357986997.401
commercial air conditioning | Reference Commercial Air Source Heat Pump - Cooling (with flex cost) | 2039 | FIXED_OM | NEW | N/A | USD/teraBtu | us | us | 787835250.5312
commercial air conditioning | Reference Commercial Air Source Heat Pump - Cooling (with flex cost) | 2039 | FIXED_OM | REPLACEMENT | N/A | USD/teraBtu | us | us | 787835250.5312
commercial air conditioning | Reference Commercial Air Source Heat Pump - Cooling (with flex cost) | 2039 | INSTALLATION | NEW | N/A | USD/teraBtu | us | us | 8778735648.7764
commercial air conditioning | Reference Commercial Air Source Heat Pump - Cooling (with flex cost) | 2040 | CAPITAL | NEW | N/A | USD/teraBtu | us | us | 121357986997.401
commercial air conditioning | Reference Commercial Air Source Heat Pump - Cooling (with flex cost) | 2040 | CAPITAL | REPLACEMENT | N/A | USD/teraBtu | us | us | 121357986997.401
commercial air conditioning | Reference Commercial Air Source Heat Pump - Cooling (with flex cost) | 2040 | FIXED_OM | NEW | N/A | USD/teraBtu | us | us | 787835250.5312
commercial air conditioning | Reference Commercial Air Source Heat Pump - Cooling (with flex cost) | 2040 | FIXED_OM | REPLACEMENT | N/A | USD/teraBtu | us | us | 787835250.5312
commercial air conditioning | Reference Commercial Air Source Heat Pump - Cooling (with flex cost) | 2040 | INSTALLATION | NEW | N/A | USD/teraBtu | us | us | 8778735648.7764
commercial air conditioning | Reference Commercial Air Source Heat Pump - Cooling (with flex cost) | 2041 | CAPITAL | NEW | N/A | USD/teraBtu | us | us | 121357986997.401
commercial air conditioning | Reference Commercial Air Source Heat Pump - Cooling (with flex cost) | 2041 | CAPITAL | REPLACEMENT | N/A | USD/teraBtu | us | us | 121357986997.401
commercial air conditioning | Reference Commercial Air Source Heat Pump - Cooling (with flex cost) | 2041 | FIXED_OM | NEW | N/A | USD/teraBtu | us | us | 787835250.5312
commercial air conditioning | Reference Commercial Air Source Heat Pump - Cooling (with flex cost) | 2041 | FIXED_OM | REPLACEMENT | N/A | USD/teraBtu | us | us | 787835250.5312
commercial air conditioning | Reference Commercial Air Source Heat Pump - Cooling (with flex cost) | 2041 | INSTALLATION | NEW | N/A | USD/teraBtu | us | us | 8778735648.7764
commercial air conditioning | Reference Commercial Air Source Heat Pump - Cooling (with flex cost) | 2042 | CAPITAL | NEW | N/A | USD/teraBtu | us | us | 121357986997.401
commercial air conditioning | Reference Commercial Air Source Heat Pump - Cooling (with flex cost) | 2042 | CAPITAL | REPLACEMENT | N/A | USD/teraBtu | us | us | 121357986997.401
commercial air conditioning | Reference Commercial Air Source Heat Pump - Cooling (with flex cost) | 2042 | FIXED_OM | NEW | N/A | USD/teraBtu | us | us | 787835250.5312
commercial air conditioning | Reference Commercial Air Source Heat Pump - Cooling (with flex cost) | 2042 | FIXED_OM | REPLACEMENT | N/A | USD/teraBtu | us | us | 787835250.5312
commercial air conditioning | Reference Commercial Air Source Heat Pump - Cooling (with flex cost) | 2042 | INSTALLATION | NEW | N/A | USD/teraBtu | us | us | 8778735648.7764
commercial air conditioning | Reference Commercial Air Source Heat Pump - Cooling (with flex cost) | 2043 | CAPITAL | NEW | N/A | USD/teraBtu | us | us | 121357986997.401
commercial air conditioning | Reference Commercial Air Source Heat Pump - Cooling (with flex cost) | 2043 | CAPITAL | REPLACEMENT | N/A | USD/teraBtu | us | us | 121357986997.401
commercial air conditioning | Reference Commercial Air Source Heat Pump - Cooling (with flex cost) | 2043 | FIXED_OM | NEW | N/A | USD/teraBtu | us | us | 787835250.5312
commercial air conditioning | Reference Commercial Air Source Heat Pump - Cooling (with flex cost) | 2043 | FIXED_OM | REPLACEMENT | N/A | USD/teraBtu | us | us | 787835250.5312
commercial air conditioning | Reference Commercial Air Source Heat Pump - Cooling (with flex cost) | 2043 | INSTALLATION | NEW | N/A | USD/teraBtu | us | us | 8778735648.7764
commercial air conditioning | Reference Commercial Air Source Heat Pump - Cooling (with flex cost) | 2044 | CAPITAL | NEW | N/A | USD/teraBtu | us | us | 121357986997.401
commercial air conditioning | Reference Commercial Air Source Heat Pump - Cooling (with flex cost) | 2044 | CAPITAL | REPLACEMENT | N/A | USD/teraBtu | us | us | 121357986997.401
commercial air conditioning | Reference Commercial Air Source Heat Pump - Cooling (with flex cost) | 2044 | FIXED_OM | NEW | N/A | USD/teraBtu | us | us | 787835250.5312
commercial air conditioning | Reference Commercial Air Source Heat Pump - Cooling (with flex cost) | 2044 | FIXED_OM | REPLACEMENT | N/A | USD/teraBtu | us | us | 787835250.5312
commercial air conditioning | Reference Commercial Air Source Heat Pump - Cooling (with flex cost) | 2044 | INSTALLATION | NEW | N/A | USD/teraBtu | us | us | 8778735648.7764
commercial air conditioning | Reference Commercial Air Source Heat Pump - Cooling (with flex cost) | 2045 | CAPITAL | NEW | N/A | USD/teraBtu | us | us | 121357986997.401
commercial air conditioning | Reference Commercial Air Source Heat Pump - Cooling (with flex cost) | 2045 | CAPITAL | REPLACEMENT | N/A | USD/teraBtu | us | us | 121357986997.401
commercial air conditioning | Reference Commercial Air Source Heat Pump - Cooling (with flex cost) | 2045 | FIXED_OM | NEW | N/A | USD/teraBtu | us | us | 787835250.5312
commercial air conditioning | Reference Commercial Air Source Heat Pump - Cooling (with flex cost) | 2045 | FIXED_OM | REPLACEMENT | N/A | USD/teraBtu | us | us | 787835250.5312
commercial air conditioning | Reference Commercial Air Source Heat Pump - Cooling (with flex cost) | 2045 | INSTALLATION | NEW | N/A | USD/teraBtu | us | us | 8778735648.7764
commercial air conditioning | Reference Commercial Air Source Heat Pump - Cooling (with flex cost) | 2046 | CAPITAL | NEW | N/A | USD/teraBtu | us | us | 121357986997.401
commercial air conditioning | Reference Commercial Air Source Heat Pump - Cooling (with flex cost) | 2046 | CAPITAL | REPLACEMENT | N/A | USD/teraBtu | us | us | 121357986997.401
commercial air conditioning | Reference Commercial Air Source Heat Pump - Cooling (with flex cost) | 2046 | FIXED_OM | NEW | N/A | USD/teraBtu | us | us | 787835250.5312
commercial air conditioning | Reference Commercial Air Source Heat Pump - Cooling (with flex cost) | 2046 | FIXED_OM | REPLACEMENT | N/A | USD/teraBtu | us | us | 787835250.5312
commercial air conditioning | Reference Commercial Air Source Heat Pump - Cooling (with flex cost) | 2046 | INSTALLATION | NEW | N/A | USD/teraBtu | us | us | 8778735648.7764
commercial air conditioning | Reference Commercial Air Source Heat Pump - Cooling (with flex cost) | 2047 | CAPITAL | NEW | N/A | USD/teraBtu | us | us | 121357986997.401
commercial air conditioning | Reference Commercial Air Source Heat Pump - Cooling (with flex cost) | 2047 | CAPITAL | REPLACEMENT | N/A | USD/teraBtu | us | us | 121357986997.401
commercial air conditioning | Reference Commercial Air Source Heat Pump - Cooling (with flex cost) | 2047 | FIXED_OM | NEW | N/A | USD/teraBtu | us | us | 787835250.5312
commercial air conditioning | Reference Commercial Air Source Heat Pump - Cooling (with flex cost) | 2047 | FIXED_OM | REPLACEMENT | N/A | USD/teraBtu | us | us | 787835250.5312
commercial air conditioning | Reference Commercial Air Source Heat Pump - Cooling (with flex cost) | 2047 | INSTALLATION | NEW | N/A | USD/teraBtu | us | us | 8778735648.7764
commercial air conditioning | Reference Commercial Air Source Heat Pump - Cooling (with flex cost) | 2048 | CAPITAL | NEW | N/A | USD/teraBtu | us | us | 121357986997.401
commercial air conditioning | Reference Commercial Air Source Heat Pump - Cooling (with flex cost) | 2048 | CAPITAL | REPLACEMENT | N/A | USD/teraBtu | us | us | 121357986997.401
commercial air conditioning | Reference Commercial Air Source Heat Pump - Cooling (with flex cost) | 2048 | FIXED_OM | NEW | N/A | USD/teraBtu | us | us | 787835250.5312
commercial air conditioning | Reference Commercial Air Source Heat Pump - Cooling (with flex cost) | 2048 | FIXED_OM | REPLACEMENT | N/A | USD/teraBtu | us | us | 787835250.5312
commercial air conditioning | Reference Commercial Air Source Heat Pump - Cooling (with flex cost) | 2048 | INSTALLATION | NEW | N/A | USD/teraBtu | us | us | 8778735648.7764
commercial air conditioning | Reference Commercial Air Source Heat Pump - Cooling (with flex cost) | 2049 | CAPITAL | NEW | N/A | USD/teraBtu | us | us | 121357986997.401
commercial air conditioning | Reference Commercial Air Source Heat Pump - Cooling (with flex cost) | 2049 | CAPITAL | REPLACEMENT | N/A | USD/teraBtu | us | us | 121357986997.401
commercial air conditioning | Reference Commercial Air Source Heat Pump - Cooling (with flex cost) | 2049 | FIXED_OM | NEW | N/A | USD/teraBtu | us | us | 787835250.5312
commercial air conditioning | Reference Commercial Air Source Heat Pump - Cooling (with flex cost) | 2049 | FIXED_OM | REPLACEMENT | N/A | USD/teraBtu | us | us | 787835250.5312
commercial air conditioning | Reference Commercial Air Source Heat Pump - Cooling (with flex cost) | 2049 | INSTALLATION | NEW | N/A | USD/teraBtu | us | us | 8778735648.7764
commercial air conditioning | Reference Commercial Air Source Heat Pump - Cooling (with flex cost) | 2050 | CAPITAL | NEW | N/A | USD/teraBtu | us | us | 121357986997.401
commercial air conditioning | Reference Commercial Air Source Heat Pump - Cooling (with flex cost) | 2050 | CAPITAL | REPLACEMENT | N/A | USD/teraBtu | us | us | 121357986997.401
commercial air conditioning | Reference Commercial Air Source Heat Pump - Cooling (with flex cost) | 2050 | FIXED_OM | NEW | N/A | USD/teraBtu | us | us | 787835250.5312
commercial air conditioning | Reference Commercial Air Source Heat Pump - Cooling (with flex cost) | 2050 | FIXED_OM | REPLACEMENT | N/A | USD/teraBtu | us | us | 787835250.5312
commercial air conditioning | Reference Commercial Air Source Heat Pump - Cooling (with flex cost) | 2050 | INSTALLATION | NEW | N/A | USD/teraBtu | us | us | 8778735648.7764
commercial air conditioning | Reference Commercial Central Air Conditioner | 2020 | CAPITAL | NEW | N/A | USD/teraBtu | us | us | 61633369939.5167
commercial air conditioning | Reference Commercial Central Air Conditioner | 2020 | CAPITAL | REPLACEMENT | N/A | USD/teraBtu | us | us | 61633369939.5167
commercial air conditioning | Reference Commercial Central Air Conditioner | 2020 | FIXED_OM | NEW | N/A | USD/teraBtu | us | us | 2261676705.6066
commercial air conditioning | Reference Commercial Central Air Conditioner | 2020 | FIXED_OM | REPLACEMENT | N/A | USD/teraBtu | us | us | 2261676705.6066
commercial air conditioning | Reference Commercial Central Air Conditioner | 2020 | INSTALLATION | NEW | N/A | USD/teraBtu | us | us | 61633369939.5167
commercial air conditioning | Reference Commercial Central Air Conditioner | 2020 | INSTALLATION | REPLACEMENT | N/A | USD/teraBtu | us | us | 61633369939.5167
commercial air conditioning | Reference Commercial Central Air Conditioner | 2021 | CAPITAL | NEW | N/A | USD/teraBtu | us | us | 61901341113.1668
commercial air conditioning | Reference Commercial Central Air Conditioner | 2021 | CAPITAL | REPLACEMENT | N/A | USD/teraBtu | us | us | 61901341113.1668
commercial air conditioning | Reference Commercial Central Air Conditioner | 2021 | FIXED_OM | NEW | N/A | USD/teraBtu | us | us | 2261676705.6066
commercial air conditioning | Reference Commercial Central Air Conditioner | 2021 | FIXED_OM | REPLACEMENT | N/A | USD/teraBtu | us | us | 2261676705.6066
commercial air conditioning | Reference Commercial Central Air Conditioner | 2021 | INSTALLATION | NEW | N/A | USD/teraBtu | us | us | 61901341113.1668
commercial air conditioning | Reference Commercial Central Air Conditioner | 2021 | INSTALLATION | REPLACEMENT | N/A | USD/teraBtu | us | us | 61901341113.1668
commercial air conditioning | Reference Commercial Central Air Conditioner | 2022 | CAPITAL | NEW | N/A | USD/teraBtu | us | us | 62169312286.8168
commercial air conditioning | Reference Commercial Central Air Conditioner | 2022 | CAPITAL | REPLACEMENT | N/A | USD/teraBtu | us | us | 62169312286.8168
commercial air conditioning | Reference Commercial Central Air Conditioner | 2022 | FIXED_OM | NEW | N/A | USD/teraBtu | us | us | 2261676705.6066
commercial air conditioning | Reference Commercial Central Air Conditioner | 2022 | FIXED_OM | REPLACEMENT | N/A | USD/teraBtu | us | us | 2261676705.6066
commercial air conditioning | Reference Commercial Central Air Conditioner | 2022 | INSTALLATION | NEW | N/A | USD/teraBtu | us | us | 62169312286.8168
commercial air conditioning | Reference Commercial Central Air Conditioner | 2022 | INSTALLATION | REPLACEMENT | N/A | USD/teraBtu | us | us | 62169312286.8168
commercial air conditioning | Reference Commercial Central Air Conditioner | 2023 | CAPITAL | NEW | N/A | USD/teraBtu | us | us | 62437283460.4669
commercial air conditioning | Reference Commercial Central Air Conditioner | 2023 | CAPITAL | REPLACEMENT | N/A | USD/teraBtu | us | us | 62437283460.4669
commercial air conditioning | Reference Commercial Central Air Conditioner | 2023 | FIXED_OM | NEW | N/A | USD/teraBtu | us | us | 2261676705.6066
commercial air conditioning | Reference Commercial Central Air Conditioner | 2023 | FIXED_OM | REPLACEMENT | N/A | USD/teraBtu | us | us | 2261676705.6066
commercial air conditioning | Reference Commercial Central Air Conditioner | 2023 | INSTALLATION | NEW | N/A | USD/teraBtu | us | us | 62437283460.4669
commercial air conditioning | Reference Commercial Central Air Conditioner | 2023 | INSTALLATION | REPLACEMENT | N/A | USD/teraBtu | us | us | 62437283460.4669
commercial air conditioning | Reference Commercial Central Air Conditioner | 2024 | CAPITAL | NEW | N/A | USD/teraBtu | us | us | 62705254634.117
commercial air conditioning | Reference Commercial Central Air Conditioner | 2024 | CAPITAL | REPLACEMENT | N/A | USD/teraBtu | us | us | 62705254634.117
commercial air conditioning | Reference Commercial Central Air Conditioner | 2024 | FIXED_OM | NEW | N/A | USD/teraBtu | us | us | 2261676705.6066
commercial air conditioning | Reference Commercial Central Air Conditioner | 2024 | FIXED_OM | REPLACEMENT | N/A | USD/teraBtu | us | us | 2261676705.6066
commercial air conditioning | Reference Commercial Central Air Conditioner | 2024 | INSTALLATION | NEW | N/A | USD/teraBtu | us | us | 62705254634.117
commercial air conditioning | Reference Commercial Central Air Conditioner | 2024 | INSTALLATION | REPLACEMENT | N/A | USD/teraBtu | us | us | 62705254634.117
commercial air conditioning | Reference Commercial Central Air Conditioner | 2025 | CAPITAL | NEW | N/A | USD/teraBtu | us | us | 62973225807.7671
commercial air conditioning | Reference Commercial Central Air Conditioner | 2025 | CAPITAL | REPLACEMENT | N/A | USD/teraBtu | us | us | 62973225807.7671
commercial air conditioning | Reference Commercial Central Air Conditioner | 2025 | FIXED_OM | NEW | N/A | USD/teraBtu | us | us | 2261676705.6066
commercial air conditioning | Reference Commercial Central Air Conditioner | 2025 | FIXED_OM | REPLACEMENT | N/A | USD/teraBtu | us | us | 2261676705.6066
commercial air conditioning | Reference Commercial Central Air Conditioner | 2025 | INSTALLATION | NEW | N/A | USD/teraBtu | us | us | 62973225807.7671
commercial air conditioning | Reference Commercial Central Air Conditioner | 2025 | INSTALLATION | REPLACEMENT | N/A | USD/teraBtu | us | us | 62973225807.7671
commercial air conditioning | Reference Commercial Central Air Conditioner | 2026 | CAPITAL | NEW | N/A | USD/teraBtu | us | us | 63241196981.4172
commercial air conditioning | Reference Commercial Central Air Conditioner | 2026 | CAPITAL | REPLACEMENT | N/A | USD/teraBtu | us | us | 63241196981.4172
commercial air conditioning | Reference Commercial Central Air Conditioner | 2026 | FIXED_OM | NEW | N/A | USD/teraBtu | us | us | 2261676705.6066
commercial air conditioning | Reference Commercial Central Air Conditioner | 2026 | FIXED_OM | REPLACEMENT | N/A | USD/teraBtu | us | us | 2261676705.6066
commercial air conditioning | Reference Commercial Central Air Conditioner | 2026 | INSTALLATION | NEW | N/A | USD/teraBtu | us | us | 63241196981.4172
commercial air conditioning | Reference Commercial Central Air Conditioner | 2026 | INSTALLATION | REPLACEMENT | N/A | USD/teraBtu | us | us | 63241196981.4172
commercial air conditioning | Reference Commercial Central Air Conditioner | 2027 | CAPITAL | NEW | N/A | USD/teraBtu | us | us | 63509168155.0672
commercial air conditioning | Reference Commercial Central Air Conditioner | 2027 | CAPITAL | REPLACEMENT | N/A | USD/teraBtu | us | us | 63509168155.0672
commercial air conditioning | Reference Commercial Central Air Conditioner | 2027 | FIXED_OM | NEW | N/A | USD/teraBtu | us | us | 2261676705.6066
commercial air conditioning | Reference Commercial Central Air Conditioner | 2027 | FIXED_OM | REPLACEMENT | N/A | USD/teraBtu | us | us | 2261676705.6066
commercial air conditioning | Reference Commercial Central Air Conditioner | 2027 | INSTALLATION | NEW | N/A | USD/teraBtu | us | us | 63509168155.0672
commercial air conditioning | Reference Commercial Central Air Conditioner | 2027 | INSTALLATION | REPLACEMENT | N/A | USD/teraBtu | us | us | 63509168155.0672
commercial air conditioning | Reference Commercial Central Air Conditioner | 2028 | CAPITAL | NEW | N/A | USD/teraBtu | us | us | 63777139328.7173
commercial air conditioning | Reference Commercial Central Air Conditioner | 2028 | CAPITAL | REPLACEMENT | N/A | USD/teraBtu | us | us | 63777139328.7173
commercial air conditioning | Reference Commercial Central Air Conditioner | 2028 | FIXED_OM | NEW | N/A | USD/teraBtu | us | us | 2261676705.6066
commercial air conditioning | Reference Commercial Central Air Conditioner | 2028 | FIXED_OM | REPLACEMENT | N/A | USD/teraBtu | us | us | 2261676705.6066
commercial air conditioning | Reference Commercial Central Air Conditioner | 2028 | INSTALLATION | NEW | N/A | USD/teraBtu | us | us | 63777139328.7173
commercial air conditioning | Reference Commercial Central Air Conditioner | 2028 | INSTALLATION | REPLACEMENT | N/A | USD/teraBtu | us | us | 63777139328.7173
commercial air conditioning | Reference Commercial Central Air Conditioner | 2029 | CAPITAL | NEW | N/A | USD/teraBtu | us | us | 64045110502.3674
commercial air conditioning | Reference Commercial Central Air Conditioner | 2029 | CAPITAL | REPLACEMENT | N/A | USD/teraBtu | us | us | 64045110502.3674
commercial air conditioning | Reference Commercial Central Air Conditioner | 2029 | FIXED_OM | NEW | N/A | USD/teraBtu | us | us | 2261676705.6066
commercial air conditioning | Reference Commercial Central Air Conditioner | 2029 | FIXED_OM | REPLACEMENT | N/A | USD/teraBtu | us | us | 2261676705.6066
commercial air conditioning | Reference Commercial Central Air Conditioner | 2029 | INSTALLATION | NEW | N/A | USD/teraBtu | us | us | 64045110502.3674
commercial air conditioning | Reference Commercial Central Air Conditioner | 2029 | INSTALLATION | REPLACEMENT | N/A | USD/teraBtu | us | us | 64045110502.3674
commercial air conditioning | Reference Commercial Central Air Conditioner | 2030 | CAPITAL | NEW | N/A | USD/teraBtu | us | us | 64313081676.0174
commercial air conditioning | Reference Commercial Central Air Conditioner | 2030 | CAPITAL | REPLACEMENT | N/A | USD/teraBtu | us | us | 64313081676.0174
commercial air conditioning | Reference Commercial Central Air Conditioner | 2030 | FIXED_OM | NEW | N/A | USD/teraBtu | us | us | 2261676705.6066
commercial air conditioning | Reference Commercial Central Air Conditioner | 2030 | FIXED_OM | REPLACEMENT | N/A | USD/teraBtu | us | us | 2261676705.6066
commercial air conditioning | Reference Commercial Central Air Conditioner | 2030 | INSTALLATION | NEW | N/A | USD/teraBtu | us | us | 64313081676.0174
commercial air conditioning | Reference Commercial Central Air Conditioner | 2030 | INSTALLATION | REPLACEMENT | N/A | USD/teraBtu | us | us | 64313081676.0174
commercial air conditioning | Reference Commercial Central Air Conditioner | 2031 | CAPITAL | NEW | N/A | USD/teraBtu | us | us | 64313081676.0174
commercial air conditioning | Reference Commercial Central Air Conditioner | 2031 | CAPITAL | REPLACEMENT | N/A | USD/teraBtu | us | us | 64313081676.0174
commercial air conditioning | Reference Commercial Central Air Conditioner | 2031 | FIXED_OM | NEW | N/A | USD/teraBtu | us | us | 2261676705.6066
commercial air conditioning | Reference Commercial Central Air Conditioner | 2031 | FIXED_OM | REPLACEMENT | N/A | USD/teraBtu | us | us | 2261676705.6066
commercial air conditioning | Reference Commercial Central Air Conditioner | 2031 | INSTALLATION | NEW | N/A | USD/teraBtu | us | us | 64313081676.0174
commercial air conditioning | Reference Commercial Central Air Conditioner | 2031 | INSTALLATION | REPLACEMENT | N/A | USD/teraBtu | us | us | 64313081676.0174
commercial air conditioning | Reference Commercial Central Air Conditioner | 2032 | CAPITAL | NEW | N/A | USD/teraBtu | us | us | 64313081676.0174
commercial air conditioning | Reference Commercial Central Air Conditioner | 2032 | CAPITAL | REPLACEMENT | N/A | USD/teraBtu | us | us | 64313081676.0174
commercial air conditioning | Reference Commercial Central Air Conditioner | 2032 | FIXED_OM | NEW | N/A | USD/teraBtu | us | us | 2261676705.6066
commercial air conditioning | Reference Commercial Central Air Conditioner | 2032 | FIXED_OM | REPLACEMENT | N/A | USD/teraBtu | us | us | 2261676705.6066
commercial air conditioning | Reference Commercial Central Air Conditioner | 2032 | INSTALLATION | NEW | N/A | USD/teraBtu | us | us | 64313081676.0174
commercial air conditioning | Reference Commercial Central Air Conditioner | 2032 | INSTALLATION | REPLACEMENT | N/A | USD/teraBtu | us | us | 64313081676.0174
commercial air conditioning | Reference Commercial Central Air Conditioner | 2033 | CAPITAL | NEW | N/A | USD/teraBtu | us | us | 64313081676.0174
commercial air conditioning | Reference Commercial Central Air Conditioner | 2033 | CAPITAL | REPLACEMENT | N/A | USD/teraBtu | us | us | 64313081676.0174
commercial air conditioning | Reference Commercial Central Air Conditioner | 2033 | FIXED_OM | NEW | N/A | USD/teraBtu | us | us | 2261676705.6066
commercial air conditioning | Reference Commercial Central Air Conditioner | 2033 | FIXED_OM | REPLACEMENT | N/A | USD/teraBtu | us | us | 2261676705.6066
commercial air conditioning | Reference Commercial Central Air Conditioner | 2033 | INSTALLATION | NEW | N/A | USD/teraBtu | us | us | 64313081676.0174
commercial air conditioning | Reference Commercial Central Air Conditioner | 2033 | INSTALLATION | REPLACEMENT | N/A | USD/teraBtu | us | us | 64313081676.0174
commercial air conditioning | Reference Commercial Central Air Conditioner | 2034 | CAPITAL | NEW | N/A | USD/teraBtu | us | us | 64313081676.0174
commercial air conditioning | Reference Commercial Central Air Conditioner | 2034 | CAPITAL | REPLACEMENT | N/A | USD/teraBtu | us | us | 64313081676.0174
commercial air conditioning | Reference Commercial Central Air Conditioner | 2034 | FIXED_OM | NEW | N/A | USD/teraBtu | us | us | 2261676705.6066
commercial air conditioning | Reference Commercial Central Air Conditioner | 2034 | FIXED_OM | REPLACEMENT | N/A | USD/teraBtu | us | us | 2261676705.6066
commercial air conditioning | Reference Commercial Central Air Conditioner | 2034 | INSTALLATION | NEW | N/A | USD/teraBtu | us | us | 64313081676.0174
commercial air conditioning | Reference Commercial Central Air Conditioner | 2034 | INSTALLATION | REPLACEMENT | N/A | USD/teraBtu | us | us | 64313081676.0174
commercial air conditioning | Reference Commercial Central Air Conditioner | 2035 | CAPITAL | NEW | N/A | USD/teraBtu | us | us | 64313081676.0174
commercial air conditioning | Reference Commercial Central Air Conditioner | 2035 | CAPITAL | REPLACEMENT | N/A | USD/teraBtu | us | us | 64313081676.0174
commercial air conditioning | Reference Commercial Central Air Conditioner | 2035 | FIXED_OM | NEW | N/A | USD/teraBtu | us | us | 2261676705.6066
commercial air conditioning | Reference Commercial Central Air Conditioner | 2035 | FIXED_OM | REPLACEMENT | N/A | USD/teraBtu | us | us | 2261676705.6066
commercial air conditioning | Reference Commercial Central Air Conditioner | 2035 | INSTALLATION | NEW | N/A | USD/teraBtu | us | us | 64313081676.0174
commercial air conditioning | Reference Commercial Central Air Conditioner | 2035 | INSTALLATION | REPLACEMENT | N/A | USD/teraBtu | us | us | 64313081676.0174
commercial air conditioning | Reference Commercial Central Air Conditioner | 2036 | CAPITAL | NEW | N/A | USD/teraBtu | us | us | 64313081676.0174
commercial air conditioning | Reference Commercial Central Air Conditioner | 2036 | CAPITAL | REPLACEMENT | N/A | USD/teraBtu | us | us | 64313081676.0174
commercial air conditioning | Reference Commercial Central Air Conditioner | 2036 | FIXED_OM | NEW | N/A | USD/teraBtu | us | us | 2261676705.6066
commercial air conditioning | Reference Commercial Central Air Conditioner | 2036 | FIXED_OM | REPLACEMENT | N/A | USD/teraBtu | us | us | 2261676705.6066
commercial air conditioning | Reference Commercial Central Air Conditioner | 2036 | INSTALLATION | NEW | N/A | USD/teraBtu | us | us | 64313081676.0174
commercial air conditioning | Reference Commercial Central Air Conditioner | 2036 | INSTALLATION | REPLACEMENT | N/A | USD/teraBtu | us | us | 64313081676.0174
commercial air conditioning | Reference Commercial Central Air Conditioner | 2037 | CAPITAL | NEW | N/A | USD/teraBtu | us | us | 64313081676.0174
commercial air conditioning | Reference Commercial Central Air Conditioner | 2037 | CAPITAL | REPLACEMENT | N/A | USD/teraBtu | us | us | 64313081676.0174
commercial air conditioning | Reference Commercial Central Air Conditioner | 2037 | FIXED_OM | NEW | N/A | USD/teraBtu | us | us | 2261676705.6066
commercial air conditioning | Reference Commercial Central Air Conditioner | 2037 | FIXED_OM | REPLACEMENT | N/A | USD/teraBtu | us | us | 2261676705.6066
commercial air conditioning | Reference Commercial Central Air Conditioner | 2037 | INSTALLATION | NEW | N/A | USD/teraBtu | us | us | 64313081676.0174
commercial air conditioning | Reference Commercial Central Air Conditioner | 2037 | INSTALLATION | REPLACEMENT | N/A | USD/teraBtu | us | us | 64313081676.0174
commercial air conditioning | Reference Commercial Central Air Conditioner | 2038 | CAPITAL | NEW | N/A | USD/teraBtu | us | us | 64313081676.0174
commercial air conditioning | Reference Commercial Central Air Conditioner | 2038 | CAPITAL | REPLACEMENT | N/A | USD/teraBtu | us | us | 64313081676.0174
commercial air conditioning | Reference Commercial Central Air Conditioner | 2038 | FIXED_OM | NEW | N/A | USD/teraBtu | us | us | 2261676705.6066
commercial air conditioning | Reference Commercial Central Air Conditioner | 2038 | FIXED_OM | REPLACEMENT | N/A | USD/teraBtu | us | us | 2261676705.6066
commercial air conditioning | Reference Commercial Central Air Conditioner | 2038 | INSTALLATION | NEW | N/A | USD/teraBtu | us | us | 64313081676.0174
commercial air conditioning | Reference Commercial Central Air Conditioner | 2038 | INSTALLATION | REPLACEMENT | N/A | USD/teraBtu | us | us | 64313081676.0174
commercial air conditioning | Reference Commercial Central Air Conditioner | 2039 | CAPITAL | NEW | N/A | USD/teraBtu | us | us | 64313081676.0174
commercial air conditioning | Reference Commercial Central Air Conditioner | 2039 | CAPITAL | REPLACEMENT | N/A | USD/teraBtu | us | us | 64313081676.0174
commercial air conditioning | Reference Commercial Central Air Conditioner | 2039 | FIXED_OM | NEW | N/A | USD/teraBtu | us | us | 2261676705.6066
commercial air conditioning | Reference Commercial Central Air Conditioner | 2039 | FIXED_OM | REPLACEMENT | N/A | USD/teraBtu | us | us | 2261676705.6066
commercial air conditioning | Reference Commercial Central Air Conditioner | 2039 | INSTALLATION | NEW | N/A | USD/teraBtu | us | us | 64313081676.0174
commercial air conditioning | Reference Commercial Central Air Conditioner | 2039 | INSTALLATION | REPLACEMENT | N/A | USD/teraBtu | us | us | 64313081676.0174
commercial air conditioning | Reference Commercial Central Air Conditioner | 2040 | CAPITAL | NEW | N/A | USD/teraBtu | us | us | 64313081676.0174
commercial air conditioning | Reference Commercial Central Air Conditioner | 2040 | CAPITAL | REPLACEMENT | N/A | USD/teraBtu | us | us | 64313081676.0174
commercial air conditioning | Reference Commercial Central Air Conditioner | 2040 | FIXED_OM | NEW | N/A | USD/teraBtu | us | us | 2261676705.6066
commercial air conditioning | Reference Commercial Central Air Conditioner | 2040 | FIXED_OM | REPLACEMENT | N/A | USD/teraBtu | us | us | 2261676705.6066
commercial air conditioning | Reference Commercial Central Air Conditioner | 2040 | INSTALLATION | NEW | N/A | USD/teraBtu | us | us | 64313081676.0174
commercial air conditioning | Reference Commercial Central Air Conditioner | 2040 | INSTALLATION | REPLACEMENT | N/A | USD/teraBtu | us | us | 64313081676.0174
commercial air conditioning | Reference Commercial Central Air Conditioner | 2041 | CAPITAL | NEW | N/A | USD/teraBtu | us | us | 64313081676.0174
commercial air conditioning | Reference Commercial Central Air Conditioner | 2041 | CAPITAL | REPLACEMENT | N/A | USD/teraBtu | us | us | 64313081676.0174
commercial air conditioning | Reference Commercial Central Air Conditioner | 2041 | FIXED_OM | NEW | N/A | USD/teraBtu | us | us | 2261676705.6066
commercial air conditioning | Reference Commercial Central Air Conditioner | 2041 | FIXED_OM | REPLACEMENT | N/A | USD/teraBtu | us | us | 2261676705.6066
commercial air conditioning | Reference Commercial Central Air Conditioner | 2041 | INSTALLATION | NEW | N/A | USD/teraBtu | us | us | 64313081676.0174
commercial air conditioning | Reference Commercial Central Air Conditioner | 2041 | INSTALLATION | REPLACEMENT | N/A | USD/teraBtu | us | us | 64313081676.0174
commercial air conditioning | Reference Commercial Central Air Conditioner | 2042 | CAPITAL | NEW | N/A | USD/teraBtu | us | us | 64313081676.0174
commercial air conditioning | Reference Commercial Central Air Conditioner | 2042 | CAPITAL | REPLACEMENT | N/A | USD/teraBtu | us | us | 64313081676.0174
commercial air conditioning | Reference Commercial Central Air Conditioner | 2042 | FIXED_OM | NEW | N/A | USD/teraBtu | us | us | 2261676705.6066
commercial air conditioning | Reference Commercial Central Air Conditioner | 2042 | FIXED_OM | REPLACEMENT | N/A | USD/teraBtu | us | us | 2261676705.6066
commercial air conditioning | Reference Commercial Central Air Conditioner | 2042 | INSTALLATION | NEW | N/A | USD/teraBtu | us | us | 64313081676.0174
commercial air conditioning | Reference Commercial Central Air Conditioner | 2042 | INSTALLATION | REPLACEMENT | N/A | USD/teraBtu | us | us | 64313081676.0174
commercial air conditioning | Reference Commercial Central Air Conditioner | 2043 | CAPITAL | NEW | N/A | USD/teraBtu | us | us | 64313081676.0174
commercial air conditioning | Reference Commercial Central Air Conditioner | 2043 | CAPITAL | REPLACEMENT | N/A | USD/teraBtu | us | us | 64313081676.0174
commercial air conditioning | Reference Commercial Central Air Conditioner | 2043 | FIXED_OM | NEW | N/A | USD/teraBtu | us | us | 2261676705.6066
commercial air conditioning | Reference Commercial Central Air Conditioner | 2043 | FIXED_OM | REPLACEMENT | N/A | USD/teraBtu | us | us | 2261676705.6066
commercial air conditioning | Reference Commercial Central Air Conditioner | 2043 | INSTALLATION | NEW | N/A | USD/teraBtu | us | us | 64313081676.0174
commercial air conditioning | Reference Commercial Central Air Conditioner | 2043 | INSTALLATION | REPLACEMENT | N/A | USD/teraBtu | us | us | 64313081676.0174
commercial air conditioning | Reference Commercial Central Air Conditioner | 2044 | CAPITAL | NEW | N/A | USD/teraBtu | us | us | 64313081676.0174
commercial air conditioning | Reference Commercial Central Air Conditioner | 2044 | CAPITAL | REPLACEMENT | N/A | USD/teraBtu | us | us | 64313081676.0174
commercial air conditioning | Reference Commercial Central Air Conditioner | 2044 | FIXED_OM | NEW | N/A | USD/teraBtu | us | us | 2261676705.6066
commercial air conditioning | Reference Commercial Central Air Conditioner | 2044 | FIXED_OM | REPLACEMENT | N/A | USD/teraBtu | us | us | 2261676705.6066
commercial air conditioning | Reference Commercial Central Air Conditioner | 2044 | INSTALLATION | NEW | N/A | USD/teraBtu | us | us | 64313081676.0174
commercial air conditioning | Reference Commercial Central Air Conditioner | 2044 | INSTALLATION | REPLACEMENT | N/A | USD/teraBtu | us | us | 64313081676.0174
commercial air conditioning | Reference Commercial Central Air Conditioner | 2045 | CAPITAL | NEW | N/A | USD/teraBtu | us | us | 64313081676.0174
commercial air conditioning | Reference Commercial Central Air Conditioner | 2045 | CAPITAL | REPLACEMENT | N/A | USD/teraBtu | us | us | 64313081676.0174
commercial air conditioning | Reference Commercial Central Air Conditioner | 2045 | FIXED_OM | NEW | N/A | USD/teraBtu | us | us | 2261676705.6066
commercial air conditioning | Reference Commercial Central Air Conditioner | 2045 | FIXED_OM | REPLACEMENT | N/A | USD/teraBtu | us | us | 2261676705.6066
commercial air conditioning | Reference Commercial Central Air Conditioner | 2045 | INSTALLATION | NEW | N/A | USD/teraBtu | us | us | 64313081676.0174
commercial air conditioning | Reference Commercial Central Air Conditioner | 2045 | INSTALLATION | REPLACEMENT | N/A | USD/teraBtu | us | us | 64313081676.0174
commercial air conditioning | Reference Commercial Central Air Conditioner | 2046 | CAPITAL | NEW | N/A | USD/teraBtu | us | us | 64313081676.0174
commercial air conditioning | Reference Commercial Central Air Conditioner | 2046 | CAPITAL | REPLACEMENT | N/A | USD/teraBtu | us | us | 64313081676.0174
commercial air conditioning | Reference Commercial Central Air Conditioner | 2046 | FIXED_OM | NEW | N/A | USD/teraBtu | us | us | 2261676705.6066
commercial air conditioning | Reference Commercial Central Air Conditioner | 2046 | FIXED_OM | REPLACEMENT | N/A | USD/teraBtu | us | us | 2261676705.6066
commercial air conditioning | Reference Commercial Central Air Conditioner | 2046 | INSTALLATION | NEW | N/A | USD/teraBtu | us | us | 64313081676.0174
commercial air conditioning | Reference Commercial Central Air Conditioner | 2046 | INSTALLATION | REPLACEMENT | N/A | USD/teraBtu | us | us | 64313081676.0174
commercial air conditioning | Reference Commercial Central Air Conditioner | 2047 | CAPITAL | NEW | N/A | USD/teraBtu | us | us | 64313081676.0174
commercial air conditioning | Reference Commercial Central Air Conditioner | 2047 | CAPITAL | REPLACEMENT | N/A | USD/teraBtu | us | us | 64313081676.0174
commercial air conditioning | Reference Commercial Central Air Conditioner | 2047 | FIXED_OM | NEW | N/A | USD/teraBtu | us | us | 2261676705.6066
commercial air conditioning | Reference Commercial Central Air Conditioner | 2047 | FIXED_OM | REPLACEMENT | N/A | USD/teraBtu | us | us | 2261676705.6066
commercial air conditioning | Reference Commercial Central Air Conditioner | 2047 | INSTALLATION | NEW | N/A | USD/teraBtu | us | us | 64313081676.0174
commercial air conditioning | Reference Commercial Central Air Conditioner | 2047 | INSTALLATION | REPLACEMENT | N/A | USD/teraBtu | us | us | 64313081676.0174
commercial air conditioning | Reference Commercial Central Air Conditioner | 2048 | CAPITAL | NEW | N/A | USD/teraBtu | us | us | 64313081676.0174
commercial air conditioning | Reference Commercial Central Air Conditioner | 2048 | CAPITAL | REPLACEMENT | N/A | USD/teraBtu | us | us | 64313081676.0174
commercial air conditioning | Reference Commercial Central Air Conditioner | 2048 | FIXED_OM | NEW | N/A | USD/teraBtu | us | us | 2261676705.6066
commercial air conditioning | Reference Commercial Central Air Conditioner | 2048 | FIXED_OM | REPLACEMENT | N/A | USD/teraBtu | us | us | 2261676705.6066
commercial air conditioning | Reference Commercial Central Air Conditioner | 2048 | INSTALLATION | NEW | N/A | USD/teraBtu | us | us | 64313081676.0174
commercial air conditioning | Reference Commercial Central Air Conditioner | 2048 | INSTALLATION | REPLACEMENT | N/A | USD/teraBtu | us | us | 64313081676.0174
commercial air conditioning | Reference Commercial Central Air Conditioner | 2049 | CAPITAL | NEW | N/A | USD/teraBtu | us | us | 64313081676.0174
commercial air conditioning | Reference Commercial Central Air Conditioner | 2049 | CAPITAL | REPLACEMENT | N/A | USD/teraBtu | us | us | 64313081676.0174
commercial air conditioning | Reference Commercial Central Air Conditioner | 2049 | FIXED_OM | NEW | N/A | USD/teraBtu | us | us | 2261676705.6066
commercial air conditioning | Reference Commercial Central Air Conditioner | 2049 | FIXED_OM | REPLACEMENT | N/A | USD/teraBtu | us | us | 2261676705.6066
commercial air conditioning | Reference Commercial Central Air Conditioner | 2049 | INSTALLATION | NEW | N/A | USD/teraBtu | us | us | 64313081676.0174
commercial air conditioning | Reference Commercial Central Air Conditioner | 2049 | INSTALLATION | REPLACEMENT | N/A | USD/teraBtu | us | us | 64313081676.0174
commercial air conditioning | Reference Commercial Central Air Conditioner | 2050 | CAPITAL | NEW | N/A | USD/teraBtu | us | us | 64313081676.0174
commercial air conditioning | Reference Commercial Central Air Conditioner | 2050 | CAPITAL | REPLACEMENT | N/A | USD/teraBtu | us | us | 64313081676.0174
commercial air conditioning | Reference Commercial Central Air Conditioner | 2050 | FIXED_OM | NEW | N/A | USD/teraBtu | us | us | 2261676705.6066
commercial air conditioning | Reference Commercial Central Air Conditioner | 2050 | FIXED_OM | REPLACEMENT | N/A | USD/teraBtu | us | us | 2261676705.6066
commercial air conditioning | Reference Commercial Central Air Conditioner | 2050 | INSTALLATION | NEW | N/A | USD/teraBtu | us | us | 64313081676.0174
commercial air conditioning | Reference Commercial Central Air Conditioner | 2050 | INSTALLATION | REPLACEMENT | N/A | USD/teraBtu | us | us | 64313081676.0174
commercial air conditioning | Reference Commercial Gas Engine-Driven Chiller | 2020 | CAPITAL | NEW | N/A | USD/teraBtu | us | us | 66992793412.5182
commercial air conditioning | Reference Commercial Gas Engine-Driven Chiller | 2020 | CAPITAL | REPLACEMENT | N/A | USD/teraBtu | us | us | 66992793412.5182
commercial air conditioning | Reference Commercial Gas Engine-Driven Chiller | 2020 | FIXED_OM | NEW | N/A | USD/teraBtu | us | us | 3483625257.4509
commercial air conditioning | Reference Commercial Gas Engine-Driven Chiller | 2020 | FIXED_OM | REPLACEMENT | N/A | USD/teraBtu | us | us | 3483625257.4509
commercial air conditioning | Reference Commercial Gas Engine-Driven Chiller | 2020 | INSTALLATION | NEW | N/A | USD/teraBtu | us | us | 66992793412.5182
commercial air conditioning | Reference Commercial Gas Engine-Driven Chiller | 2020 | INSTALLATION | REPLACEMENT | N/A | USD/teraBtu | us | us | 66992793412.5182
commercial air conditioning | Reference Commercial Gas Engine-Driven Chiller | 2021 | CAPITAL | NEW | N/A | USD/teraBtu | us | us | 66992793412.5182
commercial air conditioning | Reference Commercial Gas Engine-Driven Chiller | 2021 | CAPITAL | REPLACEMENT | N/A | USD/teraBtu | us | us | 66992793412.5182
commercial air conditioning | Reference Commercial Gas Engine-Driven Chiller | 2021 | FIXED_OM | NEW | N/A | USD/teraBtu | us | us | 3483625257.4509
commercial air conditioning | Reference Commercial Gas Engine-Driven Chiller | 2021 | FIXED_OM | REPLACEMENT | N/A | USD/teraBtu | us | us | 3483625257.4509
commercial air conditioning | Reference Commercial Gas Engine-Driven Chiller | 2021 | INSTALLATION | NEW | N/A | USD/teraBtu | us | us | 66992793412.5182
commercial air conditioning | Reference Commercial Gas Engine-Driven Chiller | 2021 | INSTALLATION | REPLACEMENT | N/A | USD/teraBtu | us | us | 66992793412.5182
commercial air conditioning | Reference Commercial Gas Engine-Driven Chiller | 2022 | CAPITAL | NEW | N/A | USD/teraBtu | us | us | 66992793412.5182
commercial air conditioning | Reference Commercial Gas Engine-Driven Chiller | 2022 | CAPITAL | REPLACEMENT | N/A | USD/teraBtu | us | us | 66992793412.5182
commercial air conditioning | Reference Commercial Gas Engine-Driven Chiller | 2022 | FIXED_OM | NEW | N/A | USD/teraBtu | us | us | 3483625257.4509
commercial air conditioning | Reference Commercial Gas Engine-Driven Chiller | 2022 | FIXED_OM | REPLACEMENT | N/A | USD/teraBtu | us | us | 3483625257.4509
commercial air conditioning | Reference Commercial Gas Engine-Driven Chiller | 2022 | INSTALLATION | NEW | N/A | USD/teraBtu | us | us | 66992793412.5182
commercial air conditioning | Reference Commercial Gas Engine-Driven Chiller | 2022 | INSTALLATION | REPLACEMENT | N/A | USD/teraBtu | us | us | 66992793412.5182
commercial air conditioning | Reference Commercial Gas Engine-Driven Chiller | 2023 | CAPITAL | NEW | N/A | USD/teraBtu | us | us | 66992793412.5182
commercial air conditioning | Reference Commercial Gas Engine-Driven Chiller | 2023 | CAPITAL | REPLACEMENT | N/A | USD/teraBtu | us | us | 66992793412.5182
commercial air conditioning | Reference Commercial Gas Engine-Driven Chiller | 2023 | FIXED_OM | NEW | N/A | USD/teraBtu | us | us | 3483625257.4509
commercial air conditioning | Reference Commercial Gas Engine-Driven Chiller | 2023 | FIXED_OM | REPLACEMENT | N/A | USD/teraBtu | us | us | 3483625257.4509
commercial air conditioning | Reference Commercial Gas Engine-Driven Chiller | 2023 | INSTALLATION | NEW | N/A | USD/teraBtu | us | us | 66992793412.5182
commercial air conditioning | Reference Commercial Gas Engine-Driven Chiller | 2023 | INSTALLATION | REPLACEMENT | N/A | USD/teraBtu | us | us | 66992793412.5182
commercial air conditioning | Reference Commercial Gas Engine-Driven Chiller | 2024 | CAPITAL | NEW | N/A | USD/teraBtu | us | us | 66992793412.5182
commercial air conditioning | Reference Commercial Gas Engine-Driven Chiller | 2024 | CAPITAL | REPLACEMENT | N/A | USD/teraBtu | us | us | 66992793412.5182
commercial air conditioning | Reference Commercial Gas Engine-Driven Chiller | 2024 | FIXED_OM | NEW | N/A | USD/teraBtu | us | us | 3483625257.4509
commercial air conditioning | Reference Commercial Gas Engine-Driven Chiller | 2024 | FIXED_OM | REPLACEMENT | N/A | USD/teraBtu | us | us | 3483625257.4509
commercial air conditioning | Reference Commercial Gas Engine-Driven Chiller | 2024 | INSTALLATION | NEW | N/A | USD/teraBtu | us | us | 66992793412.5182
commercial air conditioning | Reference Commercial Gas Engine-Driven Chiller | 2024 | INSTALLATION | REPLACEMENT | N/A | USD/teraBtu | us | us | 66992793412.5182
commercial air conditioning | Reference Commercial Gas Engine-Driven Chiller | 2025 | CAPITAL | NEW | N/A | USD/teraBtu | us | us | 66992793412.5182
commercial air conditioning | Reference Commercial Gas Engine-Driven Chiller | 2025 | CAPITAL | REPLACEMENT | N/A | USD/teraBtu | us | us | 66992793412.5182
commercial air conditioning | Reference Commercial Gas Engine-Driven Chiller | 2025 | FIXED_OM | NEW | N/A | USD/teraBtu | us | us | 3483625257.4509
commercial air conditioning | Reference Commercial Gas Engine-Driven Chiller | 2025 | FIXED_OM | REPLACEMENT | N/A | USD/teraBtu | us | us | 3483625257.4509
commercial air conditioning | Reference Commercial Gas Engine-Driven Chiller | 2025 | INSTALLATION | NEW | N/A | USD/teraBtu | us | us | 66992793412.5182
commercial air conditioning | Reference Commercial Gas Engine-Driven Chiller | 2025 | INSTALLATION | REPLACEMENT | N/A | USD/teraBtu | us | us | 66992793412.5182
commercial air conditioning | Reference Commercial Gas Engine-Driven Chiller | 2026 | CAPITAL | NEW | N/A | USD/teraBtu | us | us | 66992793412.5182
commercial air conditioning | Reference Commercial Gas Engine-Driven Chiller | 2026 | CAPITAL | REPLACEMENT | N/A | USD/teraBtu | us | us | 66992793412.5182
commercial air conditioning | Reference Commercial Gas Engine-Driven Chiller | 2026 | FIXED_OM | NEW | N/A | USD/teraBtu | us | us | 3483625257.4509
commercial air conditioning | Reference Commercial Gas Engine-Driven Chiller | 2026 | FIXED_OM | REPLACEMENT | N/A | USD/teraBtu | us | us | 3483625257.4509
commercial air conditioning | Reference Commercial Gas Engine-Driven Chiller | 2026 | INSTALLATION | NEW | N/A | USD/teraBtu | us | us | 66992793412.5182
commercial air conditioning | Reference Commercial Gas Engine-Driven Chiller | 2026 | INSTALLATION | REPLACEMENT | N/A | USD/teraBtu | us | us | 66992793412.5182
commercial air conditioning | Reference Commercial Gas Engine-Driven Chiller | 2027 | CAPITAL | NEW | N/A | USD/teraBtu | us | us | 66992793412.5182
commercial air conditioning | Reference Commercial Gas Engine-Driven Chiller | 2027 | CAPITAL | REPLACEMENT | N/A | USD/teraBtu | us | us | 66992793412.5182
commercial air conditioning | Reference Commercial Gas Engine-Driven Chiller | 2027 | FIXED_OM | NEW | N/A | USD/teraBtu | us | us | 3483625257.4509
commercial air conditioning | Reference Commercial Gas Engine-Driven Chiller | 2027 | FIXED_OM | REPLACEMENT | N/A | USD/teraBtu | us | us | 3483625257.4509
commercial air conditioning | Reference Commercial Gas Engine-Driven Chiller | 2027 | INSTALLATION | NEW | N/A | USD/teraBtu | us | us | 66992793412.5182
commercial air conditioning | Reference Commercial Gas Engine-Driven Chiller | 2027 | INSTALLATION | REPLACEMENT | N/A | USD/teraBtu | us | us | 66992793412.5182
commercial air conditioning | Reference Commercial Gas Engine-Driven Chiller | 2028 | CAPITAL | NEW | N/A | USD/teraBtu | us | us | 66992793412.5182
commercial air conditioning | Reference Commercial Gas Engine-Driven Chiller | 2028 | CAPITAL | REPLACEMENT | N/A | USD/teraBtu | us | us | 66992793412.5182
commercial air conditioning | Reference Commercial Gas Engine-Driven Chiller | 2028 | FIXED_OM | NEW | N/A | USD/teraBtu | us | us | 3483625257.4509
commercial air conditioning | Reference Commercial Gas Engine-Driven Chiller | 2028 | FIXED_OM | REPLACEMENT | N/A | USD/teraBtu | us | us | 3483625257.4509
commercial air conditioning | Reference Commercial Gas Engine-Driven Chiller | 2028 | INSTALLATION | NEW | N/A | USD/teraBtu | us | us | 66992793412.5182
commercial air conditioning | Reference Commercial Gas Engine-Driven Chiller | 2028 | INSTALLATION | REPLACEMENT | N/A | USD/teraBtu | us | us | 66992793412.5182
commercial air conditioning | Reference Commercial Gas Engine-Driven Chiller | 2029 | CAPITAL | NEW | N/A | USD/teraBtu | us | us | 66992793412.5182
commercial air conditioning | Reference Commercial Gas Engine-Driven Chiller | 2029 | CAPITAL | REPLACEMENT | N/A | USD/teraBtu | us | us | 66992793412.5182
commercial air conditioning | Reference Commercial Gas Engine-Driven Chiller | 2029 | FIXED_OM | NEW | N/A | USD/teraBtu | us | us | 3483625257.4509
commercial air conditioning | Reference Commercial Gas Engine-Driven Chiller | 2029 | FIXED_OM | REPLACEMENT | N/A | USD/teraBtu | us | us | 3483625257.4509
commercial air conditioning | Reference Commercial Gas Engine-Driven Chiller | 2029 | INSTALLATION | NEW | N/A | USD/teraBtu | us | us | 66992793412.5182
commercial air conditioning | Reference Commercial Gas Engine-Driven Chiller | 2029 | INSTALLATION | REPLACEMENT | N/A | USD/teraBtu | us | us | 66992793412.5182
commercial air conditioning | Reference Commercial Gas Engine-Driven Chiller | 2030 | CAPITAL | NEW | N/A | USD/teraBtu | us | us | 66992793412.5182
commercial air conditioning | Reference Commercial Gas Engine-Driven Chiller | 2030 | CAPITAL | REPLACEMENT | N/A | USD/teraBtu | us | us | 66992793412.5182
commercial air conditioning | Reference Commercial Gas Engine-Driven Chiller | 2030 | FIXED_OM | NEW | N/A | USD/teraBtu | us | us | 3483625257.4509
commercial air conditioning | Reference Commercial Gas Engine-Driven Chiller | 2030 | FIXED_OM | REPLACEMENT | N/A | USD/teraBtu | us | us | 3483625257.4509
commercial air conditioning | Reference Commercial Gas Engine-Driven Chiller | 2030 | INSTALLATION | NEW | N/A | USD/teraBtu | us | us | 66992793412.5182
commercial air conditioning | Reference Commercial Gas Engine-Driven Chiller | 2030 | INSTALLATION | REPLACEMENT | N/A | USD/teraBtu | us | us | 66992793412.5182
commercial air conditioning | Reference Commercial Gas Engine-Driven Chiller | 2031 | CAPITAL | NEW | N/A | USD/teraBtu | us | us | 66992793412.5182
commercial air conditioning | Reference Commercial Gas Engine-Driven Chiller | 2031 | CAPITAL | REPLACEMENT | N/A | USD/teraBtu | us | us | 66992793412.5182
commercial air conditioning | Reference Commercial Gas Engine-Driven Chiller | 2031 | FIXED_OM | NEW | N/A | USD/teraBtu | us | us | 3483625257.4509
commercial air conditioning | Reference Commercial Gas Engine-Driven Chiller | 2031 | FIXED_OM | REPLACEMENT | N/A | USD/teraBtu | us | us | 3483625257.4509
commercial air conditioning | Reference Commercial Gas Engine-Driven Chiller | 2031 | INSTALLATION | NEW | N/A | USD/teraBtu | us | us | 66992793412.5182
commercial air conditioning | Reference Commercial Gas Engine-Driven Chiller | 2031 | INSTALLATION | REPLACEMENT | N/A | USD/teraBtu | us | us | 66992793412.5182
commercial air conditioning | Reference Commercial Gas Engine-Driven Chiller | 2032 | CAPITAL | NEW | N/A | USD/teraBtu | us | us | 66992793412.5182
commercial air conditioning | Reference Commercial Gas Engine-Driven Chiller | 2032 | CAPITAL | REPLACEMENT | N/A | USD/teraBtu | us | us | 66992793412.5182
commercial air conditioning | Reference Commercial Gas Engine-Driven Chiller | 2032 | FIXED_OM | NEW | N/A | USD/teraBtu | us | us | 3483625257.4509
commercial air conditioning | Reference Commercial Gas Engine-Driven Chiller | 2032 | FIXED_OM | REPLACEMENT | N/A | USD/teraBtu | us | us | 3483625257.4509
commercial air conditioning | Reference Commercial Gas Engine-Driven Chiller | 2032 | INSTALLATION | NEW | N/A | USD/teraBtu | us | us | 66992793412.5182
commercial air conditioning | Reference Commercial Gas Engine-Driven Chiller | 2032 | INSTALLATION | REPLACEMENT | N/A | USD/teraBtu | us | us | 66992793412.5182
commercial air conditioning | Reference Commercial Gas Engine-Driven Chiller | 2033 | CAPITAL | NEW | N/A | USD/teraBtu | us | us | 66992793412.5182
commercial air conditioning | Reference Commercial Gas Engine-Driven Chiller | 2033 | CAPITAL | REPLACEMENT | N/A | USD/teraBtu | us | us | 66992793412.5182
commercial air conditioning | Reference Commercial Gas Engine-Driven Chiller | 2033 | FIXED_OM | NEW | N/A | USD/teraBtu | us | us | 3483625257.4509
commercial air conditioning | Reference Commercial Gas Engine-Driven Chiller | 2033 | FIXED_OM | REPLACEMENT | N/A | USD/teraBtu | us | us | 3483625257.4509
commercial air conditioning | Reference Commercial Gas Engine-Driven Chiller | 2033 | INSTALLATION | NEW | N/A | USD/teraBtu | us | us | 66992793412.5182
commercial air conditioning | Reference Commercial Gas Engine-Driven Chiller | 2033 | INSTALLATION | REPLACEMENT | N/A | USD/teraBtu | us | us | 66992793412.5182
commercial air conditioning | Reference Commercial Gas Engine-Driven Chiller | 2034 | CAPITAL | NEW | N/A | USD/teraBtu | us | us | 66992793412.5182
commercial air conditioning | Reference Commercial Gas Engine-Driven Chiller | 2034 | CAPITAL | REPLACEMENT | N/A | USD/teraBtu | us | us | 66992793412.5182
commercial air conditioning | Reference Commercial Gas Engine-Driven Chiller | 2034 | FIXED_OM | NEW | N/A | USD/teraBtu | us | us | 3483625257.4509
commercial air conditioning | Reference Commercial Gas Engine-Driven Chiller | 2034 | FIXED_OM | REPLACEMENT | N/A | USD/teraBtu | us | us | 3483625257.4509
commercial air conditioning | Reference Commercial Gas Engine-Driven Chiller | 2034 | INSTALLATION | NEW | N/A | USD/teraBtu | us | us | 66992793412.5182
commercial air conditioning | Reference Commercial Gas Engine-Driven Chiller | 2034 | INSTALLATION | REPLACEMENT | N/A | USD/teraBtu | us | us | 66992793412.5182
commercial air conditioning | Reference Commercial Gas Engine-Driven Chiller | 2035 | CAPITAL | NEW | N/A | USD/teraBtu | us | us | 66992793412.5182
commercial air conditioning | Reference Commercial Gas Engine-Driven Chiller | 2035 | CAPITAL | REPLACEMENT | N/A | USD/teraBtu | us | us | 66992793412.5182
commercial air conditioning | Reference Commercial Gas Engine-Driven Chiller | 2035 | FIXED_OM | NEW | N/A | USD/teraBtu | us | us | 3483625257.4509
commercial air conditioning | Reference Commercial Gas Engine-Driven Chiller | 2035 | FIXED_OM | REPLACEMENT | N/A | USD/teraBtu | us | us | 3483625257.4509
commercial air conditioning | Reference Commercial Gas Engine-Driven Chiller | 2035 | INSTALLATION | NEW | N/A | USD/teraBtu | us | us | 66992793412.5182
commercial air conditioning | Reference Commercial Gas Engine-Driven Chiller | 2035 | INSTALLATION | REPLACEMENT | N/A | USD/teraBtu | us | us | 66992793412.5182
commercial air conditioning | Reference Commercial Gas Engine-Driven Chiller | 2036 | CAPITAL | NEW | N/A | USD/teraBtu | us | us | 66992793412.5182
commercial air conditioning | Reference Commercial Gas Engine-Driven Chiller | 2036 | CAPITAL | REPLACEMENT | N/A | USD/teraBtu | us | us | 66992793412.5182
commercial air conditioning | Reference Commercial Gas Engine-Driven Chiller | 2036 | FIXED_OM | NEW | N/A | USD/teraBtu | us | us | 3483625257.4509
commercial air conditioning | Reference Commercial Gas Engine-Driven Chiller | 2036 | FIXED_OM | REPLACEMENT | N/A | USD/teraBtu | us | us | 3483625257.4509
commercial air conditioning | Reference Commercial Gas Engine-Driven Chiller | 2036 | INSTALLATION | NEW | N/A | USD/teraBtu | us | us | 66992793412.5182
commercial air conditioning | Reference Commercial Gas Engine-Driven Chiller | 2036 | INSTALLATION | REPLACEMENT | N/A | USD/teraBtu | us | us | 66992793412.5182
commercial air conditioning | Reference Commercial Gas Engine-Driven Chiller | 2037 | CAPITAL | NEW | N/A | USD/teraBtu | us | us | 66992793412.5182
commercial air conditioning | Reference Commercial Gas Engine-Driven Chiller | 2037 | CAPITAL | REPLACEMENT | N/A | USD/teraBtu | us | us | 66992793412.5182
commercial air conditioning | Reference Commercial Gas Engine-Driven Chiller | 2037 | FIXED_OM | NEW | N/A | USD/teraBtu | us | us | 3483625257.4509
commercial air conditioning | Reference Commercial Gas Engine-Driven Chiller | 2037 | FIXED_OM | REPLACEMENT | N/A | USD/teraBtu | us | us | 3483625257.4509
commercial air conditioning | Reference Commercial Gas Engine-Driven Chiller | 2037 | INSTALLATION | NEW | N/A | USD/teraBtu | us | us | 66992793412.5182
commercial air conditioning | Reference Commercial Gas Engine-Driven Chiller | 2037 | INSTALLATION | REPLACEMENT | N/A | USD/teraBtu | us | us | 66992793412.5182
commercial air conditioning | Reference Commercial Gas Engine-Driven Chiller | 2038 | CAPITAL | NEW | N/A | USD/teraBtu | us | us | 66992793412.5182
commercial air conditioning | Reference Commercial Gas Engine-Driven Chiller | 2038 | CAPITAL | REPLACEMENT | N/A | USD/teraBtu | us | us | 66992793412.5182
commercial air conditioning | Reference Commercial Gas Engine-Driven Chiller | 2038 | FIXED_OM | NEW | N/A | USD/teraBtu | us | us | 3483625257.4509
commercial air conditioning | Reference Commercial Gas Engine-Driven Chiller | 2038 | FIXED_OM | REPLACEMENT | N/A | USD/teraBtu | us | us | 3483625257.4509
commercial air conditioning | Reference Commercial Gas Engine-Driven Chiller | 2038 | INSTALLATION | NEW | N/A | USD/teraBtu | us | us | 66992793412.5182
commercial air conditioning | Reference Commercial Gas Engine-Driven Chiller | 2038 | INSTALLATION | REPLACEMENT | N/A | USD/teraBtu | us | us | 66992793412.5182
commercial air conditioning | Reference Commercial Gas Engine-Driven Chiller | 2039 | CAPITAL | NEW | N/A | USD/teraBtu | us | us | 66992793412.5182
commercial air conditioning | Reference Commercial Gas Engine-Driven Chiller | 2039 | CAPITAL | REPLACEMENT | N/A | USD/teraBtu | us | us | 66992793412.5182
commercial air conditioning | Reference Commercial Gas Engine-Driven Chiller | 2039 | FIXED_OM | NEW | N/A | USD/teraBtu | us | us | 3483625257.4509
commercial air conditioning | Reference Commercial Gas Engine-Driven Chiller | 2039 | FIXED_OM | REPLACEMENT | N/A | USD/teraBtu | us | us | 3483625257.4509
commercial air conditioning | Reference Commercial Gas Engine-Driven Chiller | 2039 | INSTALLATION | NEW | N/A | USD/teraBtu | us | us | 66992793412.5182
commercial air conditioning | Reference Commercial Gas Engine-Driven Chiller | 2039 | INSTALLATION | REPLACEMENT | N/A | USD/teraBtu | us | us | 66992793412.5182
commercial air conditioning | Reference Commercial Gas Engine-Driven Chiller | 2040 | CAPITAL | NEW | N/A | USD/teraBtu | us | us | 66992793412.5182
commercial air conditioning | Reference Commercial Gas Engine-Driven Chiller | 2040 | CAPITAL | REPLACEMENT | N/A | USD/teraBtu | us | us | 66992793412.5182
commercial air conditioning | Reference Commercial Gas Engine-Driven Chiller | 2040 | FIXED_OM | NEW | N/A | USD/teraBtu | us | us | 3483625257.4509
commercial air conditioning | Reference Commercial Gas Engine-Driven Chiller | 2040 | FIXED_OM | REPLACEMENT | N/A | USD/teraBtu | us | us | 3483625257.4509
commercial air conditioning | Reference Commercial Gas Engine-Driven Chiller | 2040 | INSTALLATION | NEW | N/A | USD/teraBtu | us | us | 66992793412.5182
commercial air conditioning | Reference Commercial Gas Engine-Driven Chiller | 2040 | INSTALLATION | REPLACEMENT | N/A | USD/teraBtu | us | us | 66992793412.5182
commercial air conditioning | Reference Commercial Gas Engine-Driven Chiller | 2041 | CAPITAL | NEW | N/A | USD/teraBtu | us | us | 66992793412.5182
commercial air conditioning | Reference Commercial Gas Engine-Driven Chiller | 2041 | CAPITAL | REPLACEMENT | N/A | USD/teraBtu | us | us | 66992793412.5182
commercial air conditioning | Reference Commercial Gas Engine-Driven Chiller | 2041 | FIXED_OM | NEW | N/A | USD/teraBtu | us | us | 3483625257.4509
commercial air conditioning | Reference Commercial Gas Engine-Driven Chiller | 2041 | FIXED_OM | REPLACEMENT | N/A | USD/teraBtu | us | us | 3483625257.4509
commercial air conditioning | Reference Commercial Gas Engine-Driven Chiller | 2041 | INSTALLATION | NEW | N/A | USD/teraBtu | us | us | 66992793412.5182
commercial air conditioning | Reference Commercial Gas Engine-Driven Chiller | 2041 | INSTALLATION | REPLACEMENT | N/A | USD/teraBtu | us | us | 66992793412.5182
commercial air conditioning | Reference Commercial Gas Engine-Driven Chiller | 2042 | CAPITAL | NEW | N/A | USD/teraBtu | us | us | 66992793412.5182
commercial air conditioning | Reference Commercial Gas Engine-Driven Chiller | 2042 | CAPITAL | REPLACEMENT | N/A | USD/teraBtu | us | us | 66992793412.5182
commercial air conditioning | Reference Commercial Gas Engine-Driven Chiller | 2042 | FIXED_OM | NEW | N/A | USD/teraBtu | us | us | 3483625257.4509
commercial air conditioning | Reference Commercial Gas Engine-Driven Chiller | 2042 | FIXED_OM | REPLACEMENT | N/A | USD/teraBtu | us | us | 3483625257.4509
commercial air conditioning | Reference Commercial Gas Engine-Driven Chiller | 2042 | INSTALLATION | NEW | N/A | USD/teraBtu | us | us | 66992793412.5182
commercial air conditioning | Reference Commercial Gas Engine-Driven Chiller | 2042 | INSTALLATION | REPLACEMENT | N/A | USD/teraBtu | us | us | 66992793412.5182
commercial air conditioning | Reference Commercial Gas Engine-Driven Chiller | 2043 | CAPITAL | NEW | N/A | USD/teraBtu | us | us | 66992793412.5182
commercial air conditioning | Reference Commercial Gas Engine-Driven Chiller | 2043 | CAPITAL | REPLACEMENT | N/A | USD/teraBtu | us | us | 66992793412.5182
commercial air conditioning | Reference Commercial Gas Engine-Driven Chiller | 2043 | FIXED_OM | NEW | N/A | USD/teraBtu | us | us | 3483625257.4509
commercial air conditioning | Reference Commercial Gas Engine-Driven Chiller | 2043 | FIXED_OM | REPLACEMENT | N/A | USD/teraBtu | us | us | 3483625257.4509
commercial air conditioning | Reference Commercial Gas Engine-Driven Chiller | 2043 | INSTALLATION | NEW | N/A | USD/teraBtu | us | us | 66992793412.5182
commercial air conditioning | Reference Commercial Gas Engine-Driven Chiller | 2043 | INSTALLATION | REPLACEMENT | N/A | USD/teraBtu | us | us | 66992793412.5182
commercial air conditioning | Reference Commercial Gas Engine-Driven Chiller | 2044 | CAPITAL | NEW | N/A | USD/teraBtu | us | us | 66992793412.5182
commercial air conditioning | Reference Commercial Gas Engine-Driven Chiller | 2044 | CAPITAL | REPLACEMENT | N/A | USD/teraBtu | us | us | 66992793412.5182
commercial air conditioning | Reference Commercial Gas Engine-Driven Chiller | 2044 | FIXED_OM | NEW | N/A | USD/teraBtu | us | us | 3483625257.4509
commercial air conditioning | Reference Commercial Gas Engine-Driven Chiller | 2044 | FIXED_OM | REPLACEMENT | N/A | USD/teraBtu | us | us | 3483625257.4509
commercial air conditioning | Reference Commercial Gas Engine-Driven Chiller | 2044 | INSTALLATION | NEW | N/A | USD/teraBtu | us | us | 66992793412.5182
commercial air conditioning | Reference Commercial Gas Engine-Driven Chiller | 2044 | INSTALLATION | REPLACEMENT | N/A | USD/teraBtu | us | us | 66992793412.5182
commercial air conditioning | Reference Commercial Gas Engine-Driven Chiller | 2045 | CAPITAL | NEW | N/A | USD/teraBtu | us | us | 66992793412.5182
commercial air conditioning | Reference Commercial Gas Engine-Driven Chiller | 2045 | CAPITAL | REPLACEMENT | N/A | USD/teraBtu | us | us | 66992793412.5182
commercial air conditioning | Reference Commercial Gas Engine-Driven Chiller | 2045 | FIXED_OM | NEW | N/A | USD/teraBtu | us | us | 3483625257.4509
commercial air conditioning | Reference Commercial Gas Engine-Driven Chiller | 2045 | FIXED_OM | REPLACEMENT | N/A | USD/teraBtu | us | us | 3483625257.4509
commercial air conditioning | Reference Commercial Gas Engine-Driven Chiller | 2045 | INSTALLATION | NEW | N/A | USD/teraBtu | us | us | 66992793412.5182
commercial air conditioning | Reference Commercial Gas Engine-Driven Chiller | 2045 | INSTALLATION | REPLACEMENT | N/A | USD/teraBtu | us | us | 66992793412.5182
commercial air conditioning | Reference Commercial Gas Engine-Driven Chiller | 2046 | CAPITAL | NEW | N/A | USD/teraBtu | us | us | 66992793412.5182
commercial air conditioning | Reference Commercial Gas Engine-Driven Chiller | 2046 | CAPITAL | REPLACEMENT | N/A | USD/teraBtu | us | us | 66992793412.5182
commercial air conditioning | Reference Commercial Gas Engine-Driven Chiller | 2046 | FIXED_OM | NEW | N/A | USD/teraBtu | us | us | 3483625257.4509
commercial air conditioning | Reference Commercial Gas Engine-Driven Chiller | 2046 | FIXED_OM | REPLACEMENT | N/A | USD/teraBtu | us | us | 3483625257.4509
commercial air conditioning | Reference Commercial Gas Engine-Driven Chiller | 2046 | INSTALLATION | NEW | N/A | USD/teraBtu | us | us | 66992793412.5182
commercial air conditioning | Reference Commercial Gas Engine-Driven Chiller | 2046 | INSTALLATION | REPLACEMENT | N/A | USD/teraBtu | us | us | 66992793412.5182
commercial air conditioning | Reference Commercial Gas Engine-Driven Chiller | 2047 | CAPITAL | NEW | N/A | USD/teraBtu | us | us | 66992793412.5182
commercial air conditioning | Reference Commercial Gas Engine-Driven Chiller | 2047 | CAPITAL | REPLACEMENT | N/A | USD/teraBtu | us | us | 66992793412.5182
commercial air conditioning | Reference Commercial Gas Engine-Driven Chiller | 2047 | FIXED_OM | NEW | N/A | USD/teraBtu | us | us | 3483625257.4509
commercial air conditioning | Reference Commercial Gas Engine-Driven Chiller | 2047 | FIXED_OM | REPLACEMENT | N/A | USD/teraBtu | us | us | 3483625257.4509
commercial air conditioning | Reference Commercial Gas Engine-Driven Chiller | 2047 | INSTALLATION | NEW | N/A | USD/teraBtu | us | us | 66992793412.5182
commercial air conditioning | Reference Commercial Gas Engine-Driven Chiller | 2047 | INSTALLATION | REPLACEMENT | N/A | USD/teraBtu | us | us | 66992793412.5182
commercial air conditioning | Reference Commercial Gas Engine-Driven Chiller | 2048 | CAPITAL | NEW | N/A | USD/teraBtu | us | us | 66992793412.5182
commercial air conditioning | Reference Commercial Gas Engine-Driven Chiller | 2048 | CAPITAL | REPLACEMENT | N/A | USD/teraBtu | us | us | 66992793412.5182
commercial air conditioning | Reference Commercial Gas Engine-Driven Chiller | 2048 | FIXED_OM | NEW | N/A | USD/teraBtu | us | us | 3483625257.4509
commercial air conditioning | Reference Commercial Gas Engine-Driven Chiller | 2048 | FIXED_OM | REPLACEMENT | N/A | USD/teraBtu | us | us | 3483625257.4509
commercial air conditioning | Reference Commercial Gas Engine-Driven Chiller | 2048 | INSTALLATION | NEW | N/A | USD/teraBtu | us | us | 66992793412.5182
commercial air conditioning | Reference Commercial Gas Engine-Driven Chiller | 2048 | INSTALLATION | REPLACEMENT | N/A | USD/teraBtu | us | us | 66992793412.5182
commercial air conditioning | Reference Commercial Gas Engine-Driven Chiller | 2049 | CAPITAL | NEW | N/A | USD/teraBtu | us | us | 66992793412.5182
commercial air conditioning | Reference Commercial Gas Engine-Driven Chiller | 2049 | CAPITAL | REPLACEMENT | N/A | USD/teraBtu | us | us | 66992793412.5182
commercial air conditioning | Reference Commercial Gas Engine-Driven Chiller | 2049 | FIXED_OM | NEW | N/A | USD/teraBtu | us | us | 3483625257.4509
commercial air conditioning | Reference Commercial Gas Engine-Driven Chiller | 2049 | FIXED_OM | REPLACEMENT | N/A | USD/teraBtu | us | us | 3483625257.4509
commercial air conditioning | Reference Commercial Gas Engine-Driven Chiller | 2049 | INSTALLATION | NEW | N/A | USD/teraBtu | us | us | 66992793412.5182
commercial air conditioning | Reference Commercial Gas Engine-Driven Chiller | 2049 | INSTALLATION | REPLACEMENT | N/A | USD/teraBtu | us | us | 66992793412.5182
commercial air conditioning | Reference Commercial Gas Engine-Driven Chiller | 2050 | CAPITAL | NEW | N/A | USD/teraBtu | us | us | 66992793412.5182
commercial air conditioning | Reference Commercial Gas Engine-Driven Chiller | 2050 | CAPITAL | REPLACEMENT | N/A | USD/teraBtu | us | us | 66992793412.5182
commercial air conditioning | Reference Commercial Gas Engine-Driven Chiller | 2050 | FIXED_OM | NEW | N/A | USD/teraBtu | us | us | 3483625257.4509
commercial air conditioning | Reference Commercial Gas Engine-Driven Chiller | 2050 | FIXED_OM | REPLACEMENT | N/A | USD/teraBtu | us | us | 3483625257.4509
commercial air conditioning | Reference Commercial Gas Engine-Driven Chiller | 2050 | INSTALLATION | NEW | N/A | USD/teraBtu | us | us | 66992793412.5182
commercial air conditioning | Reference Commercial Gas Engine-Driven Chiller | 2050 | INSTALLATION | REPLACEMENT | N/A | USD/teraBtu | us | us | 66992793412.5182
commercial air conditioning | Reference Commercial Gas Heat Pump - Cooling | 2020 | CAPITAL | NEW | N/A | USD/teraBtu | us | us | 133985586825.036
commercial air conditioning | Reference Commercial Gas Heat Pump - Cooling | 2020 | CAPITAL | REPLACEMENT | N/A | USD/teraBtu | us | us | 133985586825.036
commercial air conditioning | Reference Commercial Gas Heat Pump - Cooling | 2020 | FIXED_OM | NEW | N/A | USD/teraBtu | us | us | 2636836348.7167
commercial air conditioning | Reference Commercial Gas Heat Pump - Cooling | 2020 | FIXED_OM | REPLACEMENT | N/A | USD/teraBtu | us | us | 2636836348.7167
commercial air conditioning | Reference Commercial Gas Heat Pump - Cooling | 2020 | INSTALLATION | NEW | N/A | USD/teraBtu | us | us | 26797117365.0072
commercial air conditioning | Reference Commercial Gas Heat Pump - Cooling | 2020 | INSTALLATION | REPLACEMENT | N/A | USD/teraBtu | us | us | 26797117365.0072
commercial air conditioning | Reference Commercial Gas Heat Pump - Cooling | 2021 | CAPITAL | NEW | N/A | USD/teraBtu | us | us | 133985586825.036
commercial air conditioning | Reference Commercial Gas Heat Pump - Cooling | 2021 | CAPITAL | REPLACEMENT | N/A | USD/teraBtu | us | us | 133985586825.036
commercial air conditioning | Reference Commercial Gas Heat Pump - Cooling | 2021 | FIXED_OM | NEW | N/A | USD/teraBtu | us | us | 2636836348.7167
commercial air conditioning | Reference Commercial Gas Heat Pump - Cooling | 2021 | FIXED_OM | REPLACEMENT | N/A | USD/teraBtu | us | us | 2636836348.7167
commercial air conditioning | Reference Commercial Gas Heat Pump - Cooling | 2021 | INSTALLATION | NEW | N/A | USD/teraBtu | us | us | 26797117365.0072
commercial air conditioning | Reference Commercial Gas Heat Pump - Cooling | 2021 | INSTALLATION | REPLACEMENT | N/A | USD/teraBtu | us | us | 26797117365.0072
commercial air conditioning | Reference Commercial Gas Heat Pump - Cooling | 2022 | CAPITAL | NEW | N/A | USD/teraBtu | us | us | 133985586825.036
commercial air conditioning | Reference Commercial Gas Heat Pump - Cooling | 2022 | CAPITAL | REPLACEMENT | N/A | USD/teraBtu | us | us | 133985586825.036
commercial air conditioning | Reference Commercial Gas Heat Pump - Cooling | 2022 | FIXED_OM | NEW | N/A | USD/teraBtu | us | us | 2636836348.7167
commercial air conditioning | Reference Commercial Gas Heat Pump - Cooling | 2022 | FIXED_OM | REPLACEMENT | N/A | USD/teraBtu | us | us | 2636836348.7167
commercial air conditioning | Reference Commercial Gas Heat Pump - Cooling | 2022 | INSTALLATION | NEW | N/A | USD/teraBtu | us | us | 26797117365.0072
commercial air conditioning | Reference Commercial Gas Heat Pump - Cooling | 2022 | INSTALLATION | REPLACEMENT | N/A | USD/teraBtu | us | us | 26797117365.0072
commercial air conditioning | Reference Commercial Gas Heat Pump - Cooling | 2023 | CAPITAL | NEW | N/A | USD/teraBtu | us | us | 133985586825.036
commercial air conditioning | Reference Commercial Gas Heat Pump - Cooling | 2023 | CAPITAL | REPLACEMENT | N/A | USD/teraBtu | us | us | 133985586825.036
commercial air conditioning | Reference Commercial Gas Heat Pump - Cooling | 2023 | FIXED_OM | NEW | N/A | USD/teraBtu | us | us | 2636836348.7167
commercial air conditioning | Reference Commercial Gas Heat Pump - Cooling | 2023 | FIXED_OM | REPLACEMENT | N/A | USD/teraBtu | us | us | 2636836348.7167
commercial air conditioning | Reference Commercial Gas Heat Pump - Cooling | 2023 | INSTALLATION | NEW | N/A | USD/teraBtu | us | us | 26797117365.0072
commercial air conditioning | Reference Commercial Gas Heat Pump - Cooling | 2023 | INSTALLATION | REPLACEMENT | N/A | USD/teraBtu | us | us | 26797117365.0072
commercial air conditioning | Reference Commercial Gas Heat Pump - Cooling | 2024 | CAPITAL | NEW | N/A | USD/teraBtu | us | us | 133985586825.036
commercial air conditioning | Reference Commercial Gas Heat Pump - Cooling | 2024 | CAPITAL | REPLACEMENT | N/A | USD/teraBtu | us | us | 133985586825.036
commercial air conditioning | Reference Commercial Gas Heat Pump - Cooling | 2024 | FIXED_OM | NEW | N/A | USD/teraBtu | us | us | 2636836348.7167
commercial air conditioning | Reference Commercial Gas Heat Pump - Cooling | 2024 | FIXED_OM | REPLACEMENT | N/A | USD/teraBtu | us | us | 2636836348.7167
commercial air conditioning | Reference Commercial Gas Heat Pump - Cooling | 2024 | INSTALLATION | NEW | N/A | USD/teraBtu | us | us | 26797117365.0072
commercial air conditioning | Reference Commercial Gas Heat Pump - Cooling | 2024 | INSTALLATION | REPLACEMENT | N/A | USD/teraBtu | us | us | 26797117365.0072
commercial air conditioning | Reference Commercial Gas Heat Pump - Cooling | 2025 | CAPITAL | NEW | N/A | USD/teraBtu | us | us | 133985586825.036
commercial air conditioning | Reference Commercial Gas Heat Pump - Cooling | 2025 | CAPITAL | REPLACEMENT | N/A | USD/teraBtu | us | us | 133985586825.036
commercial air conditioning | Reference Commercial Gas Heat Pump - Cooling | 2025 | FIXED_OM | NEW | N/A | USD/teraBtu | us | us | 2636836348.7167
commercial air conditioning | Reference Commercial Gas Heat Pump - Cooling | 2025 | FIXED_OM | REPLACEMENT | N/A | USD/teraBtu | us | us | 2636836348.7167
commercial air conditioning | Reference Commercial Gas Heat Pump - Cooling | 2025 | INSTALLATION | NEW | N/A | USD/teraBtu | us | us | 26797117365.0072
commercial air conditioning | Reference Commercial Gas Heat Pump - Cooling | 2025 | INSTALLATION | REPLACEMENT | N/A | USD/teraBtu | us | us | 26797117365.0072
commercial air conditioning | Reference Commercial Gas Heat Pump - Cooling | 2026 | CAPITAL | NEW | N/A | USD/teraBtu | us | us | 133985586825.036
commercial air conditioning | Reference Commercial Gas Heat Pump - Cooling | 2026 | CAPITAL | REPLACEMENT | N/A | USD/teraBtu | us | us | 133985586825.036
commercial air conditioning | Reference Commercial Gas Heat Pump - Cooling | 2026 | FIXED_OM | NEW | N/A | USD/teraBtu | us | us | 2636836348.7167
commercial air conditioning | Reference Commercial Gas Heat Pump - Cooling | 2026 | FIXED_OM | REPLACEMENT | N/A | USD/teraBtu | us | us | 2636836348.7167
commercial air conditioning | Reference Commercial Gas Heat Pump - Cooling | 2026 | INSTALLATION | NEW | N/A | USD/teraBtu | us | us | 26797117365.0072
commercial air conditioning | Reference Commercial Gas Heat Pump - Cooling | 2026 | INSTALLATION | REPLACEMENT | N/A | USD/teraBtu | us | us | 26797117365.0072
commercial air conditioning | Reference Commercial Gas Heat Pump - Cooling | 2027 | CAPITAL | NEW | N/A | USD/teraBtu | us | us | 133985586825.036
commercial air conditioning | Reference Commercial Gas Heat Pump - Cooling | 2027 | CAPITAL | REPLACEMENT | N/A | USD/teraBtu | us | us | 133985586825.036
commercial air conditioning | Reference Commercial Gas Heat Pump - Cooling | 2027 | FIXED_OM | NEW | N/A | USD/teraBtu | us | us | 2636836348.7167
commercial air conditioning | Reference Commercial Gas Heat Pump - Cooling | 2027 | FIXED_OM | REPLACEMENT | N/A | USD/teraBtu | us | us | 2636836348.7167
commercial air conditioning | Reference Commercial Gas Heat Pump - Cooling | 2027 | INSTALLATION | NEW | N/A | USD/teraBtu | us | us | 26797117365.0072
commercial air conditioning | Reference Commercial Gas Heat Pump - Cooling | 2027 | INSTALLATION | REPLACEMENT | N/A | USD/teraBtu | us | us | 26797117365.0072
commercial air conditioning | Reference Commercial Gas Heat Pump - Cooling | 2028 | CAPITAL | NEW | N/A | USD/teraBtu | us | us | 133985586825.036
commercial air conditioning | Reference Commercial Gas Heat Pump - Cooling | 2028 | CAPITAL | REPLACEMENT | N/A | USD/teraBtu | us | us | 133985586825.036
commercial air conditioning | Reference Commercial Gas Heat Pump - Cooling | 2028 | FIXED_OM | NEW | N/A | USD/teraBtu | us | us | 2636836348.7167
commercial air conditioning | Reference Commercial Gas Heat Pump - Cooling | 2028 | FIXED_OM | REPLACEMENT | N/A | USD/teraBtu | us | us | 2636836348.7167
commercial air conditioning | Reference Commercial Gas Heat Pump - Cooling | 2028 | INSTALLATION | NEW | N/A | USD/teraBtu | us | us | 26797117365.0072
commercial air conditioning | Reference Commercial Gas Heat Pump - Cooling | 2028 | INSTALLATION | REPLACEMENT | N/A | USD/teraBtu | us | us | 26797117365.0072
commercial air conditioning | Reference Commercial Gas Heat Pump - Cooling | 2029 | CAPITAL | NEW | N/A | USD/teraBtu | us | us | 133985586825.036
commercial air conditioning | Reference Commercial Gas Heat Pump - Cooling | 2029 | CAPITAL | REPLACEMENT | N/A | USD/teraBtu | us | us | 133985586825.036
commercial air conditioning | Reference Commercial Gas Heat Pump - Cooling | 2029 | FIXED_OM | NEW | N/A | USD/teraBtu | us | us | 2636836348.7167
commercial air conditioning | Reference Commercial Gas Heat Pump - Cooling | 2029 | FIXED_OM | REPLACEMENT | N/A | USD/teraBtu | us | us | 2636836348.7167
commercial air conditioning | Reference Commercial Gas Heat Pump - Cooling | 2029 | INSTALLATION | NEW | N/A | USD/teraBtu | us | us | 26797117365.0072
commercial air conditioning | Reference Commercial Gas Heat Pump - Cooling | 2029 | INSTALLATION | REPLACEMENT | N/A | USD/teraBtu | us | us | 26797117365.0072
commercial air conditioning | Reference Commercial Gas Heat Pump - Cooling | 2030 | CAPITAL | NEW | N/A | USD/teraBtu | us | us | 133985586825.036
commercial air conditioning | Reference Commercial Gas Heat Pump - Cooling | 2030 | CAPITAL | REPLACEMENT | N/A | USD/teraBtu | us | us | 133985586825.036
commercial air conditioning | Reference Commercial Gas Heat Pump - Cooling | 2030 | FIXED_OM | NEW | N/A | USD/teraBtu | us | us | 2636836348.7167
commercial air conditioning | Reference Commercial Gas Heat Pump - Cooling | 2030 | FIXED_OM | REPLACEMENT | N/A | USD/teraBtu | us | us | 2636836348.7167
commercial air conditioning | Reference Commercial Gas Heat Pump - Cooling | 2030 | INSTALLATION | NEW | N/A | USD/teraBtu | us | us | 26797117365.0072
commercial air conditioning | Reference Commercial Gas Heat Pump - Cooling | 2030 | INSTALLATION | REPLACEMENT | N/A | USD/teraBtu | us | us | 26797117365.0072
commercial air conditioning | Reference Commercial Gas Heat Pump - Cooling | 2031 | CAPITAL | NEW | N/A | USD/teraBtu | us | us | 133985586825.036
commercial air conditioning | Reference Commercial Gas Heat Pump - Cooling | 2031 | CAPITAL | REPLACEMENT | N/A | USD/teraBtu | us | us | 133985586825.036
commercial air conditioning | Reference Commercial Gas Heat Pump - Cooling | 2031 | FIXED_OM | NEW | N/A | USD/teraBtu | us | us | 2636836348.7167
commercial air conditioning | Reference Commercial Gas Heat Pump - Cooling | 2031 | FIXED_OM | REPLACEMENT | N/A | USD/teraBtu | us | us | 2636836348.7167
commercial air conditioning | Reference Commercial Gas Heat Pump - Cooling | 2031 | INSTALLATION | NEW | N/A | USD/teraBtu | us | us | 26797117365.0072
commercial air conditioning | Reference Commercial Gas Heat Pump - Cooling | 2031 | INSTALLATION | REPLACEMENT | N/A | USD/teraBtu | us | us | 26797117365.0072
commercial air conditioning | Reference Commercial Gas Heat Pump - Cooling | 2032 | CAPITAL | NEW | N/A | USD/teraBtu | us | us | 133985586825.036
commercial air conditioning | Reference Commercial Gas Heat Pump - Cooling | 2032 | CAPITAL | REPLACEMENT | N/A | USD/teraBtu | us | us | 133985586825.036
commercial air conditioning | Reference Commercial Gas Heat Pump - Cooling | 2032 | FIXED_OM | NEW | N/A | USD/teraBtu | us | us | 2636836348.7167
commercial air conditioning | Reference Commercial Gas Heat Pump - Cooling | 2032 | FIXED_OM | REPLACEMENT | N/A | USD/teraBtu | us | us | 2636836348.7167
commercial air conditioning | Reference Commercial Gas Heat Pump - Cooling | 2032 | INSTALLATION | NEW | N/A | USD/teraBtu | us | us | 26797117365.0072
commercial air conditioning | Reference Commercial Gas Heat Pump - Cooling | 2032 | INSTALLATION | REPLACEMENT | N/A | USD/teraBtu | us | us | 26797117365.0072
commercial air conditioning | Reference Commercial Gas Heat Pump - Cooling | 2033 | CAPITAL | NEW | N/A | USD/teraBtu | us | us | 133985586825.036
commercial air conditioning | Reference Commercial Gas Heat Pump - Cooling | 2033 | CAPITAL | REPLACEMENT | N/A | USD/teraBtu | us | us | 133985586825.036
commercial air conditioning | Reference Commercial Gas Heat Pump - Cooling | 2033 | FIXED_OM | NEW | N/A | USD/teraBtu | us | us | 2636836348.7167
commercial air conditioning | Reference Commercial Gas Heat Pump - Cooling | 2033 | FIXED_OM | REPLACEMENT | N/A | USD/teraBtu | us | us | 2636836348.7167
commercial air conditioning | Reference Commercial Gas Heat Pump - Cooling | 2033 | INSTALLATION | NEW | N/A | USD/teraBtu | us | us | 26797117365.0072
commercial air conditioning | Reference Commercial Gas Heat Pump - Cooling | 2033 | INSTALLATION | REPLACEMENT | N/A | USD/teraBtu | us | us | 26797117365.0072
commercial air conditioning | Reference Commercial Gas Heat Pump - Cooling | 2034 | CAPITAL | NEW | N/A | USD/teraBtu | us | us | 133985586825.036
commercial air conditioning | Reference Commercial Gas Heat Pump - Cooling | 2034 | CAPITAL | REPLACEMENT | N/A | USD/teraBtu | us | us | 133985586825.036
commercial air conditioning | Reference Commercial Gas Heat Pump - Cooling | 2034 | FIXED_OM | NEW | N/A | USD/teraBtu | us | us | 2636836348.7167
commercial air conditioning | Reference Commercial Gas Heat Pump - Cooling | 2034 | FIXED_OM | REPLACEMENT | N/A | USD/teraBtu | us | us | 2636836348.7167
commercial air conditioning | Reference Commercial Gas Heat Pump - Cooling | 2034 | INSTALLATION | NEW | N/A | USD/teraBtu | us | us | 26797117365.0072
commercial air conditioning | Reference Commercial Gas Heat Pump - Cooling | 2034 | INSTALLATION | REPLACEMENT | N/A | USD/teraBtu | us | us | 26797117365.0072
commercial air conditioning | Reference Commercial Gas Heat Pump - Cooling | 2035 | CAPITAL | NEW | N/A | USD/teraBtu | us | us | 133985586825.036
commercial air conditioning | Reference Commercial Gas Heat Pump - Cooling | 2035 | CAPITAL | REPLACEMENT | N/A | USD/teraBtu | us | us | 133985586825.036
commercial air conditioning | Reference Commercial Gas Heat Pump - Cooling | 2035 | FIXED_OM | NEW | N/A | USD/teraBtu | us | us | 2636836348.7167
commercial air conditioning | Reference Commercial Gas Heat Pump - Cooling | 2035 | FIXED_OM | REPLACEMENT | N/A | USD/teraBtu | us | us | 2636836348.7167
commercial air conditioning | Reference Commercial Gas Heat Pump - Cooling | 2035 | INSTALLATION | NEW | N/A | USD/teraBtu | us | us | 26797117365.0072
commercial air conditioning | Reference Commercial Gas Heat Pump - Cooling | 2035 | INSTALLATION | REPLACEMENT | N/A | USD/teraBtu | us | us | 26797117365.0072
commercial air conditioning | Reference Commercial Gas Heat Pump - Cooling | 2036 | CAPITAL | NEW | N/A | USD/teraBtu | us | us | 133985586825.036
commercial air conditioning | Reference Commercial Gas Heat Pump - Cooling | 2036 | CAPITAL | REPLACEMENT | N/A | USD/teraBtu | us | us | 133985586825.036
commercial air conditioning | Reference Commercial Gas Heat Pump - Cooling | 2036 | FIXED_OM | NEW | N/A | USD/teraBtu | us | us | 2636836348.7167
commercial air conditioning | Reference Commercial Gas Heat Pump - Cooling | 2036 | FIXED_OM | REPLACEMENT | N/A | USD/teraBtu | us | us | 2636836348.7167
commercial air conditioning | Reference Commercial Gas Heat Pump - Cooling | 2036 | INSTALLATION | NEW | N/A | USD/teraBtu | us | us | 26797117365.0072
commercial air conditioning | Reference Commercial Gas Heat Pump - Cooling | 2036 | INSTALLATION | REPLACEMENT | N/A | USD/teraBtu | us | us | 26797117365.0072
commercial air conditioning | Reference Commercial Gas Heat Pump - Cooling | 2037 | CAPITAL | NEW | N/A | USD/teraBtu | us | us | 133985586825.036
commercial air conditioning | Reference Commercial Gas Heat Pump - Cooling | 2037 | CAPITAL | REPLACEMENT | N/A | USD/teraBtu | us | us | 133985586825.036
commercial air conditioning | Reference Commercial Gas Heat Pump - Cooling | 2037 | FIXED_OM | NEW | N/A | USD/teraBtu | us | us | 2636836348.7167
commercial air conditioning | Reference Commercial Gas Heat Pump - Cooling | 2037 | FIXED_OM | REPLACEMENT | N/A | USD/teraBtu | us | us | 2636836348.7167
commercial air conditioning | Reference Commercial Gas Heat Pump - Cooling | 2037 | INSTALLATION | NEW | N/A | USD/teraBtu | us | us | 26797117365.0072
commercial air conditioning | Reference Commercial Gas Heat Pump - Cooling | 2037 | INSTALLATION | REPLACEMENT | N/A | USD/teraBtu | us | us | 26797117365.0072
commercial air conditioning | Reference Commercial Gas Heat Pump - Cooling | 2038 | CAPITAL | NEW | N/A | USD/teraBtu | us | us | 133985586825.036
commercial air conditioning | Reference Commercial Gas Heat Pump - Cooling | 2038 | CAPITAL | REPLACEMENT | N/A | USD/teraBtu | us | us | 133985586825.036
commercial air conditioning | Reference Commercial Gas Heat Pump - Cooling | 2038 | FIXED_OM | NEW | N/A | USD/teraBtu | us | us | 2636836348.7167
commercial air conditioning | Reference Commercial Gas Heat Pump - Cooling | 2038 | FIXED_OM | REPLACEMENT | N/A | USD/teraBtu | us | us | 2636836348.7167
commercial air conditioning | Reference Commercial Gas Heat Pump - Cooling | 2038 | INSTALLATION | NEW | N/A | USD/teraBtu | us | us | 26797117365.0072
commercial air conditioning | Reference Commercial Gas Heat Pump - Cooling | 2038 | INSTALLATION | REPLACEMENT | N/A | USD/teraBtu | us | us | 26797117365.0072
commercial air conditioning | Reference Commercial Gas Heat Pump - Cooling | 2039 | CAPITAL | NEW | N/A | USD/teraBtu | us | us | 133985586825.036
commercial air conditioning | Reference Commercial Gas Heat Pump - Cooling | 2039 | CAPITAL | REPLACEMENT | N/A | USD/teraBtu | us | us | 133985586825.036
commercial air conditioning | Reference Commercial Gas Heat Pump - Cooling | 2039 | FIXED_OM | NEW | N/A | USD/teraBtu | us | us | 2636836348.7167
commercial air conditioning | Reference Commercial Gas Heat Pump - Cooling | 2039 | FIXED_OM | REPLACEMENT | N/A | USD/teraBtu | us | us | 2636836348.7167
commercial air conditioning | Reference Commercial Gas Heat Pump - Cooling | 2039 | INSTALLATION | NEW | N/A | USD/teraBtu | us | us | 26797117365.0072
commercial air conditioning | Reference Commercial Gas Heat Pump - Cooling | 2039 | INSTALLATION | REPLACEMENT | N/A | USD/teraBtu | us | us | 26797117365.0072
commercial air conditioning | Reference Commercial Gas Heat Pump - Cooling | 2040 | CAPITAL | NEW | N/A | USD/teraBtu | us | us | 133985586825.036
commercial air conditioning | Reference Commercial Gas Heat Pump - Cooling | 2040 | CAPITAL | REPLACEMENT | N/A | USD/teraBtu | us | us | 133985586825.036
commercial air conditioning | Reference Commercial Gas Heat Pump - Cooling | 2040 | FIXED_OM | NEW | N/A | USD/teraBtu | us | us | 2636836348.7167
commercial air conditioning | Reference Commercial Gas Heat Pump - Cooling | 2040 | FIXED_OM | REPLACEMENT | N/A | USD/teraBtu | us | us | 2636836348.7167
commercial air conditioning | Reference Commercial Gas Heat Pump - Cooling | 2040 | INSTALLATION | NEW | N/A | USD/teraBtu | us | us | 26797117365.0072
commercial air conditioning | Reference Commercial Gas Heat Pump - Cooling | 2040 | INSTALLATION | REPLACEMENT | N/A | USD/teraBtu | us | us | 26797117365.0072
commercial air conditioning | Reference Commercial Gas Heat Pump - Cooling | 2041 | CAPITAL | NEW | N/A | USD/teraBtu | us | us | 133985586825.036
commercial air conditioning | Reference Commercial Gas Heat Pump - Cooling | 2041 | CAPITAL | REPLACEMENT | N/A | USD/teraBtu | us | us | 133985586825.036
commercial air conditioning | Reference Commercial Gas Heat Pump - Cooling | 2041 | FIXED_OM | NEW | N/A | USD/teraBtu | us | us | 2636836348.7167
commercial air conditioning | Reference Commercial Gas Heat Pump - Cooling | 2041 | FIXED_OM | REPLACEMENT | N/A | USD/teraBtu | us | us | 2636836348.7167
commercial air conditioning | Reference Commercial Gas Heat Pump - Cooling | 2041 | INSTALLATION | NEW | N/A | USD/teraBtu | us | us | 26797117365.0072
commercial air conditioning | Reference Commercial Gas Heat Pump - Cooling | 2041 | INSTALLATION | REPLACEMENT | N/A | USD/teraBtu | us | us | 26797117365.0072
commercial air conditioning | Reference Commercial Gas Heat Pump - Cooling | 2042 | CAPITAL | NEW | N/A | USD/teraBtu | us | us | 133985586825.036
commercial air conditioning | Reference Commercial Gas Heat Pump - Cooling | 2042 | CAPITAL | REPLACEMENT | N/A | USD/teraBtu | us | us | 133985586825.036
commercial air conditioning | Reference Commercial Gas Heat Pump - Cooling | 2042 | FIXED_OM | NEW | N/A | USD/teraBtu | us | us | 2636836348.7167
commercial air conditioning | Reference Commercial Gas Heat Pump - Cooling | 2042 | FIXED_OM | REPLACEMENT | N/A | USD/teraBtu | us | us | 2636836348.7167
commercial air conditioning | Reference Commercial Gas Heat Pump - Cooling | 2042 | INSTALLATION | NEW | N/A | USD/teraBtu | us | us | 26797117365.0072
commercial air conditioning | Reference Commercial Gas Heat Pump - Cooling | 2042 | INSTALLATION | REPLACEMENT | N/A | USD/teraBtu | us | us | 26797117365.0072
commercial air conditioning | Reference Commercial Gas Heat Pump - Cooling | 2043 | CAPITAL | NEW | N/A | USD/teraBtu | us | us | 133985586825.036
commercial air conditioning | Reference Commercial Gas Heat Pump - Cooling | 2043 | CAPITAL | REPLACEMENT | N/A | USD/teraBtu | us | us | 133985586825.036
commercial air conditioning | Reference Commercial Gas Heat Pump - Cooling | 2043 | FIXED_OM | NEW | N/A | USD/teraBtu | us | us | 2636836348.7167
commercial air conditioning | Reference Commercial Gas Heat Pump - Cooling | 2043 | FIXED_OM | REPLACEMENT | N/A | USD/teraBtu | us | us | 2636836348.7167
commercial air conditioning | Reference Commercial Gas Heat Pump - Cooling | 2043 | INSTALLATION | NEW | N/A | USD/teraBtu | us | us | 26797117365.0072
commercial air conditioning | Reference Commercial Gas Heat Pump - Cooling | 2043 | INSTALLATION | REPLACEMENT | N/A | USD/teraBtu | us | us | 26797117365.0072
commercial air conditioning | Reference Commercial Gas Heat Pump - Cooling | 2044 | CAPITAL | NEW | N/A | USD/teraBtu | us | us | 133985586825.036
commercial air conditioning | Reference Commercial Gas Heat Pump - Cooling | 2044 | CAPITAL | REPLACEMENT | N/A | USD/teraBtu | us | us | 133985586825.036
commercial air conditioning | Reference Commercial Gas Heat Pump - Cooling | 2044 | FIXED_OM | NEW | N/A | USD/teraBtu | us | us | 2636836348.7167
commercial air conditioning | Reference Commercial Gas Heat Pump - Cooling | 2044 | FIXED_OM | REPLACEMENT | N/A | USD/teraBtu | us | us | 2636836348.7167
commercial air conditioning | Reference Commercial Gas Heat Pump - Cooling | 2044 | INSTALLATION | NEW | N/A | USD/teraBtu | us | us | 26797117365.0072
commercial air conditioning | Reference Commercial Gas Heat Pump - Cooling | 2044 | INSTALLATION | REPLACEMENT | N/A | USD/teraBtu | us | us | 26797117365.0072
commercial air conditioning | Reference Commercial Gas Heat Pump - Cooling | 2045 | CAPITAL | NEW | N/A | USD/teraBtu | us | us | 133985586825.036
commercial air conditioning | Reference Commercial Gas Heat Pump - Cooling | 2045 | CAPITAL | REPLACEMENT | N/A | USD/teraBtu | us | us | 133985586825.036
commercial air conditioning | Reference Commercial Gas Heat Pump - Cooling | 2045 | FIXED_OM | NEW | N/A | USD/teraBtu | us | us | 2636836348.7167
commercial air conditioning | Reference Commercial Gas Heat Pump - Cooling | 2045 | FIXED_OM | REPLACEMENT | N/A | USD/teraBtu | us | us | 2636836348.7167
commercial air conditioning | Reference Commercial Gas Heat Pump - Cooling | 2045 | INSTALLATION | NEW | N/A | USD/teraBtu | us | us | 26797117365.0072
commercial air conditioning | Reference Commercial Gas Heat Pump - Cooling | 2045 | INSTALLATION | REPLACEMENT | N/A | USD/teraBtu | us | us | 26797117365.0072
commercial air conditioning | Reference Commercial Gas Heat Pump - Cooling | 2046 | CAPITAL | NEW | N/A | USD/teraBtu | us | us | 133985586825.036
commercial air conditioning | Reference Commercial Gas Heat Pump - Cooling | 2046 | CAPITAL | REPLACEMENT | N/A | USD/teraBtu | us | us | 133985586825.036
commercial air conditioning | Reference Commercial Gas Heat Pump - Cooling | 2046 | FIXED_OM | NEW | N/A | USD/teraBtu | us | us | 2636836348.7167
commercial air conditioning | Reference Commercial Gas Heat Pump - Cooling | 2046 | FIXED_OM | REPLACEMENT | N/A | USD/teraBtu | us | us | 2636836348.7167
commercial air conditioning | Reference Commercial Gas Heat Pump - Cooling | 2046 | INSTALLATION | NEW | N/A | USD/teraBtu | us | us | 26797117365.0072
commercial air conditioning | Reference Commercial Gas Heat Pump - Cooling | 2046 | INSTALLATION | REPLACEMENT | N/A | USD/teraBtu | us | us | 26797117365.0072
commercial air conditioning | Reference Commercial Gas Heat Pump - Cooling | 2047 | CAPITAL | NEW | N/A | USD/teraBtu | us | us | 133985586825.036
commercial air conditioning | Reference Commercial Gas Heat Pump - Cooling | 2047 | CAPITAL | REPLACEMENT | N/A | USD/teraBtu | us | us | 133985586825.036
commercial air conditioning | Reference Commercial Gas Heat Pump - Cooling | 2047 | FIXED_OM | NEW | N/A | USD/teraBtu | us | us | 2636836348.7167
commercial air conditioning | Reference Commercial Gas Heat Pump - Cooling | 2047 | FIXED_OM | REPLACEMENT | N/A | USD/teraBtu | us | us | 2636836348.7167
commercial air conditioning | Reference Commercial Gas Heat Pump - Cooling | 2047 | INSTALLATION | NEW | N/A | USD/teraBtu | us | us | 26797117365.0072
commercial air conditioning | Reference Commercial Gas Heat Pump - Cooling | 2047 | INSTALLATION | REPLACEMENT | N/A | USD/teraBtu | us | us | 26797117365.0072
commercial air conditioning | Reference Commercial Gas Heat Pump - Cooling | 2048 | CAPITAL | NEW | N/A | USD/teraBtu | us | us | 133985586825.036
commercial air conditioning | Reference Commercial Gas Heat Pump - Cooling | 2048 | CAPITAL | REPLACEMENT | N/A | USD/teraBtu | us | us | 133985586825.036
commercial air conditioning | Reference Commercial Gas Heat Pump - Cooling | 2048 | FIXED_OM | NEW | N/A | USD/teraBtu | us | us | 2636836348.7167
commercial air conditioning | Reference Commercial Gas Heat Pump - Cooling | 2048 | FIXED_OM | REPLACEMENT | N/A | USD/teraBtu | us | us | 2636836348.7167
commercial air conditioning | Reference Commercial Gas Heat Pump - Cooling | 2048 | INSTALLATION | NEW | N/A | USD/teraBtu | us | us | 26797117365.0072
commercial air conditioning | Reference Commercial Gas Heat Pump - Cooling | 2048 | INSTALLATION | REPLACEMENT | N/A | USD/teraBtu | us | us | 26797117365.0072
commercial air conditioning | Reference Commercial Gas Heat Pump - Cooling | 2049 | CAPITAL | NEW | N/A | USD/teraBtu | us | us | 133985586825.036
commercial air conditioning | Reference Commercial Gas Heat Pump - Cooling | 2049 | CAPITAL | REPLACEMENT | N/A | USD/teraBtu | us | us | 133985586825.036
commercial air conditioning | Reference Commercial Gas Heat Pump - Cooling | 2049 | FIXED_OM | NEW | N/A | USD/teraBtu | us | us | 2636836348.7167
commercial air conditioning | Reference Commercial Gas Heat Pump - Cooling | 2049 | FIXED_OM | REPLACEMENT | N/A | USD/teraBtu | us | us | 2636836348.7167
commercial air conditioning | Reference Commercial Gas Heat Pump - Cooling | 2049 | INSTALLATION | NEW | N/A | USD/teraBtu | us | us | 26797117365.0072
commercial air conditioning | Reference Commercial Gas Heat Pump - Cooling | 2049 | INSTALLATION | REPLACEMENT | N/A | USD/teraBtu | us | us | 26797117365.0072
commercial air conditioning | Reference Commercial Gas Heat Pump - Cooling | 2050 | CAPITAL | NEW | N/A | USD/teraBtu | us | us | 133985586825.036
commercial air conditioning | Reference Commercial Gas Heat Pump - Cooling | 2050 | CAPITAL | REPLACEMENT | N/A | USD/teraBtu | us | us | 133985586825.036
commercial air conditioning | Reference Commercial Gas Heat Pump - Cooling | 2050 | FIXED_OM | NEW | N/A | USD/teraBtu | us | us | 2636836348.7167
commercial air conditioning | Reference Commercial Gas Heat Pump - Cooling | 2050 | FIXED_OM | REPLACEMENT | N/A | USD/teraBtu | us | us | 2636836348.7167
commercial air conditioning | Reference Commercial Gas Heat Pump - Cooling | 2050 | INSTALLATION | NEW | N/A | USD/teraBtu | us | us | 26797117365.0072
commercial air conditioning | Reference Commercial Gas Heat Pump - Cooling | 2050 | INSTALLATION | REPLACEMENT | N/A | USD/teraBtu | us | us | 26797117365.0072
commercial air conditioning | Reference Commercial Ground Source Heat Pump -Cooling | 2020 | CAPITAL | NEW | N/A | USD/teraBtu | us | us | 170386791053.662
commercial air conditioning | Reference Commercial Ground Source Heat Pump -Cooling | 2020 | CAPITAL | REPLACEMENT | N/A | USD/teraBtu | us | us | 170386791053.662
commercial air conditioning | Reference Commercial Ground Source Heat Pump -Cooling | 2020 | FIXED_OM | NEW | N/A | USD/teraBtu | us | us | 1677499547.0494
commercial air conditioning | Reference Commercial Ground Source Heat Pump -Cooling | 2020 | FIXED_OM | REPLACEMENT | N/A | USD/teraBtu | us | us | 1677499547.0494
commercial air conditioning | Reference Commercial Ground Source Heat Pump -Cooling | 2020 | INSTALLATION | NEW | N/A | USD/teraBtu | us | us | 105398422020.046
commercial air conditioning | Reference Commercial Ground Source Heat Pump -Cooling | 2020 | INSTALLATION | REPLACEMENT | N/A | USD/teraBtu | us | us | 105398422020.046
commercial air conditioning | Reference Commercial Ground Source Heat Pump -Cooling | 2021 | CAPITAL | NEW | N/A | USD/teraBtu | us | us | 170386791053.662
commercial air conditioning | Reference Commercial Ground Source Heat Pump -Cooling | 2021 | CAPITAL | REPLACEMENT | N/A | USD/teraBtu | us | us | 170386791053.662
commercial air conditioning | Reference Commercial Ground Source Heat Pump -Cooling | 2021 | FIXED_OM | NEW | N/A | USD/teraBtu | us | us | 1677499547.0494
commercial air conditioning | Reference Commercial Ground Source Heat Pump -Cooling | 2021 | FIXED_OM | REPLACEMENT | N/A | USD/teraBtu | us | us | 1677499547.0494
commercial air conditioning | Reference Commercial Ground Source Heat Pump -Cooling | 2021 | INSTALLATION | NEW | N/A | USD/teraBtu | us | us | 105398422020.046
commercial air conditioning | Reference Commercial Ground Source Heat Pump -Cooling | 2021 | INSTALLATION | REPLACEMENT | N/A | USD/teraBtu | us | us | 105398422020.046
commercial air conditioning | Reference Commercial Ground Source Heat Pump -Cooling | 2022 | CAPITAL | NEW | N/A | USD/teraBtu | us | us | 170386791053.662
commercial air conditioning | Reference Commercial Ground Source Heat Pump -Cooling | 2022 | CAPITAL | REPLACEMENT | N/A | USD/teraBtu | us | us | 170386791053.662
commercial air conditioning | Reference Commercial Ground Source Heat Pump -Cooling | 2022 | FIXED_OM | NEW | N/A | USD/teraBtu | us | us | 1677499547.0494
commercial air conditioning | Reference Commercial Ground Source Heat Pump -Cooling | 2022 | FIXED_OM | REPLACEMENT | N/A | USD/teraBtu | us | us | 1677499547.0494
commercial air conditioning | Reference Commercial Ground Source Heat Pump -Cooling | 2022 | INSTALLATION | NEW | N/A | USD/teraBtu | us | us | 105398422020.046
commercial air conditioning | Reference Commercial Ground Source Heat Pump -Cooling | 2022 | INSTALLATION | REPLACEMENT | N/A | USD/teraBtu | us | us | 105398422020.046
commercial air conditioning | Reference Commercial Ground Source Heat Pump -Cooling | 2023 | CAPITAL | NEW | N/A | USD/teraBtu | us | us | 170386791053.662
commercial air conditioning | Reference Commercial Ground Source Heat Pump -Cooling | 2023 | CAPITAL | REPLACEMENT | N/A | USD/teraBtu | us | us | 170386791053.662
commercial air conditioning | Reference Commercial Ground Source Heat Pump -Cooling | 2023 | FIXED_OM | NEW | N/A | USD/teraBtu | us | us | 1677499547.0494
commercial air conditioning | Reference Commercial Ground Source Heat Pump -Cooling | 2023 | FIXED_OM | REPLACEMENT | N/A | USD/teraBtu | us | us | 1677499547.0494
commercial air conditioning | Reference Commercial Ground Source Heat Pump -Cooling | 2023 | INSTALLATION | NEW | N/A | USD/teraBtu | us | us | 105398422020.046
commercial air conditioning | Reference Commercial Ground Source Heat Pump -Cooling | 2023 | INSTALLATION | REPLACEMENT | N/A | USD/teraBtu | us | us | 105398422020.046
commercial air conditioning | Reference Commercial Ground Source Heat Pump -Cooling | 2024 | CAPITAL | NEW | N/A | USD/teraBtu | us | us | 170386791053.662
commercial air conditioning | Reference Commercial Ground Source Heat Pump -Cooling | 2024 | CAPITAL | REPLACEMENT | N/A | USD/teraBtu | us | us | 170386791053.662
commercial air conditioning | Reference Commercial Ground Source Heat Pump -Cooling | 2024 | FIXED_OM | NEW | N/A | USD/teraBtu | us | us | 1677499547.0494
commercial air conditioning | Reference Commercial Ground Source Heat Pump -Cooling | 2024 | FIXED_OM | REPLACEMENT | N/A | USD/teraBtu | us | us | 1677499547.0494
commercial air conditioning | Reference Commercial Ground Source Heat Pump -Cooling | 2024 | INSTALLATION | NEW | N/A | USD/teraBtu | us | us | 105398422020.046
commercial air conditioning | Reference Commercial Ground Source Heat Pump -Cooling | 2024 | INSTALLATION | REPLACEMENT | N/A | USD/teraBtu | us | us | 105398422020.046
commercial air conditioning | Reference Commercial Ground Source Heat Pump -Cooling | 2025 | CAPITAL | NEW | N/A | USD/teraBtu | us | us | 170386791053.662
commercial air conditioning | Reference Commercial Ground Source Heat Pump -Cooling | 2025 | CAPITAL | REPLACEMENT | N/A | USD/teraBtu | us | us | 170386791053.662
commercial air conditioning | Reference Commercial Ground Source Heat Pump -Cooling | 2025 | FIXED_OM | NEW | N/A | USD/teraBtu | us | us | 1677499547.0494
commercial air conditioning | Reference Commercial Ground Source Heat Pump -Cooling | 2025 | FIXED_OM | REPLACEMENT | N/A | USD/teraBtu | us | us | 1677499547.0494
commercial air conditioning | Reference Commercial Ground Source Heat Pump -Cooling | 2025 | INSTALLATION | NEW | N/A | USD/teraBtu | us | us | 105398422020.046
commercial air conditioning | Reference Commercial Ground Source Heat Pump -Cooling | 2025 | INSTALLATION | REPLACEMENT | N/A | USD/teraBtu | us | us | 105398422020.046
commercial air conditioning | Reference Commercial Ground Source Heat Pump -Cooling | 2026 | CAPITAL | NEW | N/A | USD/teraBtu | us | us | 170386791053.662
commercial air conditioning | Reference Commercial Ground Source Heat Pump -Cooling | 2026 | CAPITAL | REPLACEMENT | N/A | USD/teraBtu | us | us | 170386791053.662
commercial air conditioning | Reference Commercial Ground Source Heat Pump -Cooling | 2026 | FIXED_OM | NEW | N/A | USD/teraBtu | us | us | 1677499547.0494
commercial air conditioning | Reference Commercial Ground Source Heat Pump -Cooling | 2026 | FIXED_OM | REPLACEMENT | N/A | USD/teraBtu | us | us | 1677499547.0494
commercial air conditioning | Reference Commercial Ground Source Heat Pump -Cooling | 2026 | INSTALLATION | NEW | N/A | USD/teraBtu | us | us | 105398422020.046
commercial air conditioning | Reference Commercial Ground Source Heat Pump -Cooling | 2026 | INSTALLATION | REPLACEMENT | N/A | USD/teraBtu | us | us | 105398422020.046
commercial air conditioning | Reference Commercial Ground Source Heat Pump -Cooling | 2027 | CAPITAL | NEW | N/A | USD/teraBtu | us | us | 170386791053.662
commercial air conditioning | Reference Commercial Ground Source Heat Pump -Cooling | 2027 | CAPITAL | REPLACEMENT | N/A | USD/teraBtu | us | us | 170386791053.662
commercial air conditioning | Reference Commercial Ground Source Heat Pump -Cooling | 2027 | FIXED_OM | NEW | N/A | USD/teraBtu | us | us | 1677499547.0494
commercial air conditioning | Reference Commercial Ground Source Heat Pump -Cooling | 2027 | FIXED_OM | REPLACEMENT | N/A | USD/teraBtu | us | us | 1677499547.0494
commercial air conditioning | Reference Commercial Ground Source Heat Pump -Cooling | 2027 | INSTALLATION | NEW | N/A | USD/teraBtu | us | us | 105398422020.046
commercial air conditioning | Reference Commercial Ground Source Heat Pump -Cooling | 2027 | INSTALLATION | REPLACEMENT | N/A | USD/teraBtu | us | us | 105398422020.046
commercial air conditioning | Reference Commercial Ground Source Heat Pump -Cooling | 2028 | CAPITAL | NEW | N/A | USD/teraBtu | us | us | 170386791053.662
commercial air conditioning | Reference Commercial Ground Source Heat Pump -Cooling | 2028 | CAPITAL | REPLACEMENT | N/A | USD/teraBtu | us | us | 170386791053.662
commercial air conditioning | Reference Commercial Ground Source Heat Pump -Cooling | 2028 | FIXED_OM | NEW | N/A | USD/teraBtu | us | us | 1677499547.0494
commercial air conditioning | Reference Commercial Ground Source Heat Pump -Cooling | 2028 | FIXED_OM | REPLACEMENT | N/A | USD/teraBtu | us | us | 1677499547.0494
commercial air conditioning | Reference Commercial Ground Source Heat Pump -Cooling | 2028 | INSTALLATION | NEW | N/A | USD/teraBtu | us | us | 105398422020.046
commercial air conditioning | Reference Commercial Ground Source Heat Pump -Cooling | 2028 | INSTALLATION | REPLACEMENT | N/A | USD/teraBtu | us | us | 105398422020.046
commercial air conditioning | Reference Commercial Ground Source Heat Pump -Cooling | 2029 | CAPITAL | NEW | N/A | USD/teraBtu | us | us | 170386791053.662
commercial air conditioning | Reference Commercial Ground Source Heat Pump -Cooling | 2029 | CAPITAL | REPLACEMENT | N/A | USD/teraBtu | us | us | 170386791053.662
commercial air conditioning | Reference Commercial Ground Source Heat Pump -Cooling | 2029 | FIXED_OM | NEW | N/A | USD/teraBtu | us | us | 1677499547.0494
commercial air conditioning | Reference Commercial Ground Source Heat Pump -Cooling | 2029 | FIXED_OM | REPLACEMENT | N/A | USD/teraBtu | us | us | 1677499547.0494
commercial air conditioning | Reference Commercial Ground Source Heat Pump -Cooling | 2029 | INSTALLATION | NEW | N/A | USD/teraBtu | us | us | 105398422020.046
commercial air conditioning | Reference Commercial Ground Source Heat Pump -Cooling | 2029 | INSTALLATION | REPLACEMENT | N/A | USD/teraBtu | us | us | 105398422020.046
commercial air conditioning | Reference Commercial Ground Source Heat Pump -Cooling | 2030 | CAPITAL | NEW | N/A | USD/teraBtu | us | us | 170386791053.662
commercial air conditioning | Reference Commercial Ground Source Heat Pump -Cooling | 2030 | CAPITAL | REPLACEMENT | N/A | USD/teraBtu | us | us | 170386791053.662
commercial air conditioning | Reference Commercial Ground Source Heat Pump -Cooling | 2030 | FIXED_OM | NEW | N/A | USD/teraBtu | us | us | 1677499547.0494
commercial air conditioning | Reference Commercial Ground Source Heat Pump -Cooling | 2030 | FIXED_OM | REPLACEMENT | N/A | USD/teraBtu | us | us | 1677499547.0494
commercial air conditioning | Reference Commercial Ground Source Heat Pump -Cooling | 2030 | INSTALLATION | NEW | N/A | USD/teraBtu | us | us | 105398422020.046
commercial air conditioning | Reference Commercial Ground Source Heat Pump -Cooling | 2030 | INSTALLATION | REPLACEMENT | N/A | USD/teraBtu | us | us | 105398422020.046
commercial air conditioning | Reference Commercial Ground Source Heat Pump -Cooling | 2031 | CAPITAL | NEW | N/A | USD/teraBtu | us | us | 170386791053.662
commercial air conditioning | Reference Commercial Ground Source Heat Pump -Cooling | 2031 | CAPITAL | REPLACEMENT | N/A | USD/teraBtu | us | us | 170386791053.662
commercial air conditioning | Reference Commercial Ground Source Heat Pump -Cooling | 2031 | FIXED_OM | NEW | N/A | USD/teraBtu | us | us | 1677499547.0494
commercial air conditioning | Reference Commercial Ground Source Heat Pump -Cooling | 2031 | FIXED_OM | REPLACEMENT | N/A | USD/teraBtu | us | us | 1677499547.0494
commercial air conditioning | Reference Commercial Ground Source Heat Pump -Cooling | 2031 | INSTALLATION | NEW | N/A | USD/teraBtu | us | us | 105398422020.046
commercial air conditioning | Reference Commercial Ground Source Heat Pump -Cooling | 2031 | INSTALLATION | REPLACEMENT | N/A | USD/teraBtu | us | us | 105398422020.046
commercial air conditioning | Reference Commercial Ground Source Heat Pump -Cooling | 2032 | CAPITAL | NEW | N/A | USD/teraBtu | us | us | 170386791053.662
commercial air conditioning | Reference Commercial Ground Source Heat Pump -Cooling | 2032 | CAPITAL | REPLACEMENT | N/A | USD/teraBtu | us | us | 170386791053.662
commercial air conditioning | Reference Commercial Ground Source Heat Pump -Cooling | 2032 | FIXED_OM | NEW | N/A | USD/teraBtu | us | us | 1677499547.0494
commercial air conditioning | Reference Commercial Ground Source Heat Pump -Cooling | 2032 | FIXED_OM | REPLACEMENT | N/A | USD/teraBtu | us | us | 1677499547.0494
commercial air conditioning | Reference Commercial Ground Source Heat Pump -Cooling | 2032 | INSTALLATION | NEW | N/A | USD/teraBtu | us | us | 105398422020.046
commercial air conditioning | Reference Commercial Ground Source Heat Pump -Cooling | 2032 | INSTALLATION | REPLACEMENT | N/A | USD/teraBtu | us | us | 105398422020.046
commercial air conditioning | Reference Commercial Ground Source Heat Pump -Cooling | 2033 | CAPITAL | NEW | N/A | USD/teraBtu | us | us | 170386791053.662
commercial air conditioning | Reference Commercial Ground Source Heat Pump -Cooling | 2033 | CAPITAL | REPLACEMENT | N/A | USD/teraBtu | us | us | 170386791053.662
commercial air conditioning | Reference Commercial Ground Source Heat Pump -Cooling | 2033 | FIXED_OM | NEW | N/A | USD/teraBtu | us | us | 1677499547.0494
commercial air conditioning | Reference Commercial Ground Source Heat Pump -Cooling | 2033 | FIXED_OM | REPLACEMENT | N/A | USD/teraBtu | us | us | 1677499547.0494
commercial air conditioning | Reference Commercial Ground Source Heat Pump -Cooling | 2033 | INSTALLATION | NEW | N/A | USD/teraBtu | us | us | 105398422020.046
commercial air conditioning | Reference Commercial Ground Source Heat Pump -Cooling | 2033 | INSTALLATION | REPLACEMENT | N/A | USD/teraBtu | us | us | 105398422020.046
commercial air conditioning | Reference Commercial Ground Source Heat Pump -Cooling | 2034 | CAPITAL | NEW | N/A | USD/teraBtu | us | us | 170386791053.662
commercial air conditioning | Reference Commercial Ground Source Heat Pump -Cooling | 2034 | CAPITAL | REPLACEMENT | N/A | USD/teraBtu | us | us | 170386791053.662
commercial air conditioning | Reference Commercial Ground Source Heat Pump -Cooling | 2034 | FIXED_OM | NEW | N/A | USD/teraBtu | us | us | 1677499547.0494
commercial air conditioning | Reference Commercial Ground Source Heat Pump -Cooling | 2034 | FIXED_OM | REPLACEMENT | N/A | USD/teraBtu | us | us | 1677499547.0494
commercial air conditioning | Reference Commercial Ground Source Heat Pump -Cooling | 2034 | INSTALLATION | NEW | N/A | USD/teraBtu | us | us | 105398422020.046
commercial air conditioning | Reference Commercial Ground Source Heat Pump -Cooling | 2034 | INSTALLATION | REPLACEMENT | N/A | USD/teraBtu | us | us | 105398422020.046
commercial air conditioning | Reference Commercial Ground Source Heat Pump -Cooling | 2035 | CAPITAL | NEW | N/A | USD/teraBtu | us | us | 170386791053.662
commercial air conditioning | Reference Commercial Ground Source Heat Pump -Cooling | 2035 | CAPITAL | REPLACEMENT | N/A | USD/teraBtu | us | us | 170386791053.662
commercial air conditioning | Reference Commercial Ground Source Heat Pump -Cooling | 2035 | FIXED_OM | NEW | N/A | USD/teraBtu | us | us | 1677499547.0494
commercial air conditioning | Reference Commercial Ground Source Heat Pump -Cooling | 2035 | FIXED_OM | REPLACEMENT | N/A | USD/teraBtu | us | us | 1677499547.0494
commercial air conditioning | Reference Commercial Ground Source Heat Pump -Cooling | 2035 | INSTALLATION | NEW | N/A | USD/teraBtu | us | us | 105398422020.046
commercial air conditioning | Reference Commercial Ground Source Heat Pump -Cooling | 2035 | INSTALLATION | REPLACEMENT | N/A | USD/teraBtu | us | us | 105398422020.046
commercial air conditioning | Reference Commercial Ground Source Heat Pump -Cooling | 2036 | CAPITAL | NEW | N/A | USD/teraBtu | us | us | 170386791053.662
commercial air conditioning | Reference Commercial Ground Source Heat Pump -Cooling | 2036 | CAPITAL | REPLACEMENT | N/A | USD/teraBtu | us | us | 170386791053.662
commercial air conditioning | Reference Commercial Ground Source Heat Pump -Cooling | 2036 | FIXED_OM | NEW | N/A | USD/teraBtu | us | us | 1677499547.0494
commercial air conditioning | Reference Commercial Ground Source Heat Pump -Cooling | 2036 | FIXED_OM | REPLACEMENT | N/A | USD/teraBtu | us | us | 1677499547.0494
commercial air conditioning | Reference Commercial Ground Source Heat Pump -Cooling | 2036 | INSTALLATION | NEW | N/A | USD/teraBtu | us | us | 105398422020.046
commercial air conditioning | Reference Commercial Ground Source Heat Pump -Cooling | 2036 | INSTALLATION | REPLACEMENT | N/A | USD/teraBtu | us | us | 105398422020.046
commercial air conditioning | Reference Commercial Ground Source Heat Pump -Cooling | 2037 | CAPITAL | NEW | N/A | USD/teraBtu | us | us | 170386791053.662
commercial air conditioning | Reference Commercial Ground Source Heat Pump -Cooling | 2037 | CAPITAL | REPLACEMENT | N/A | USD/teraBtu | us | us | 170386791053.662
commercial air conditioning | Reference Commercial Ground Source Heat Pump -Cooling | 2037 | FIXED_OM | NEW | N/A | USD/teraBtu | us | us | 1677499547.0494
commercial air conditioning | Reference Commercial Ground Source Heat Pump -Cooling | 2037 | FIXED_OM | REPLACEMENT | N/A | USD/teraBtu | us | us | 1677499547.0494
commercial air conditioning | Reference Commercial Ground Source Heat Pump -Cooling | 2037 | INSTALLATION | NEW | N/A | USD/teraBtu | us | us | 105398422020.046
commercial air conditioning | Reference Commercial Ground Source Heat Pump -Cooling | 2037 | INSTALLATION | REPLACEMENT | N/A | USD/teraBtu | us | us | 105398422020.046
commercial air conditioning | Reference Commercial Ground Source Heat Pump -Cooling | 2038 | CAPITAL | NEW | N/A | USD/teraBtu | us | us | 170386791053.662
commercial air conditioning | Reference Commercial Ground Source Heat Pump -Cooling | 2038 | CAPITAL | REPLACEMENT | N/A | USD/teraBtu | us | us | 170386791053.662
commercial air conditioning | Reference Commercial Ground Source Heat Pump -Cooling | 2038 | FIXED_OM | NEW | N/A | USD/teraBtu | us | us | 1677499547.0494
commercial air conditioning | Reference Commercial Ground Source Heat Pump -Cooling | 2038 | FIXED_OM | REPLACEMENT | N/A | USD/teraBtu | us | us | 1677499547.0494
commercial air conditioning | Reference Commercial Ground Source Heat Pump -Cooling | 2038 | INSTALLATION | NEW | N/A | USD/teraBtu | us | us | 105398422020.046
commercial air conditioning | Reference Commercial Ground Source Heat Pump -Cooling | 2038 | INSTALLATION | REPLACEMENT | N/A | USD/teraBtu | us | us | 105398422020.046
commercial air conditioning | Reference Commercial Ground Source Heat Pump -Cooling | 2039 | CAPITAL | NEW | N/A | USD/teraBtu | us | us | 170386791053.662
commercial air conditioning | Reference Commercial Ground Source Heat Pump -Cooling | 2039 | CAPITAL | REPLACEMENT | N/A | USD/teraBtu | us | us | 170386791053.662
commercial air conditioning | Reference Commercial Ground Source Heat Pump -Cooling | 2039 | FIXED_OM | NEW | N/A | USD/teraBtu | us | us | 1677499547.0494
commercial air conditioning | Reference Commercial Ground Source Heat Pump -Cooling | 2039 | FIXED_OM | REPLACEMENT | N/A | USD/teraBtu | us | us | 1677499547.0494
commercial air conditioning | Reference Commercial Ground Source Heat Pump -Cooling | 2039 | INSTALLATION | NEW | N/A | USD/teraBtu | us | us | 105398422020.046
commercial air conditioning | Reference Commercial Ground Source Heat Pump -Cooling | 2039 | INSTALLATION | REPLACEMENT | N/A | USD/teraBtu | us | us | 105398422020.046
commercial air conditioning | Reference Commercial Ground Source Heat Pump -Cooling | 2040 | CAPITAL | NEW | N/A | USD/teraBtu | us | us | 170386791053.662
commercial air conditioning | Reference Commercial Ground Source Heat Pump -Cooling | 2040 | CAPITAL | REPLACEMENT | N/A | USD/teraBtu | us | us | 170386791053.662
commercial air conditioning | Reference Commercial Ground Source Heat Pump -Cooling | 2040 | FIXED_OM | NEW | N/A | USD/teraBtu | us | us | 1677499547.0494
commercial air conditioning | Reference Commercial Ground Source Heat Pump -Cooling | 2040 | FIXED_OM | REPLACEMENT | N/A | USD/teraBtu | us | us | 1677499547.0494
commercial air conditioning | Reference Commercial Ground Source Heat Pump -Cooling | 2040 | INSTALLATION | NEW | N/A | USD/teraBtu | us | us | 105398422020.046
commercial air conditioning | Reference Commercial Ground Source Heat Pump -Cooling | 2040 | INSTALLATION | REPLACEMENT | N/A | USD/teraBtu | us | us | 105398422020.046
commercial air conditioning | Reference Commercial Ground Source Heat Pump -Cooling | 2041 | CAPITAL | NEW | N/A | USD/teraBtu | us | us | 170386791053.662
commercial air conditioning | Reference Commercial Ground Source Heat Pump -Cooling | 2041 | CAPITAL | REPLACEMENT | N/A | USD/teraBtu | us | us | 170386791053.662
commercial air conditioning | Reference Commercial Ground Source Heat Pump -Cooling | 2041 | FIXED_OM | NEW | N/A | USD/teraBtu | us | us | 1677499547.0494
commercial air conditioning | Reference Commercial Ground Source Heat Pump -Cooling | 2041 | FIXED_OM | REPLACEMENT | N/A | USD/teraBtu | us | us | 1677499547.0494
commercial air conditioning | Reference Commercial Ground Source Heat Pump -Cooling | 2041 | INSTALLATION | NEW | N/A | USD/teraBtu | us | us | 105398422020.046
commercial air conditioning | Reference Commercial Ground Source Heat Pump -Cooling | 2041 | INSTALLATION | REPLACEMENT | N/A | USD/teraBtu | us | us | 105398422020.046
commercial air conditioning | Reference Commercial Ground Source Heat Pump -Cooling | 2042 | CAPITAL | NEW | N/A | USD/teraBtu | us | us | 170386791053.662
commercial air conditioning | Reference Commercial Ground Source Heat Pump -Cooling | 2042 | CAPITAL | REPLACEMENT | N/A | USD/teraBtu | us | us | 170386791053.662
commercial air conditioning | Reference Commercial Ground Source Heat Pump -Cooling | 2042 | FIXED_OM | NEW | N/A | USD/teraBtu | us | us | 1677499547.0494
commercial air conditioning | Reference Commercial Ground Source Heat Pump -Cooling | 2042 | FIXED_OM | REPLACEMENT | N/A | USD/teraBtu | us | us | 1677499547.0494
commercial air conditioning | Reference Commercial Ground Source Heat Pump -Cooling | 2042 | INSTALLATION | NEW | N/A | USD/teraBtu | us | us | 105398422020.046
commercial air conditioning | Reference Commercial Ground Source Heat Pump -Cooling | 2042 | INSTALLATION | REPLACEMENT | N/A | USD/teraBtu | us | us | 105398422020.046
commercial air conditioning | Reference Commercial Ground Source Heat Pump -Cooling | 2043 | CAPITAL | NEW | N/A | USD/teraBtu | us | us | 170386791053.662
commercial air conditioning | Reference Commercial Ground Source Heat Pump -Cooling | 2043 | CAPITAL | REPLACEMENT | N/A | USD/teraBtu | us | us | 170386791053.662
commercial air conditioning | Reference Commercial Ground Source Heat Pump -Cooling | 2043 | FIXED_OM | NEW | N/A | USD/teraBtu | us | us | 1677499547.0494
commercial air conditioning | Reference Commercial Ground Source Heat Pump -Cooling | 2043 | FIXED_OM | REPLACEMENT | N/A | USD/teraBtu | us | us | 1677499547.0494
commercial air conditioning | Reference Commercial Ground Source Heat Pump -Cooling | 2043 | INSTALLATION | NEW | N/A | USD/teraBtu | us | us | 105398422020.046
commercial air conditioning | Reference Commercial Ground Source Heat Pump -Cooling | 2043 | INSTALLATION | REPLACEMENT | N/A | USD/teraBtu | us | us | 105398422020.046
commercial air conditioning | Reference Commercial Ground Source Heat Pump -Cooling | 2044 | CAPITAL | NEW | N/A | USD/teraBtu | us | us | 170386791053.662
commercial air conditioning | Reference Commercial Ground Source Heat Pump -Cooling | 2044 | CAPITAL | REPLACEMENT | N/A | USD/teraBtu | us | us | 170386791053.662
commercial air conditioning | Reference Commercial Ground Source Heat Pump -Cooling | 2044 | FIXED_OM | NEW | N/A | USD/teraBtu | us | us | 1677499547.0494
commercial air conditioning | Reference Commercial Ground Source Heat Pump -Cooling | 2044 | FIXED_OM | REPLACEMENT | N/A | USD/teraBtu | us | us | 1677499547.0494
commercial air conditioning | Reference Commercial Ground Source Heat Pump -Cooling | 2044 | INSTALLATION | NEW | N/A | USD/teraBtu | us | us | 105398422020.046
commercial air conditioning | Reference Commercial Ground Source Heat Pump -Cooling | 2044 | INSTALLATION | REPLACEMENT | N/A | USD/teraBtu | us | us | 105398422020.046
commercial air conditioning | Reference Commercial Ground Source Heat Pump -Cooling | 2045 | CAPITAL | NEW | N/A | USD/teraBtu | us | us | 170386791053.662
commercial air conditioning | Reference Commercial Ground Source Heat Pump -Cooling | 2045 | CAPITAL | REPLACEMENT | N/A | USD/teraBtu | us | us | 170386791053.662
commercial air conditioning | Reference Commercial Ground Source Heat Pump -Cooling | 2045 | FIXED_OM | NEW | N/A | USD/teraBtu | us | us | 1677499547.0494
commercial air conditioning | Reference Commercial Ground Source Heat Pump -Cooling | 2045 | FIXED_OM | REPLACEMENT | N/A | USD/teraBtu | us | us | 1677499547.0494
commercial air conditioning | Reference Commercial Ground Source Heat Pump -Cooling | 2045 | INSTALLATION | NEW | N/A | USD/teraBtu | us | us | 105398422020.046
commercial air conditioning | Reference Commercial Ground Source Heat Pump -Cooling | 2045 | INSTALLATION | REPLACEMENT | N/A | USD/teraBtu | us | us | 105398422020.046
commercial air conditioning | Reference Commercial Ground Source Heat Pump -Cooling | 2046 | CAPITAL | NEW | N/A | USD/teraBtu | us | us | 170386791053.662
commercial air conditioning | Reference Commercial Ground Source Heat Pump -Cooling | 2046 | CAPITAL | REPLACEMENT | N/A | USD/teraBtu | us | us | 170386791053.662
commercial air conditioning | Reference Commercial Ground Source Heat Pump -Cooling | 2046 | FIXED_OM | NEW | N/A | USD/teraBtu | us | us | 1677499547.0494
commercial air conditioning | Reference Commercial Ground Source Heat Pump -Cooling | 2046 | FIXED_OM | REPLACEMENT | N/A | USD/teraBtu | us | us | 1677499547.0494
commercial air conditioning | Reference Commercial Ground Source Heat Pump -Cooling | 2046 | INSTALLATION | NEW | N/A | USD/teraBtu | us | us | 105398422020.046
commercial air conditioning | Reference Commercial Ground Source Heat Pump -Cooling | 2046 | INSTALLATION | REPLACEMENT | N/A | USD/teraBtu | us | us | 105398422020.046
commercial air conditioning | Reference Commercial Ground Source Heat Pump -Cooling | 2047 | CAPITAL | NEW | N/A | USD/teraBtu | us | us | 170386791053.662
commercial air conditioning | Reference Commercial Ground Source Heat Pump -Cooling | 2047 | CAPITAL | REPLACEMENT | N/A | USD/teraBtu | us | us | 170386791053.662
commercial air conditioning | Reference Commercial Ground Source Heat Pump -Cooling | 2047 | FIXED_OM | NEW | N/A | USD/teraBtu | us | us | 1677499547.0494
commercial air conditioning | Reference Commercial Ground Source Heat Pump -Cooling | 2047 | FIXED_OM | REPLACEMENT | N/A | USD/teraBtu | us | us | 1677499547.0494
commercial air conditioning | Reference Commercial Ground Source Heat Pump -Cooling | 2047 | INSTALLATION | NEW | N/A | USD/teraBtu | us | us | 105398422020.046
commercial air conditioning | Reference Commercial Ground Source Heat Pump -Cooling | 2047 | INSTALLATION | REPLACEMENT | N/A | USD/teraBtu | us | us | 105398422020.046
commercial air conditioning | Reference Commercial Ground Source Heat Pump -Cooling | 2048 | CAPITAL | NEW | N/A | USD/teraBtu | us | us | 170386791053.662
commercial air conditioning | Reference Commercial Ground Source Heat Pump -Cooling | 2048 | CAPITAL | REPLACEMENT | N/A | USD/teraBtu | us | us | 170386791053.662
commercial air conditioning | Reference Commercial Ground Source Heat Pump -Cooling | 2048 | FIXED_OM | NEW | N/A | USD/teraBtu | us | us | 1677499547.0494
commercial air conditioning | Reference Commercial Ground Source Heat Pump -Cooling | 2048 | FIXED_OM | REPLACEMENT | N/A | USD/teraBtu | us | us | 1677499547.0494
commercial air conditioning | Reference Commercial Ground Source Heat Pump -Cooling | 2048 | INSTALLATION | NEW | N/A | USD/teraBtu | us | us | 105398422020.046
commercial air conditioning | Reference Commercial Ground Source Heat Pump -Cooling | 2048 | INSTALLATION | REPLACEMENT | N/A | USD/teraBtu | us | us | 105398422020.046
commercial air conditioning | Reference Commercial Ground Source Heat Pump -Cooling | 2049 | CAPITAL | NEW | N/A | USD/teraBtu | us | us | 170386791053.662
commercial air conditioning | Reference Commercial Ground Source Heat Pump -Cooling | 2049 | CAPITAL | REPLACEMENT | N/A | USD/teraBtu | us | us | 170386791053.662
commercial air conditioning | Reference Commercial Ground Source Heat Pump -Cooling | 2049 | FIXED_OM | NEW | N/A | USD/teraBtu | us | us | 1677499547.0494
commercial air conditioning | Reference Commercial Ground Source Heat Pump -Cooling | 2049 | FIXED_OM | REPLACEMENT | N/A | USD/teraBtu | us | us | 1677499547.0494
commercial air conditioning | Reference Commercial Ground Source Heat Pump -Cooling | 2049 | INSTALLATION | NEW | N/A | USD/teraBtu | us | us | 105398422020.046
commercial air conditioning | Reference Commercial Ground Source Heat Pump -Cooling | 2049 | INSTALLATION | REPLACEMENT | N/A | USD/teraBtu | us | us | 105398422020.046
commercial air conditioning | Reference Commercial Ground Source Heat Pump -Cooling | 2050 | CAPITAL | NEW | N/A | USD/teraBtu | us | us | 170386791053.662
commercial air conditioning | Reference Commercial Ground Source Heat Pump -Cooling | 2050 | CAPITAL | REPLACEMENT | N/A | USD/teraBtu | us | us | 170386791053.662
commercial air conditioning | Reference Commercial Ground Source Heat Pump -Cooling | 2050 | FIXED_OM | NEW | N/A | USD/teraBtu | us | us | 1677499547.0494
commercial air conditioning | Reference Commercial Ground Source Heat Pump -Cooling | 2050 | FIXED_OM | REPLACEMENT | N/A | USD/teraBtu | us | us | 1677499547.0494
commercial air conditioning | Reference Commercial Ground Source Heat Pump -Cooling | 2050 | INSTALLATION | NEW | N/A | USD/teraBtu | us | us | 105398422020.046
commercial air conditioning | Reference Commercial Ground Source Heat Pump -Cooling | 2050 | INSTALLATION | REPLACEMENT | N/A | USD/teraBtu | us | us | 105398422020.046
commercial air conditioning | Reference Commercial Ground Source Heat Pump -Cooling (with flex cost) | 2020 | CAPITAL | NEW | N/A | USD/teraBtu | us | us | 244525276946.243
commercial air conditioning | Reference Commercial Ground Source Heat Pump -Cooling (with flex cost) | 2020 | CAPITAL | REPLACEMENT | N/A | USD/teraBtu | us | us | 244525276946.243
commercial air conditioning | Reference Commercial Ground Source Heat Pump -Cooling (with flex cost) | 2020 | FIXED_OM | NEW | N/A | USD/teraBtu | us | us | 1677499547.0494
commercial air conditioning | Reference Commercial Ground Source Heat Pump -Cooling (with flex cost) | 2020 | FIXED_OM | REPLACEMENT | N/A | USD/teraBtu | us | us | 1677499547.0494
commercial air conditioning | Reference Commercial Ground Source Heat Pump -Cooling (with flex cost) | 2020 | INSTALLATION | NEW | N/A | USD/teraBtu | us | us | 105398422020.046
commercial air conditioning | Reference Commercial Ground Source Heat Pump -Cooling (with flex cost) | 2021 | CAPITAL | NEW | N/A | USD/teraBtu | us | us | 244525276946.243
commercial air conditioning | Reference Commercial Ground Source Heat Pump -Cooling (with flex cost) | 2021 | CAPITAL | REPLACEMENT | N/A | USD/teraBtu | us | us | 244525276946.243
commercial air conditioning | Reference Commercial Ground Source Heat Pump -Cooling (with flex cost) | 2021 | FIXED_OM | NEW | N/A | USD/teraBtu | us | us | 1677499547.0494
commercial air conditioning | Reference Commercial Ground Source Heat Pump -Cooling (with flex cost) | 2021 | FIXED_OM | REPLACEMENT | N/A | USD/teraBtu | us | us | 1677499547.0494
commercial air conditioning | Reference Commercial Ground Source Heat Pump -Cooling (with flex cost) | 2021 | INSTALLATION | NEW | N/A | USD/teraBtu | us | us | 105398422020.046
commercial air conditioning | Reference Commercial Ground Source Heat Pump -Cooling (with flex cost) | 2022 | CAPITAL | NEW | N/A | USD/teraBtu | us | us | 244525276946.243
commercial air conditioning | Reference Commercial Ground Source Heat Pump -Cooling (with flex cost) | 2022 | CAPITAL | REPLACEMENT | N/A | USD/teraBtu | us | us | 244525276946.243
commercial air conditioning | Reference Commercial Ground Source Heat Pump -Cooling (with flex cost) | 2022 | FIXED_OM | NEW | N/A | USD/teraBtu | us | us | 1677499547.0494
commercial air conditioning | Reference Commercial Ground Source Heat Pump -Cooling (with flex cost) | 2022 | FIXED_OM | REPLACEMENT | N/A | USD/teraBtu | us | us | 1677499547.0494
commercial air conditioning | Reference Commercial Ground Source Heat Pump -Cooling (with flex cost) | 2022 | INSTALLATION | NEW | N/A | USD/teraBtu | us | us | 105398422020.046
commercial air conditioning | Reference Commercial Ground Source Heat Pump -Cooling (with flex cost) | 2023 | CAPITAL | NEW | N/A | USD/teraBtu | us | us | 244525276946.243
commercial air conditioning | Reference Commercial Ground Source Heat Pump -Cooling (with flex cost) | 2023 | CAPITAL | REPLACEMENT | N/A | USD/teraBtu | us | us | 244525276946.243
commercial air conditioning | Reference Commercial Ground Source Heat Pump -Cooling (with flex cost) | 2023 | FIXED_OM | NEW | N/A | USD/teraBtu | us | us | 1677499547.0494
commercial air conditioning | Reference Commercial Ground Source Heat Pump -Cooling (with flex cost) | 2023 | FIXED_OM | REPLACEMENT | N/A | USD/teraBtu | us | us | 1677499547.0494
commercial air conditioning | Reference Commercial Ground Source Heat Pump -Cooling (with flex cost) | 2023 | INSTALLATION | NEW | N/A | USD/teraBtu | us | us | 105398422020.046
commercial air conditioning | Reference Commercial Ground Source Heat Pump -Cooling (with flex cost) | 2024 | CAPITAL | NEW | N/A | USD/teraBtu | us | us | 244525276946.243
commercial air conditioning | Reference Commercial Ground Source Heat Pump -Cooling (with flex cost) | 2024 | CAPITAL | REPLACEMENT | N/A | USD/teraBtu | us | us | 244525276946.243
commercial air conditioning | Reference Commercial Ground Source Heat Pump -Cooling (with flex cost) | 2024 | FIXED_OM | NEW | N/A | USD/teraBtu | us | us | 1677499547.0494
commercial air conditioning | Reference Commercial Ground Source Heat Pump -Cooling (with flex cost) | 2024 | FIXED_OM | REPLACEMENT | N/A | USD/teraBtu | us | us | 1677499547.0494
commercial air conditioning | Reference Commercial Ground Source Heat Pump -Cooling (with flex cost) | 2024 | INSTALLATION | NEW | N/A | USD/teraBtu | us | us | 105398422020.046
commercial air conditioning | Reference Commercial Ground Source Heat Pump -Cooling (with flex cost) | 2025 | CAPITAL | NEW | N/A | USD/teraBtu | us | us | 244525276946.243
commercial air conditioning | Reference Commercial Ground Source Heat Pump -Cooling (with flex cost) | 2025 | CAPITAL | REPLACEMENT | N/A | USD/teraBtu | us | us | 244525276946.243
commercial air conditioning | Reference Commercial Ground Source Heat Pump -Cooling (with flex cost) | 2025 | FIXED_OM | NEW | N/A | USD/teraBtu | us | us | 1677499547.0494
commercial air conditioning | Reference Commercial Ground Source Heat Pump -Cooling (with flex cost) | 2025 | FIXED_OM | REPLACEMENT | N/A | USD/teraBtu | us | us | 1677499547.0494
commercial air conditioning | Reference Commercial Ground Source Heat Pump -Cooling (with flex cost) | 2025 | INSTALLATION | NEW | N/A | USD/teraBtu | us | us | 105398422020.046
commercial air conditioning | Reference Commercial Ground Source Heat Pump -Cooling (with flex cost) | 2026 | CAPITAL | NEW | N/A | USD/teraBtu | us | us | 244525276946.243
commercial air conditioning | Reference Commercial Ground Source Heat Pump -Cooling (with flex cost) | 2026 | CAPITAL | REPLACEMENT | N/A | USD/teraBtu | us | us | 244525276946.243
commercial air conditioning | Reference Commercial Ground Source Heat Pump -Cooling (with flex cost) | 2026 | FIXED_OM | NEW | N/A | USD/teraBtu | us | us | 1677499547.0494
commercial air conditioning | Reference Commercial Ground Source Heat Pump -Cooling (with flex cost) | 2026 | FIXED_OM | REPLACEMENT | N/A | USD/teraBtu | us | us | 1677499547.0494
commercial air conditioning | Reference Commercial Ground Source Heat Pump -Cooling (with flex cost) | 2026 | INSTALLATION | NEW | N/A | USD/teraBtu | us | us | 105398422020.046
commercial air conditioning | Reference Commercial Ground Source Heat Pump -Cooling (with flex cost) | 2027 | CAPITAL | NEW | N/A | USD/teraBtu | us | us | 244525276946.243
commercial air conditioning | Reference Commercial Ground Source Heat Pump -Cooling (with flex cost) | 2027 | CAPITAL | REPLACEMENT | N/A | USD/teraBtu | us | us | 244525276946.243
commercial air conditioning | Reference Commercial Ground Source Heat Pump -Cooling (with flex cost) | 2027 | FIXED_OM | NEW | N/A | USD/teraBtu | us | us | 1677499547.0494
commercial air conditioning | Reference Commercial Ground Source Heat Pump -Cooling (with flex cost) | 2027 | FIXED_OM | REPLACEMENT | N/A | USD/teraBtu | us | us | 1677499547.0494
commercial air conditioning | Reference Commercial Ground Source Heat Pump -Cooling (with flex cost) | 2027 | INSTALLATION | NEW | N/A | USD/teraBtu | us | us | 105398422020.046
commercial air conditioning | Reference Commercial Ground Source Heat Pump -Cooling (with flex cost) | 2028 | CAPITAL | NEW | N/A | USD/teraBtu | us | us | 244525276946.243
commercial air conditioning | Reference Commercial Ground Source Heat Pump -Cooling (with flex cost) | 2028 | CAPITAL | REPLACEMENT | N/A | USD/teraBtu | us | us | 244525276946.243
commercial air conditioning | Reference Commercial Ground Source Heat Pump -Cooling (with flex cost) | 2028 | FIXED_OM | NEW | N/A | USD/teraBtu | us | us | 1677499547.0494
commercial air conditioning | Reference Commercial Ground Source Heat Pump -Cooling (with flex cost) | 2028 | FIXED_OM | REPLACEMENT | N/A | USD/teraBtu | us | us | 1677499547.0494
commercial air conditioning | Reference Commercial Ground Source Heat Pump -Cooling (with flex cost) | 2028 | INSTALLATION | NEW | N/A | USD/teraBtu | us | us | 105398422020.046
commercial air conditioning | Reference Commercial Ground Source Heat Pump -Cooling (with flex cost) | 2029 | CAPITAL | NEW | N/A | USD/teraBtu | us | us | 244525276946.243
commercial air conditioning | Reference Commercial Ground Source Heat Pump -Cooling (with flex cost) | 2029 | CAPITAL | REPLACEMENT | N/A | USD/teraBtu | us | us | 244525276946.243
commercial air conditioning | Reference Commercial Ground Source Heat Pump -Cooling (with flex cost) | 2029 | FIXED_OM | NEW | N/A | USD/teraBtu | us | us | 1677499547.0494
commercial air conditioning | Reference Commercial Ground Source Heat Pump -Cooling (with flex cost) | 2029 | FIXED_OM | REPLACEMENT | N/A | USD/teraBtu | us | us | 1677499547.0494
commercial air conditioning | Reference Commercial Ground Source Heat Pump -Cooling (with flex cost) | 2029 | INSTALLATION | NEW | N/A | USD/teraBtu | us | us | 105398422020.046
commercial air conditioning | Reference Commercial Ground Source Heat Pump -Cooling (with flex cost) | 2030 | CAPITAL | NEW | N/A | USD/teraBtu | us | us | 244525276946.243
commercial air conditioning | Reference Commercial Ground Source Heat Pump -Cooling (with flex cost) | 2030 | CAPITAL | REPLACEMENT | N/A | USD/teraBtu | us | us | 244525276946.243
commercial air conditioning | Reference Commercial Ground Source Heat Pump -Cooling (with flex cost) | 2030 | FIXED_OM | NEW | N/A | USD/teraBtu | us | us | 1677499547.0494
commercial air conditioning | Reference Commercial Ground Source Heat Pump -Cooling (with flex cost) | 2030 | FIXED_OM | REPLACEMENT | N/A | USD/teraBtu | us | us | 1677499547.0494
commercial air conditioning | Reference Commercial Ground Source Heat Pump -Cooling (with flex cost) | 2030 | INSTALLATION | NEW | N/A | USD/teraBtu | us | us | 105398422020.046
commercial air conditioning | Reference Commercial Ground Source Heat Pump -Cooling (with flex cost) | 2031 | CAPITAL | NEW | N/A | USD/teraBtu | us | us | 244525276946.243
commercial air conditioning | Reference Commercial Ground Source Heat Pump -Cooling (with flex cost) | 2031 | CAPITAL | REPLACEMENT | N/A | USD/teraBtu | us | us | 244525276946.243
commercial air conditioning | Reference Commercial Ground Source Heat Pump -Cooling (with flex cost) | 2031 | FIXED_OM | NEW | N/A | USD/teraBtu | us | us | 1677499547.0494
commercial air conditioning | Reference Commercial Ground Source Heat Pump -Cooling (with flex cost) | 2031 | FIXED_OM | REPLACEMENT | N/A | USD/teraBtu | us | us | 1677499547.0494
commercial air conditioning | Reference Commercial Ground Source Heat Pump -Cooling (with flex cost) | 2031 | INSTALLATION | NEW | N/A | USD/teraBtu | us | us | 105398422020.046
commercial air conditioning | Reference Commercial Ground Source Heat Pump -Cooling (with flex cost) | 2032 | CAPITAL | NEW | N/A | USD/teraBtu | us | us | 244525276946.243
commercial air conditioning | Reference Commercial Ground Source Heat Pump -Cooling (with flex cost) | 2032 | CAPITAL | REPLACEMENT | N/A | USD/teraBtu | us | us | 244525276946.243
commercial air conditioning | Reference Commercial Ground Source Heat Pump -Cooling (with flex cost) | 2032 | FIXED_OM | NEW | N/A | USD/teraBtu | us | us | 1677499547.0494
commercial air conditioning | Reference Commercial Ground Source Heat Pump -Cooling (with flex cost) | 2032 | FIXED_OM | REPLACEMENT | N/A | USD/teraBtu | us | us | 1677499547.0494
commercial air conditioning | Reference Commercial Ground Source Heat Pump -Cooling (with flex cost) | 2032 | INSTALLATION | NEW | N/A | USD/teraBtu | us | us | 105398422020.046
commercial air conditioning | Reference Commercial Ground Source Heat Pump -Cooling (with flex cost) | 2033 | CAPITAL | NEW | N/A | USD/teraBtu | us | us | 244525276946.243
commercial air conditioning | Reference Commercial Ground Source Heat Pump -Cooling (with flex cost) | 2033 | CAPITAL | REPLACEMENT | N/A | USD/teraBtu | us | us | 244525276946.243
commercial air conditioning | Reference Commercial Ground Source Heat Pump -Cooling (with flex cost) | 2033 | FIXED_OM | NEW | N/A | USD/teraBtu | us | us | 1677499547.0494
commercial air conditioning | Reference Commercial Ground Source Heat Pump -Cooling (with flex cost) | 2033 | FIXED_OM | REPLACEMENT | N/A | USD/teraBtu | us | us | 1677499547.0494
commercial air conditioning | Reference Commercial Ground Source Heat Pump -Cooling (with flex cost) | 2033 | INSTALLATION | NEW | N/A | USD/teraBtu | us | us | 105398422020.046
commercial air conditioning | Reference Commercial Ground Source Heat Pump -Cooling (with flex cost) | 2034 | CAPITAL | NEW | N/A | USD/teraBtu | us | us | 244525276946.243
commercial air conditioning | Reference Commercial Ground Source Heat Pump -Cooling (with flex cost) | 2034 | CAPITAL | REPLACEMENT | N/A | USD/teraBtu | us | us | 244525276946.243
commercial air conditioning | Reference Commercial Ground Source Heat Pump -Cooling (with flex cost) | 2034 | FIXED_OM | NEW | N/A | USD/teraBtu | us | us | 1677499547.0494
commercial air conditioning | Reference Commercial Ground Source Heat Pump -Cooling (with flex cost) | 2034 | FIXED_OM | REPLACEMENT | N/A | USD/teraBtu | us | us | 1677499547.0494
commercial air conditioning | Reference Commercial Ground Source Heat Pump -Cooling (with flex cost) | 2034 | INSTALLATION | NEW | N/A | USD/teraBtu | us | us | 105398422020.046
commercial air conditioning | Reference Commercial Ground Source Heat Pump -Cooling (with flex cost) | 2035 | CAPITAL | NEW | N/A | USD/teraBtu | us | us | 244525276946.243
commercial air conditioning | Reference Commercial Ground Source Heat Pump -Cooling (with flex cost) | 2035 | CAPITAL | REPLACEMENT | N/A | USD/teraBtu | us | us | 244525276946.243
commercial air conditioning | Reference Commercial Ground Source Heat Pump -Cooling (with flex cost) | 2035 | FIXED_OM | NEW | N/A | USD/teraBtu | us | us | 1677499547.0494
commercial air conditioning | Reference Commercial Ground Source Heat Pump -Cooling (with flex cost) | 2035 | FIXED_OM | REPLACEMENT | N/A | USD/teraBtu | us | us | 1677499547.0494
commercial air conditioning | Reference Commercial Ground Source Heat Pump -Cooling (with flex cost) | 2035 | INSTALLATION | NEW | N/A | USD/teraBtu | us | us | 105398422020.046
commercial air conditioning | Reference Commercial Ground Source Heat Pump -Cooling (with flex cost) | 2036 | CAPITAL | NEW | N/A | USD/teraBtu | us | us | 244525276946.243
commercial air conditioning | Reference Commercial Ground Source Heat Pump -Cooling (with flex cost) | 2036 | CAPITAL | REPLACEMENT | N/A | USD/teraBtu | us | us | 244525276946.243
commercial air conditioning | Reference Commercial Ground Source Heat Pump -Cooling (with flex cost) | 2036 | FIXED_OM | NEW | N/A | USD/teraBtu | us | us | 1677499547.0494
commercial air conditioning | Reference Commercial Ground Source Heat Pump -Cooling (with flex cost) | 2036 | FIXED_OM | REPLACEMENT | N/A | USD/teraBtu | us | us | 1677499547.0494
commercial air conditioning | Reference Commercial Ground Source Heat Pump -Cooling (with flex cost) | 2036 | INSTALLATION | NEW | N/A | USD/teraBtu | us | us | 105398422020.046
commercial air conditioning | Reference Commercial Ground Source Heat Pump -Cooling (with flex cost) | 2037 | CAPITAL | NEW | N/A | USD/teraBtu | us | us | 244525276946.243
commercial air conditioning | Reference Commercial Ground Source Heat Pump -Cooling (with flex cost) | 2037 | CAPITAL | REPLACEMENT | N/A | USD/teraBtu | us | us | 244525276946.243
commercial air conditioning | Reference Commercial Ground Source Heat Pump -Cooling (with flex cost) | 2037 | FIXED_OM | NEW | N/A | USD/teraBtu | us | us | 1677499547.0494
commercial air conditioning | Reference Commercial Ground Source Heat Pump -Cooling (with flex cost) | 2037 | FIXED_OM | REPLACEMENT | N/A | USD/teraBtu | us | us | 1677499547.0494
commercial air conditioning | Reference Commercial Ground Source Heat Pump -Cooling (with flex cost) | 2037 | INSTALLATION | NEW | N/A | USD/teraBtu | us | us | 105398422020.046
commercial air conditioning | Reference Commercial Ground Source Heat Pump -Cooling (with flex cost) | 2038 | CAPITAL | NEW | N/A | USD/teraBtu | us | us | 244525276946.243
commercial air conditioning | Reference Commercial Ground Source Heat Pump -Cooling (with flex cost) | 2038 | CAPITAL | REPLACEMENT | N/A | USD/teraBtu | us | us | 244525276946.243
commercial air conditioning | Reference Commercial Ground Source Heat Pump -Cooling (with flex cost) | 2038 | FIXED_OM | NEW | N/A | USD/teraBtu | us | us | 1677499547.0494
commercial air conditioning | Reference Commercial Ground Source Heat Pump -Cooling (with flex cost) | 2038 | FIXED_OM | REPLACEMENT | N/A | USD/teraBtu | us | us | 1677499547.0494
commercial air conditioning | Reference Commercial Ground Source Heat Pump -Cooling (with flex cost) | 2038 | INSTALLATION | NEW | N/A | USD/teraBtu | us | us | 105398422020.046
commercial air conditioning | Reference Commercial Ground Source Heat Pump -Cooling (with flex cost) | 2039 | CAPITAL | NEW | N/A | USD/teraBtu | us | us | 244525276946.243
commercial air conditioning | Reference Commercial Ground Source Heat Pump -Cooling (with flex cost) | 2039 | CAPITAL | REPLACEMENT | N/A | USD/teraBtu | us | us | 244525276946.243
commercial air conditioning | Reference Commercial Ground Source Heat Pump -Cooling (with flex cost) | 2039 | FIXED_OM | NEW | N/A | USD/teraBtu | us | us | 1677499547.0494
commercial air conditioning | Reference Commercial Ground Source Heat Pump -Cooling (with flex cost) | 2039 | FIXED_OM | REPLACEMENT | N/A | USD/teraBtu | us | us | 1677499547.0494
commercial air conditioning | Reference Commercial Ground Source Heat Pump -Cooling (with flex cost) | 2039 | INSTALLATION | NEW | N/A | USD/teraBtu | us | us | 105398422020.046
commercial air conditioning | Reference Commercial Ground Source Heat Pump -Cooling (with flex cost) | 2040 | CAPITAL | NEW | N/A | USD/teraBtu | us | us | 244525276946.243
commercial air conditioning | Reference Commercial Ground Source Heat Pump -Cooling (with flex cost) | 2040 | CAPITAL | REPLACEMENT | N/A | USD/teraBtu | us | us | 244525276946.243
commercial air conditioning | Reference Commercial Ground Source Heat Pump -Cooling (with flex cost) | 2040 | FIXED_OM | NEW | N/A | USD/teraBtu | us | us | 1677499547.0494
commercial air conditioning | Reference Commercial Ground Source Heat Pump -Cooling (with flex cost) | 2040 | FIXED_OM | REPLACEMENT | N/A | USD/teraBtu | us | us | 1677499547.0494
commercial air conditioning | Reference Commercial Ground Source Heat Pump -Cooling (with flex cost) | 2040 | INSTALLATION | NEW | N/A | USD/teraBtu | us | us | 105398422020.046
commercial air conditioning | Reference Commercial Ground Source Heat Pump -Cooling (with flex cost) | 2041 | CAPITAL | NEW | N/A | USD/teraBtu | us | us | 244525276946.243
commercial air conditioning | Reference Commercial Ground Source Heat Pump -Cooling (with flex cost) | 2041 | CAPITAL | REPLACEMENT | N/A | USD/teraBtu | us | us | 244525276946.243
commercial air conditioning | Reference Commercial Ground Source Heat Pump -Cooling (with flex cost) | 2041 | FIXED_OM | NEW | N/A | USD/teraBtu | us | us | 1677499547.0494
commercial air conditioning | Reference Commercial Ground Source Heat Pump -Cooling (with flex cost) | 2041 | FIXED_OM | REPLACEMENT | N/A | USD/teraBtu | us | us | 1677499547.0494
commercial air conditioning | Reference Commercial Ground Source Heat Pump -Cooling (with flex cost) | 2041 | INSTALLATION | NEW | N/A | USD/teraBtu | us | us | 105398422020.046
commercial air conditioning | Reference Commercial Ground Source Heat Pump -Cooling (with flex cost) | 2042 | CAPITAL | NEW | N/A | USD/teraBtu | us | us | 244525276946.243
commercial air conditioning | Reference Commercial Ground Source Heat Pump -Cooling (with flex cost) | 2042 | CAPITAL | REPLACEMENT | N/A | USD/teraBtu | us | us | 244525276946.243
commercial air conditioning | Reference Commercial Ground Source Heat Pump -Cooling (with flex cost) | 2042 | FIXED_OM | NEW | N/A | USD/teraBtu | us | us | 1677499547.0494
commercial air conditioning | Reference Commercial Ground Source Heat Pump -Cooling (with flex cost) | 2042 | FIXED_OM | REPLACEMENT | N/A | USD/teraBtu | us | us | 1677499547.0494
commercial air conditioning | Reference Commercial Ground Source Heat Pump -Cooling (with flex cost) | 2042 | INSTALLATION | NEW | N/A | USD/teraBtu | us | us | 105398422020.046
commercial air conditioning | Reference Commercial Ground Source Heat Pump -Cooling (with flex cost) | 2043 | CAPITAL | NEW | N/A | USD/teraBtu | us | us | 244525276946.243
commercial air conditioning | Reference Commercial Ground Source Heat Pump -Cooling (with flex cost) | 2043 | CAPITAL | REPLACEMENT | N/A | USD/teraBtu | us | us | 244525276946.243
commercial air conditioning | Reference Commercial Ground Source Heat Pump -Cooling (with flex cost) | 2043 | FIXED_OM | NEW | N/A | USD/teraBtu | us | us | 1677499547.0494
commercial air conditioning | Reference Commercial Ground Source Heat Pump -Cooling (with flex cost) | 2043 | FIXED_OM | REPLACEMENT | N/A | USD/teraBtu | us | us | 1677499547.0494
commercial air conditioning | Reference Commercial Ground Source Heat Pump -Cooling (with flex cost) | 2043 | INSTALLATION | NEW | N/A | USD/teraBtu | us | us | 105398422020.046
commercial air conditioning | Reference Commercial Ground Source Heat Pump -Cooling (with flex cost) | 2044 | CAPITAL | NEW | N/A | USD/teraBtu | us | us | 244525276946.243
commercial air conditioning | Reference Commercial Ground Source Heat Pump -Cooling (with flex cost) | 2044 | CAPITAL | REPLACEMENT | N/A | USD/teraBtu | us | us | 244525276946.243
commercial air conditioning | Reference Commercial Ground Source Heat Pump -Cooling (with flex cost) | 2044 | FIXED_OM | NEW | N/A | USD/teraBtu | us | us | 1677499547.0494
commercial air conditioning | Reference Commercial Ground Source Heat Pump -Cooling (with flex cost) | 2044 | FIXED_OM | REPLACEMENT | N/A | USD/teraBtu | us | us | 1677499547.0494
commercial air conditioning | Reference Commercial Ground Source Heat Pump -Cooling (with flex cost) | 2044 | INSTALLATION | NEW | N/A | USD/teraBtu | us | us | 105398422020.046
commercial air conditioning | Reference Commercial Ground Source Heat Pump -Cooling (with flex cost) | 2045 | CAPITAL | NEW | N/A | USD/teraBtu | us | us | 244525276946.243
commercial air conditioning | Reference Commercial Ground Source Heat Pump -Cooling (with flex cost) | 2045 | CAPITAL | REPLACEMENT | N/A | USD/teraBtu | us | us | 244525276946.243
commercial air conditioning | Reference Commercial Ground Source Heat Pump -Cooling (with flex cost) | 2045 | FIXED_OM | NEW | N/A | USD/teraBtu | us | us | 1677499547.0494
commercial air conditioning | Reference Commercial Ground Source Heat Pump -Cooling (with flex cost) | 2045 | FIXED_OM | REPLACEMENT | N/A | USD/teraBtu | us | us | 1677499547.0494
commercial air conditioning | Reference Commercial Ground Source Heat Pump -Cooling (with flex cost) | 2045 | INSTALLATION | NEW | N/A | USD/teraBtu | us | us | 105398422020.046
commercial air conditioning | Reference Commercial Ground Source Heat Pump -Cooling (with flex cost) | 2046 | CAPITAL | NEW | N/A | USD/teraBtu | us | us | 244525276946.243
commercial air conditioning | Reference Commercial Ground Source Heat Pump -Cooling (with flex cost) | 2046 | CAPITAL | REPLACEMENT | N/A | USD/teraBtu | us | us | 244525276946.243
commercial air conditioning | Reference Commercial Ground Source Heat Pump -Cooling (with flex cost) | 2046 | FIXED_OM | NEW | N/A | USD/teraBtu | us | us | 1677499547.0494
commercial air conditioning | Reference Commercial Ground Source Heat Pump -Cooling (with flex cost) | 2046 | FIXED_OM | REPLACEMENT | N/A | USD/teraBtu | us | us | 1677499547.0494
commercial air conditioning | Reference Commercial Ground Source Heat Pump -Cooling (with flex cost) | 2046 | INSTALLATION | NEW | N/A | USD/teraBtu | us | us | 105398422020.046
commercial air conditioning | Reference Commercial Ground Source Heat Pump -Cooling (with flex cost) | 2047 | CAPITAL | NEW | N/A | USD/teraBtu | us | us | 244525276946.243
commercial air conditioning | Reference Commercial Ground Source Heat Pump -Cooling (with flex cost) | 2047 | CAPITAL | REPLACEMENT | N/A | USD/teraBtu | us | us | 244525276946.243
commercial air conditioning | Reference Commercial Ground Source Heat Pump -Cooling (with flex cost) | 2047 | FIXED_OM | NEW | N/A | USD/teraBtu | us | us | 1677499547.0494
commercial air conditioning | Reference Commercial Ground Source Heat Pump -Cooling (with flex cost) | 2047 | FIXED_OM | REPLACEMENT | N/A | USD/teraBtu | us | us | 1677499547.0494
commercial air conditioning | Reference Commercial Ground Source Heat Pump -Cooling (with flex cost) | 2047 | INSTALLATION | NEW | N/A | USD/teraBtu | us | us | 105398422020.046
commercial air conditioning | Reference Commercial Ground Source Heat Pump -Cooling (with flex cost) | 2048 | CAPITAL | NEW | N/A | USD/teraBtu | us | us | 244525276946.243
commercial air conditioning | Reference Commercial Ground Source Heat Pump -Cooling (with flex cost) | 2048 | CAPITAL | REPLACEMENT | N/A | USD/teraBtu | us | us | 244525276946.243
commercial air conditioning | Reference Commercial Ground Source Heat Pump -Cooling (with flex cost) | 2048 | FIXED_OM | NEW | N/A | USD/teraBtu | us | us | 1677499547.0494
commercial air conditioning | Reference Commercial Ground Source Heat Pump -Cooling (with flex cost) | 2048 | FIXED_OM | REPLACEMENT | N/A | USD/teraBtu | us | us | 1677499547.0494
commercial air conditioning | Reference Commercial Ground Source Heat Pump -Cooling (with flex cost) | 2048 | INSTALLATION | NEW | N/A | USD/teraBtu | us | us | 105398422020.046
commercial air conditioning | Reference Commercial Ground Source Heat Pump -Cooling (with flex cost) | 2049 | CAPITAL | NEW | N/A | USD/teraBtu | us | us | 244525276946.243
commercial air conditioning | Reference Commercial Ground Source Heat Pump -Cooling (with flex cost) | 2049 | CAPITAL | REPLACEMENT | N/A | USD/teraBtu | us | us | 244525276946.243
commercial air conditioning | Reference Commercial Ground Source Heat Pump -Cooling (with flex cost) | 2049 | FIXED_OM | NEW | N/A | USD/teraBtu | us | us | 1677499547.0494
commercial air conditioning | Reference Commercial Ground Source Heat Pump -Cooling (with flex cost) | 2049 | FIXED_OM | REPLACEMENT | N/A | USD/teraBtu | us | us | 1677499547.0494
commercial air conditioning | Reference Commercial Ground Source Heat Pump -Cooling (with flex cost) | 2049 | INSTALLATION | NEW | N/A | USD/teraBtu | us | us | 105398422020.046
commercial air conditioning | Reference Commercial Ground Source Heat Pump -Cooling (with flex cost) | 2050 | CAPITAL | NEW | N/A | USD/teraBtu | us | us | 244525276946.243
commercial air conditioning | Reference Commercial Ground Source Heat Pump -Cooling (with flex cost) | 2050 | CAPITAL | REPLACEMENT | N/A | USD/teraBtu | us | us | 244525276946.243
commercial air conditioning | Reference Commercial Ground Source Heat Pump -Cooling (with flex cost) | 2050 | FIXED_OM | NEW | N/A | USD/teraBtu | us | us | 1677499547.0494
commercial air conditioning | Reference Commercial Ground Source Heat Pump -Cooling (with flex cost) | 2050 | FIXED_OM | REPLACEMENT | N/A | USD/teraBtu | us | us | 1677499547.0494
commercial air conditioning | Reference Commercial Ground Source Heat Pump -Cooling (with flex cost) | 2050 | INSTALLATION | NEW | N/A | USD/teraBtu | us | us | 105398422020.046
commercial air conditioning | Reference Gas-Driven AC | 2020 | CAPITAL | NEW | N/A | USD/teraBtu | us | us | 66992793412.5182
commercial air conditioning | Reference Gas-Driven AC | 2020 | CAPITAL | REPLACEMENT | N/A | USD/teraBtu | us | us | 66992793412.5182
commercial air conditioning | Reference Gas-Driven AC | 2020 | FIXED_OM | NEW | N/A | USD/teraBtu | us | us | 2143769389.2006
commercial air conditioning | Reference Gas-Driven AC | 2020 | FIXED_OM | REPLACEMENT | N/A | USD/teraBtu | us | us | 2143769389.2006
commercial air conditioning | Reference Gas-Driven AC | 2020 | INSTALLATION | NEW | N/A | USD/teraBtu | us | us | 66992793412.5182
commercial air conditioning | Reference Gas-Driven AC | 2020 | INSTALLATION | REPLACEMENT | N/A | USD/teraBtu | us | us | 66992793412.5182
commercial air conditioning | Reference Gas-Driven AC | 2021 | CAPITAL | NEW | N/A | USD/teraBtu | us | us | 66992793412.5182
commercial air conditioning | Reference Gas-Driven AC | 2021 | CAPITAL | REPLACEMENT | N/A | USD/teraBtu | us | us | 66992793412.5182
commercial air conditioning | Reference Gas-Driven AC | 2021 | FIXED_OM | NEW | N/A | USD/teraBtu | us | us | 2143769389.2006
commercial air conditioning | Reference Gas-Driven AC | 2021 | FIXED_OM | REPLACEMENT | N/A | USD/teraBtu | us | us | 2143769389.2006
commercial air conditioning | Reference Gas-Driven AC | 2021 | INSTALLATION | NEW | N/A | USD/teraBtu | us | us | 66992793412.5182
commercial air conditioning | Reference Gas-Driven AC | 2021 | INSTALLATION | REPLACEMENT | N/A | USD/teraBtu | us | us | 66992793412.5182
commercial air conditioning | Reference Gas-Driven AC | 2022 | CAPITAL | NEW | N/A | USD/teraBtu | us | us | 66992793412.5182
commercial air conditioning | Reference Gas-Driven AC | 2022 | CAPITAL | REPLACEMENT | N/A | USD/teraBtu | us | us | 66992793412.5182
commercial air conditioning | Reference Gas-Driven AC | 2022 | FIXED_OM | NEW | N/A | USD/teraBtu | us | us | 2143769389.2006
commercial air conditioning | Reference Gas-Driven AC | 2022 | FIXED_OM | REPLACEMENT | N/A | USD/teraBtu | us | us | 2143769389.2006
commercial air conditioning | Reference Gas-Driven AC | 2022 | INSTALLATION | NEW | N/A | USD/teraBtu | us | us | 66992793412.5182
commercial air conditioning | Reference Gas-Driven AC | 2022 | INSTALLATION | REPLACEMENT | N/A | USD/teraBtu | us | us | 66992793412.5182
commercial air conditioning | Reference Gas-Driven AC | 2023 | CAPITAL | NEW | N/A | USD/teraBtu | us | us | 66992793412.5182
commercial air conditioning | Reference Gas-Driven AC | 2023 | CAPITAL | REPLACEMENT | N/A | USD/teraBtu | us | us | 66992793412.5182
commercial air conditioning | Reference Gas-Driven AC | 2023 | FIXED_OM | NEW | N/A | USD/teraBtu | us | us | 2143769389.2006
commercial air conditioning | Reference Gas-Driven AC | 2023 | FIXED_OM | REPLACEMENT | N/A | USD/teraBtu | us | us | 2143769389.2006
commercial air conditioning | Reference Gas-Driven AC | 2023 | INSTALLATION | NEW | N/A | USD/teraBtu | us | us | 66992793412.5182
commercial air conditioning | Reference Gas-Driven AC | 2023 | INSTALLATION | REPLACEMENT | N/A | USD/teraBtu | us | us | 66992793412.5182
commercial air conditioning | Reference Gas-Driven AC | 2024 | CAPITAL | NEW | N/A | USD/teraBtu | us | us | 66992793412.5182
commercial air conditioning | Reference Gas-Driven AC | 2024 | CAPITAL | REPLACEMENT | N/A | USD/teraBtu | us | us | 66992793412.5182
commercial air conditioning | Reference Gas-Driven AC | 2024 | FIXED_OM | NEW | N/A | USD/teraBtu | us | us | 2143769389.2006
commercial air conditioning | Reference Gas-Driven AC | 2024 | FIXED_OM | REPLACEMENT | N/A | USD/teraBtu | us | us | 2143769389.2006
commercial air conditioning | Reference Gas-Driven AC | 2024 | INSTALLATION | NEW | N/A | USD/teraBtu | us | us | 66992793412.5182
commercial air conditioning | Reference Gas-Driven AC | 2024 | INSTALLATION | REPLACEMENT | N/A | USD/teraBtu | us | us | 66992793412.5182
commercial air conditioning | Reference Gas-Driven AC | 2025 | CAPITAL | NEW | N/A | USD/teraBtu | us | us | 66992793412.5182
commercial air conditioning | Reference Gas-Driven AC | 2025 | CAPITAL | REPLACEMENT | N/A | USD/teraBtu | us | us | 66992793412.5182
commercial air conditioning | Reference Gas-Driven AC | 2025 | FIXED_OM | NEW | N/A | USD/teraBtu | us | us | 2143769389.2006
commercial air conditioning | Reference Gas-Driven AC | 2025 | FIXED_OM | REPLACEMENT | N/A | USD/teraBtu | us | us | 2143769389.2006
commercial air conditioning | Reference Gas-Driven AC | 2025 | INSTALLATION | NEW | N/A | USD/teraBtu | us | us | 66992793412.5182
commercial air conditioning | Reference Gas-Driven AC | 2025 | INSTALLATION | REPLACEMENT | N/A | USD/teraBtu | us | us | 66992793412.5182
commercial air conditioning | Reference Gas-Driven AC | 2026 | CAPITAL | NEW | N/A | USD/teraBtu | us | us | 66992793412.5182
commercial air conditioning | Reference Gas-Driven AC | 2026 | CAPITAL | REPLACEMENT | N/A | USD/teraBtu | us | us | 66992793412.5182
commercial air conditioning | Reference Gas-Driven AC | 2026 | FIXED_OM | NEW | N/A | USD/teraBtu | us | us | 2143769389.2006
commercial air conditioning | Reference Gas-Driven AC | 2026 | FIXED_OM | REPLACEMENT | N/A | USD/teraBtu | us | us | 2143769389.2006
commercial air conditioning | Reference Gas-Driven AC | 2026 | INSTALLATION | NEW | N/A | USD/teraBtu | us | us | 66992793412.5182
commercial air conditioning | Reference Gas-Driven AC | 2026 | INSTALLATION | REPLACEMENT | N/A | USD/teraBtu | us | us | 66992793412.5182
commercial air conditioning | Reference Gas-Driven AC | 2027 | CAPITAL | NEW | N/A | USD/teraBtu | us | us | 66992793412.5182
commercial air conditioning | Reference Gas-Driven AC | 2027 | CAPITAL | REPLACEMENT | N/A | USD/teraBtu | us | us | 66992793412.5182
commercial air conditioning | Reference Gas-Driven AC | 2027 | FIXED_OM | NEW | N/A | USD/teraBtu | us | us | 2143769389.2006
commercial air conditioning | Reference Gas-Driven AC | 2027 | FIXED_OM | REPLACEMENT | N/A | USD/teraBtu | us | us | 2143769389.2006
commercial air conditioning | Reference Gas-Driven AC | 2027 | INSTALLATION | NEW | N/A | USD/teraBtu | us | us | 66992793412.5182
commercial air conditioning | Reference Gas-Driven AC | 2027 | INSTALLATION | REPLACEMENT | N/A | USD/teraBtu | us | us | 66992793412.5182
commercial air conditioning | Reference Gas-Driven AC | 2028 | CAPITAL | NEW | N/A | USD/teraBtu | us | us | 66992793412.5182
commercial air conditioning | Reference Gas-Driven AC | 2028 | CAPITAL | REPLACEMENT | N/A | USD/teraBtu | us | us | 66992793412.5182
commercial air conditioning | Reference Gas-Driven AC | 2028 | FIXED_OM | NEW | N/A | USD/teraBtu | us | us | 2143769389.2006
commercial air conditioning | Reference Gas-Driven AC | 2028 | FIXED_OM | REPLACEMENT | N/A | USD/teraBtu | us | us | 2143769389.2006
commercial air conditioning | Reference Gas-Driven AC | 2028 | INSTALLATION | NEW | N/A | USD/teraBtu | us | us | 66992793412.5182
commercial air conditioning | Reference Gas-Driven AC | 2028 | INSTALLATION | REPLACEMENT | N/A | USD/teraBtu | us | us | 66992793412.5182
commercial air conditioning | Reference Gas-Driven AC | 2029 | CAPITAL | NEW | N/A | USD/teraBtu | us | us | 66992793412.5182
commercial air conditioning | Reference Gas-Driven AC | 2029 | CAPITAL | REPLACEMENT | N/A | USD/teraBtu | us | us | 66992793412.5182
commercial air conditioning | Reference Gas-Driven AC | 2029 | FIXED_OM | NEW | N/A | USD/teraBtu | us | us | 2143769389.2006
commercial air conditioning | Reference Gas-Driven AC | 2029 | FIXED_OM | REPLACEMENT | N/A | USD/teraBtu | us | us | 2143769389.2006
commercial air conditioning | Reference Gas-Driven AC | 2029 | INSTALLATION | NEW | N/A | USD/teraBtu | us | us | 66992793412.5182
commercial air conditioning | Reference Gas-Driven AC | 2029 | INSTALLATION | REPLACEMENT | N/A | USD/teraBtu | us | us | 66992793412.5182
commercial air conditioning | Reference Gas-Driven AC | 2030 | CAPITAL | NEW | N/A | USD/teraBtu | us | us | 66992793412.5182
commercial air conditioning | Reference Gas-Driven AC | 2030 | CAPITAL | REPLACEMENT | N/A | USD/teraBtu | us | us | 66992793412.5182
commercial air conditioning | Reference Gas-Driven AC | 2030 | FIXED_OM | NEW | N/A | USD/teraBtu | us | us | 2143769389.2006
commercial air conditioning | Reference Gas-Driven AC | 2030 | FIXED_OM | REPLACEMENT | N/A | USD/teraBtu | us | us | 2143769389.2006
commercial air conditioning | Reference Gas-Driven AC | 2030 | INSTALLATION | NEW | N/A | USD/teraBtu | us | us | 66992793412.5182
commercial air conditioning | Reference Gas-Driven AC | 2030 | INSTALLATION | REPLACEMENT | N/A | USD/teraBtu | us | us | 66992793412.5182
commercial air conditioning | Reference Gas-Driven AC | 2031 | CAPITAL | NEW | N/A | USD/teraBtu | us | us | 66992793412.5182
commercial air conditioning | Reference Gas-Driven AC | 2031 | CAPITAL | REPLACEMENT | N/A | USD/teraBtu | us | us | 66992793412.5182
commercial air conditioning | Reference Gas-Driven AC | 2031 | FIXED_OM | NEW | N/A | USD/teraBtu | us | us | 2143769389.2006
commercial air conditioning | Reference Gas-Driven AC | 2031 | FIXED_OM | REPLACEMENT | N/A | USD/teraBtu | us | us | 2143769389.2006
commercial air conditioning | Reference Gas-Driven AC | 2031 | INSTALLATION | NEW | N/A | USD/teraBtu | us | us | 66992793412.5182
commercial air conditioning | Reference Gas-Driven AC | 2031 | INSTALLATION | REPLACEMENT | N/A | USD/teraBtu | us | us | 66992793412.5182
commercial air conditioning | Reference Gas-Driven AC | 2032 | CAPITAL | NEW | N/A | USD/teraBtu | us | us | 66992793412.5182
commercial air conditioning | Reference Gas-Driven AC | 2032 | CAPITAL | REPLACEMENT | N/A | USD/teraBtu | us | us | 66992793412.5182
commercial air conditioning | Reference Gas-Driven AC | 2032 | FIXED_OM | NEW | N/A | USD/teraBtu | us | us | 2143769389.2006
commercial air conditioning | Reference Gas-Driven AC | 2032 | FIXED_OM | REPLACEMENT | N/A | USD/teraBtu | us | us | 2143769389.2006
commercial air conditioning | Reference Gas-Driven AC | 2032 | INSTALLATION | NEW | N/A | USD/teraBtu | us | us | 66992793412.5182
commercial air conditioning | Reference Gas-Driven AC | 2032 | INSTALLATION | REPLACEMENT | N/A | USD/teraBtu | us | us | 66992793412.5182
commercial air conditioning | Reference Gas-Driven AC | 2033 | CAPITAL | NEW | N/A | USD/teraBtu | us | us | 66992793412.5182
commercial air conditioning | Reference Gas-Driven AC | 2033 | CAPITAL | REPLACEMENT | N/A | USD/teraBtu | us | us | 66992793412.5182
commercial air conditioning | Reference Gas-Driven AC | 2033 | FIXED_OM | NEW | N/A | USD/teraBtu | us | us | 2143769389.2006
commercial air conditioning | Reference Gas-Driven AC | 2033 | FIXED_OM | REPLACEMENT | N/A | USD/teraBtu | us | us | 2143769389.2006
commercial air conditioning | Reference Gas-Driven AC | 2033 | INSTALLATION | NEW | N/A | USD/teraBtu | us | us | 66992793412.5182
commercial air conditioning | Reference Gas-Driven AC | 2033 | INSTALLATION | REPLACEMENT | N/A | USD/teraBtu | us | us | 66992793412.5182
commercial air conditioning | Reference Gas-Driven AC | 2034 | CAPITAL | NEW | N/A | USD/teraBtu | us | us | 66992793412.5182
commercial air conditioning | Reference Gas-Driven AC | 2034 | CAPITAL | REPLACEMENT | N/A | USD/teraBtu | us | us | 66992793412.5182
commercial air conditioning | Reference Gas-Driven AC | 2034 | FIXED_OM | NEW | N/A | USD/teraBtu | us | us | 2143769389.2006
commercial air conditioning | Reference Gas-Driven AC | 2034 | FIXED_OM | REPLACEMENT | N/A | USD/teraBtu | us | us | 2143769389.2006
commercial air conditioning | Reference Gas-Driven AC | 2034 | INSTALLATION | NEW | N/A | USD/teraBtu | us | us | 66992793412.5182
commercial air conditioning | Reference Gas-Driven AC | 2034 | INSTALLATION | REPLACEMENT | N/A | USD/teraBtu | us | us | 66992793412.5182
commercial air conditioning | Reference Gas-Driven AC | 2035 | CAPITAL | NEW | N/A | USD/teraBtu | us | us | 66992793412.5182
commercial air conditioning | Reference Gas-Driven AC | 2035 | CAPITAL | REPLACEMENT | N/A | USD/teraBtu | us | us | 66992793412.5182
commercial air conditioning | Reference Gas-Driven AC | 2035 | FIXED_OM | NEW | N/A | USD/teraBtu | us | us | 2143769389.2006
commercial air conditioning | Reference Gas-Driven AC | 2035 | FIXED_OM | REPLACEMENT | N/A | USD/teraBtu | us | us | 2143769389.2006
commercial air conditioning | Reference Gas-Driven AC | 2035 | INSTALLATION | NEW | N/A | USD/teraBtu | us | us | 66992793412.5182
commercial air conditioning | Reference Gas-Driven AC | 2035 | INSTALLATION | REPLACEMENT | N/A | USD/teraBtu | us | us | 66992793412.5182
commercial air conditioning | Reference Gas-Driven AC | 2036 | CAPITAL | NEW | N/A | USD/teraBtu | us | us | 66992793412.5182
commercial air conditioning | Reference Gas-Driven AC | 2036 | CAPITAL | REPLACEMENT | N/A | USD/teraBtu | us | us | 66992793412.5182
commercial air conditioning | Reference Gas-Driven AC | 2036 | FIXED_OM | NEW | N/A | USD/teraBtu | us | us | 2143769389.2006
commercial air conditioning | Reference Gas-Driven AC | 2036 | FIXED_OM | REPLACEMENT | N/A | USD/teraBtu | us | us | 2143769389.2006
commercial air conditioning | Reference Gas-Driven AC | 2036 | INSTALLATION | NEW | N/A | USD/teraBtu | us | us | 66992793412.5182
commercial air conditioning | Reference Gas-Driven AC | 2036 | INSTALLATION | REPLACEMENT | N/A | USD/teraBtu | us | us | 66992793412.5182
commercial air conditioning | Reference Gas-Driven AC | 2037 | CAPITAL | NEW | N/A | USD/teraBtu | us | us | 66992793412.5182
commercial air conditioning | Reference Gas-Driven AC | 2037 | CAPITAL | REPLACEMENT | N/A | USD/teraBtu | us | us | 66992793412.5182
commercial air conditioning | Reference Gas-Driven AC | 2037 | FIXED_OM | NEW | N/A | USD/teraBtu | us | us | 2143769389.2006
commercial air conditioning | Reference Gas-Driven AC | 2037 | FIXED_OM | REPLACEMENT | N/A | USD/teraBtu | us | us | 2143769389.2006
commercial air conditioning | Reference Gas-Driven AC | 2037 | INSTALLATION | NEW | N/A | USD/teraBtu | us | us | 66992793412.5182
commercial air conditioning | Reference Gas-Driven AC | 2037 | INSTALLATION | REPLACEMENT | N/A | USD/teraBtu | us | us | 66992793412.5182
commercial air conditioning | Reference Gas-Driven AC | 2038 | CAPITAL | NEW | N/A | USD/teraBtu | us | us | 66992793412.5182
commercial air conditioning | Reference Gas-Driven AC | 2038 | CAPITAL | REPLACEMENT | N/A | USD/teraBtu | us | us | 66992793412.5182
commercial air conditioning | Reference Gas-Driven AC | 2038 | FIXED_OM | NEW | N/A | USD/teraBtu | us | us | 2143769389.2006
commercial air conditioning | Reference Gas-Driven AC | 2038 | FIXED_OM | REPLACEMENT | N/A | USD/teraBtu | us | us | 2143769389.2006
commercial air conditioning | Reference Gas-Driven AC | 2038 | INSTALLATION | NEW | N/A | USD/teraBtu | us | us | 66992793412.5182
commercial air conditioning | Reference Gas-Driven AC | 2038 | INSTALLATION | REPLACEMENT | N/A | USD/teraBtu | us | us | 66992793412.5182
commercial air conditioning | Reference Gas-Driven AC | 2039 | CAPITAL | NEW | N/A | USD/teraBtu | us | us | 66992793412.5182
commercial air conditioning | Reference Gas-Driven AC | 2039 | CAPITAL | REPLACEMENT | N/A | USD/teraBtu | us | us | 66992793412.5182
commercial air conditioning | Reference Gas-Driven AC | 2039 | FIXED_OM | NEW | N/A | USD/teraBtu | us | us | 2143769389.2006
commercial air conditioning | Reference Gas-Driven AC | 2039 | FIXED_OM | REPLACEMENT | N/A | USD/teraBtu | us | us | 2143769389.2006
commercial air conditioning | Reference Gas-Driven AC | 2039 | INSTALLATION | NEW | N/A | USD/teraBtu | us | us | 66992793412.5182
commercial air conditioning | Reference Gas-Driven AC | 2039 | INSTALLATION | REPLACEMENT | N/A | USD/teraBtu | us | us | 66992793412.5182
commercial air conditioning | Reference Gas-Driven AC | 2040 | CAPITAL | NEW | N/A | USD/teraBtu | us | us | 66992793412.5182
commercial air conditioning | Reference Gas-Driven AC | 2040 | CAPITAL | REPLACEMENT | N/A | USD/teraBtu | us | us | 66992793412.5182
commercial air conditioning | Reference Gas-Driven AC | 2040 | FIXED_OM | NEW | N/A | USD/teraBtu | us | us | 2143769389.2006
commercial air conditioning | Reference Gas-Driven AC | 2040 | FIXED_OM | REPLACEMENT | N/A | USD/teraBtu | us | us | 2143769389.2006
commercial air conditioning | Reference Gas-Driven AC | 2040 | INSTALLATION | NEW | N/A | USD/teraBtu | us | us | 66992793412.5182
commercial air conditioning | Reference Gas-Driven AC | 2040 | INSTALLATION | REPLACEMENT | N/A | USD/teraBtu | us | us | 66992793412.5182
commercial air conditioning | Reference Gas-Driven AC | 2041 | CAPITAL | NEW | N/A | USD/teraBtu | us | us | 66992793412.5182
commercial air conditioning | Reference Gas-Driven AC | 2041 | CAPITAL | REPLACEMENT | N/A | USD/teraBtu | us | us | 66992793412.5182
commercial air conditioning | Reference Gas-Driven AC | 2041 | FIXED_OM | NEW | N/A | USD/teraBtu | us | us | 2143769389.2006
commercial air conditioning | Reference Gas-Driven AC | 2041 | FIXED_OM | REPLACEMENT | N/A | USD/teraBtu | us | us | 2143769389.2006
commercial air conditioning | Reference Gas-Driven AC | 2041 | INSTALLATION | NEW | N/A | USD/teraBtu | us | us | 66992793412.5182
commercial air conditioning | Reference Gas-Driven AC | 2041 | INSTALLATION | REPLACEMENT | N/A | USD/teraBtu | us | us | 66992793412.5182
commercial air conditioning | Reference Gas-Driven AC | 2042 | CAPITAL | NEW | N/A | USD/teraBtu | us | us | 66992793412.5182
commercial air conditioning | Reference Gas-Driven AC | 2042 | CAPITAL | REPLACEMENT | N/A | USD/teraBtu | us | us | 66992793412.5182
commercial air conditioning | Reference Gas-Driven AC | 2042 | FIXED_OM | NEW | N/A | USD/teraBtu | us | us | 2143769389.2006
commercial air conditioning | Reference Gas-Driven AC | 2042 | FIXED_OM | REPLACEMENT | N/A | USD/teraBtu | us | us | 2143769389.2006
commercial air conditioning | Reference Gas-Driven AC | 2042 | INSTALLATION | NEW | N/A | USD/teraBtu | us | us | 66992793412.5182
commercial air conditioning | Reference Gas-Driven AC | 2042 | INSTALLATION | REPLACEMENT | N/A | USD/teraBtu | us | us | 66992793412.5182
commercial air conditioning | Reference Gas-Driven AC | 2043 | CAPITAL | NEW | N/A | USD/teraBtu | us | us | 66992793412.5182
commercial air conditioning | Reference Gas-Driven AC | 2043 | CAPITAL | REPLACEMENT | N/A | USD/teraBtu | us | us | 66992793412.5182
commercial air conditioning | Reference Gas-Driven AC | 2043 | FIXED_OM | NEW | N/A | USD/teraBtu | us | us | 2143769389.2006
commercial air conditioning | Reference Gas-Driven AC | 2043 | FIXED_OM | REPLACEMENT | N/A | USD/teraBtu | us | us | 2143769389.2006
commercial air conditioning | Reference Gas-Driven AC | 2043 | INSTALLATION | NEW | N/A | USD/teraBtu | us | us | 66992793412.5182
commercial air conditioning | Reference Gas-Driven AC | 2043 | INSTALLATION | REPLACEMENT | N/A | USD/teraBtu | us | us | 66992793412.5182
commercial air conditioning | Reference Gas-Driven AC | 2044 | CAPITAL | NEW | N/A | USD/teraBtu | us | us | 66992793412.5182
commercial air conditioning | Reference Gas-Driven AC | 2044 | CAPITAL | REPLACEMENT | N/A | USD/teraBtu | us | us | 66992793412.5182
commercial air conditioning | Reference Gas-Driven AC | 2044 | FIXED_OM | NEW | N/A | USD/teraBtu | us | us | 2143769389.2006
commercial air conditioning | Reference Gas-Driven AC | 2044 | FIXED_OM | REPLACEMENT | N/A | USD/teraBtu | us | us | 2143769389.2006
commercial air conditioning | Reference Gas-Driven AC | 2044 | INSTALLATION | NEW | N/A | USD/teraBtu | us | us | 66992793412.5182
commercial air conditioning | Reference Gas-Driven AC | 2044 | INSTALLATION | REPLACEMENT | N/A | USD/teraBtu | us | us | 66992793412.5182
commercial air conditioning | Reference Gas-Driven AC | 2045 | CAPITAL | NEW | N/A | USD/teraBtu | us | us | 66992793412.5182
commercial air conditioning | Reference Gas-Driven AC | 2045 | CAPITAL | REPLACEMENT | N/A | USD/teraBtu | us | us | 66992793412.5182
commercial air conditioning | Reference Gas-Driven AC | 2045 | FIXED_OM | NEW | N/A | USD/teraBtu | us | us | 2143769389.2006
commercial air conditioning | Reference Gas-Driven AC | 2045 | FIXED_OM | REPLACEMENT | N/A | USD/teraBtu | us | us | 2143769389.2006
commercial air conditioning | Reference Gas-Driven AC | 2045 | INSTALLATION | NEW | N/A | USD/teraBtu | us | us | 66992793412.5182
commercial air conditioning | Reference Gas-Driven AC | 2045 | INSTALLATION | REPLACEMENT | N/A | USD/teraBtu | us | us | 66992793412.5182
commercial air conditioning | Reference Gas-Driven AC | 2046 | CAPITAL | NEW | N/A | USD/teraBtu | us | us | 66992793412.5182
commercial air conditioning | Reference Gas-Driven AC | 2046 | CAPITAL | REPLACEMENT | N/A | USD/teraBtu | us | us | 66992793412.5182
commercial air conditioning | Reference Gas-Driven AC | 2046 | FIXED_OM | NEW | N/A | USD/teraBtu | us | us | 2143769389.2006
commercial air conditioning | Reference Gas-Driven AC | 2046 | FIXED_OM | REPLACEMENT | N/A | USD/teraBtu | us | us | 2143769389.2006
commercial air conditioning | Reference Gas-Driven AC | 2046 | INSTALLATION | NEW | N/A | USD/teraBtu | us | us | 66992793412.5182
commercial air conditioning | Reference Gas-Driven AC | 2046 | INSTALLATION | REPLACEMENT | N/A | USD/teraBtu | us | us | 66992793412.5182
commercial air conditioning | Reference Gas-Driven AC | 2047 | CAPITAL | NEW | N/A | USD/teraBtu | us | us | 66992793412.5182
commercial air conditioning | Reference Gas-Driven AC | 2047 | CAPITAL | REPLACEMENT | N/A | USD/teraBtu | us | us | 66992793412.5182
commercial air conditioning | Reference Gas-Driven AC | 2047 | FIXED_OM | NEW | N/A | USD/teraBtu | us | us | 2143769389.2006
commercial air conditioning | Reference Gas-Driven AC | 2047 | FIXED_OM | REPLACEMENT | N/A | USD/teraBtu | us | us | 2143769389.2006
commercial air conditioning | Reference Gas-Driven AC | 2047 | INSTALLATION | NEW | N/A | USD/teraBtu | us | us | 66992793412.5182
commercial air conditioning | Reference Gas-Driven AC | 2047 | INSTALLATION | REPLACEMENT | N/A | USD/teraBtu | us | us | 66992793412.5182
commercial air conditioning | Reference Gas-Driven AC | 2048 | CAPITAL | NEW | N/A | USD/teraBtu | us | us | 66992793412.5182
commercial air conditioning | Reference Gas-Driven AC | 2048 | CAPITAL | REPLACEMENT | N/A | USD/teraBtu | us | us | 66992793412.5182
commercial air conditioning | Reference Gas-Driven AC | 2048 | FIXED_OM | NEW | N/A | USD/teraBtu | us | us | 2143769389.2006
commercial air conditioning | Reference Gas-Driven AC | 2048 | FIXED_OM | REPLACEMENT | N/A | USD/teraBtu | us | us | 2143769389.2006
commercial air conditioning | Reference Gas-Driven AC | 2048 | INSTALLATION | NEW | N/A | USD/teraBtu | us | us | 66992793412.5182
commercial air conditioning | Reference Gas-Driven AC | 2048 | INSTALLATION | REPLACEMENT | N/A | USD/teraBtu | us | us | 66992793412.5182
commercial air conditioning | Reference Gas-Driven AC | 2049 | CAPITAL | NEW | N/A | USD/teraBtu | us | us | 66992793412.5182
commercial air conditioning | Reference Gas-Driven AC | 2049 | CAPITAL | REPLACEMENT | N/A | USD/teraBtu | us | us | 66992793412.5182
commercial air conditioning | Reference Gas-Driven AC | 2049 | FIXED_OM | NEW | N/A | USD/teraBtu | us | us | 2143769389.2006
commercial air conditioning | Reference Gas-Driven AC | 2049 | FIXED_OM | REPLACEMENT | N/A | USD/teraBtu | us | us | 2143769389.2006
commercial air conditioning | Reference Gas-Driven AC | 2049 | INSTALLATION | NEW | N/A | USD/teraBtu | us | us | 66992793412.5182
commercial air conditioning | Reference Gas-Driven AC | 2049 | INSTALLATION | REPLACEMENT | N/A | USD/teraBtu | us | us | 66992793412.5182
commercial air conditioning | Reference Gas-Driven AC | 2050 | CAPITAL | NEW | N/A | USD/teraBtu | us | us | 66992793412.5182
commercial air conditioning | Reference Gas-Driven AC | 2050 | CAPITAL | REPLACEMENT | N/A | USD/teraBtu | us | us | 66992793412.5182
commercial air conditioning | Reference Gas-Driven AC | 2050 | FIXED_OM | NEW | N/A | USD/teraBtu | us | us | 2143769389.2006
commercial air conditioning | Reference Gas-Driven AC | 2050 | FIXED_OM | REPLACEMENT | N/A | USD/teraBtu | us | us | 2143769389.2006
commercial air conditioning | Reference Gas-Driven AC | 2050 | INSTALLATION | NEW | N/A | USD/teraBtu | us | us | 66992793412.5182
commercial air conditioning | Reference Gas-Driven AC | 2050 | INSTALLATION | REPLACEMENT | N/A | USD/teraBtu | us | us | 66992793412.5182
commercial air conditioning | Reference Reciprocating Chiller | 2020 | CAPITAL | NEW | N/A | USD/teraBtu | us | us | 62523034236.0349
commercial air conditioning | Reference Reciprocating Chiller | 2020 | CAPITAL | REPLACEMENT | N/A | USD/teraBtu | us | us | 62523034236.0349
commercial air conditioning | Reference Reciprocating Chiller | 2020 | FIXED_OM | NEW | N/A | USD/teraBtu | us | us | 3129903308.2329
commercial air conditioning | Reference Reciprocating Chiller | 2020 | FIXED_OM | REPLACEMENT | N/A | USD/teraBtu | us | us | 3129903308.2329
commercial air conditioning | Reference Reciprocating Chiller | 2020 | INSTALLATION | NEW | N/A | USD/teraBtu | us | us | 13398558682.5036
commercial air conditioning | Reference Reciprocating Chiller | 2020 | INSTALLATION | REPLACEMENT | N/A | USD/teraBtu | us | us | 13398558682.5036
commercial air conditioning | Reference Reciprocating Chiller | 2021 | CAPITAL | NEW | N/A | USD/teraBtu | us | us | 62523034236.0349
commercial air conditioning | Reference Reciprocating Chiller | 2021 | CAPITAL | REPLACEMENT | N/A | USD/teraBtu | us | us | 62523034236.0349
commercial air conditioning | Reference Reciprocating Chiller | 2021 | FIXED_OM | NEW | N/A | USD/teraBtu | us | us | 3129903308.2329
commercial air conditioning | Reference Reciprocating Chiller | 2021 | FIXED_OM | REPLACEMENT | N/A | USD/teraBtu | us | us | 3129903308.2329
commercial air conditioning | Reference Reciprocating Chiller | 2021 | INSTALLATION | NEW | N/A | USD/teraBtu | us | us | 13398558682.5036
commercial air conditioning | Reference Reciprocating Chiller | 2021 | INSTALLATION | REPLACEMENT | N/A | USD/teraBtu | us | us | 13398558682.5036
commercial air conditioning | Reference Reciprocating Chiller | 2022 | CAPITAL | NEW | N/A | USD/teraBtu | us | us | 62523034236.0349
commercial air conditioning | Reference Reciprocating Chiller | 2022 | CAPITAL | REPLACEMENT | N/A | USD/teraBtu | us | us | 62523034236.0349
commercial air conditioning | Reference Reciprocating Chiller | 2022 | FIXED_OM | NEW | N/A | USD/teraBtu | us | us | 3129903308.2329
commercial air conditioning | Reference Reciprocating Chiller | 2022 | FIXED_OM | REPLACEMENT | N/A | USD/teraBtu | us | us | 3129903308.2329
commercial air conditioning | Reference Reciprocating Chiller | 2022 | INSTALLATION | NEW | N/A | USD/teraBtu | us | us | 13398558682.5036
commercial air conditioning | Reference Reciprocating Chiller | 2022 | INSTALLATION | REPLACEMENT | N/A | USD/teraBtu | us | us | 13398558682.5036
commercial air conditioning | Reference Reciprocating Chiller | 2023 | CAPITAL | NEW | N/A | USD/teraBtu | us | us | 62523034236.0349
commercial air conditioning | Reference Reciprocating Chiller | 2023 | CAPITAL | REPLACEMENT | N/A | USD/teraBtu | us | us | 62523034236.0349
commercial air conditioning | Reference Reciprocating Chiller | 2023 | FIXED_OM | NEW | N/A | USD/teraBtu | us | us | 3129903308.2329
commercial air conditioning | Reference Reciprocating Chiller | 2023 | FIXED_OM | REPLACEMENT | N/A | USD/teraBtu | us | us | 3129903308.2329
commercial air conditioning | Reference Reciprocating Chiller | 2023 | INSTALLATION | NEW | N/A | USD/teraBtu | us | us | 13398558682.5036
commercial air conditioning | Reference Reciprocating Chiller | 2023 | INSTALLATION | REPLACEMENT | N/A | USD/teraBtu | us | us | 13398558682.5036
commercial air conditioning | Reference Reciprocating Chiller | 2024 | CAPITAL | NEW | N/A | USD/teraBtu | us | us | 62523034236.0349
commercial air conditioning | Reference Reciprocating Chiller | 2024 | CAPITAL | REPLACEMENT | N/A | USD/teraBtu | us | us | 62523034236.0349
commercial air conditioning | Reference Reciprocating Chiller | 2024 | FIXED_OM | NEW | N/A | USD/teraBtu | us | us | 3129903308.2329
commercial air conditioning | Reference Reciprocating Chiller | 2024 | FIXED_OM | REPLACEMENT | N/A | USD/teraBtu | us | us | 3129903308.2329
commercial air conditioning | Reference Reciprocating Chiller | 2024 | INSTALLATION | NEW | N/A | USD/teraBtu | us | us | 13398558682.5036
commercial air conditioning | Reference Reciprocating Chiller | 2024 | INSTALLATION | REPLACEMENT | N/A | USD/teraBtu | us | us | 13398558682.5036
commercial air conditioning | Reference Reciprocating Chiller | 2025 | CAPITAL | NEW | N/A | USD/teraBtu | us | us | 62523034236.0349
commercial air conditioning | Reference Reciprocating Chiller | 2025 | CAPITAL | REPLACEMENT | N/A | USD/teraBtu | us | us | 62523034236.0349
commercial air conditioning | Reference Reciprocating Chiller | 2025 | FIXED_OM | NEW | N/A | USD/teraBtu | us | us | 3129903308.2329
commercial air conditioning | Reference Reciprocating Chiller | 2025 | FIXED_OM | REPLACEMENT | N/A | USD/teraBtu | us | us | 3129903308.2329
commercial air conditioning | Reference Reciprocating Chiller | 2025 | INSTALLATION | NEW | N/A | USD/teraBtu | us | us | 13398558682.5036
commercial air conditioning | Reference Reciprocating Chiller | 2025 | INSTALLATION | REPLACEMENT | N/A | USD/teraBtu | us | us | 13398558682.5036
commercial air conditioning | Reference Reciprocating Chiller | 2026 | CAPITAL | NEW | N/A | USD/teraBtu | us | us | 62523034236.0349
commercial air conditioning | Reference Reciprocating Chiller | 2026 | CAPITAL | REPLACEMENT | N/A | USD/teraBtu | us | us | 62523034236.0349
commercial air conditioning | Reference Reciprocating Chiller | 2026 | FIXED_OM | NEW | N/A | USD/teraBtu | us | us | 3129903308.2329
commercial air conditioning | Reference Reciprocating Chiller | 2026 | FIXED_OM | REPLACEMENT | N/A | USD/teraBtu | us | us | 3129903308.2329
commercial air conditioning | Reference Reciprocating Chiller | 2026 | INSTALLATION | NEW | N/A | USD/teraBtu | us | us | 13398558682.5036
commercial air conditioning | Reference Reciprocating Chiller | 2026 | INSTALLATION | REPLACEMENT | N/A | USD/teraBtu | us | us | 13398558682.5036
commercial air conditioning | Reference Reciprocating Chiller | 2027 | CAPITAL | NEW | N/A | USD/teraBtu | us | us | 62523034236.0349
commercial air conditioning | Reference Reciprocating Chiller | 2027 | CAPITAL | REPLACEMENT | N/A | USD/teraBtu | us | us | 62523034236.0349
commercial air conditioning | Reference Reciprocating Chiller | 2027 | FIXED_OM | NEW | N/A | USD/teraBtu | us | us | 3129903308.2329
commercial air conditioning | Reference Reciprocating Chiller | 2027 | FIXED_OM | REPLACEMENT | N/A | USD/teraBtu | us | us | 3129903308.2329
commercial air conditioning | Reference Reciprocating Chiller | 2027 | INSTALLATION | NEW | N/A | USD/teraBtu | us | us | 13398558682.5036
commercial air conditioning | Reference Reciprocating Chiller | 2027 | INSTALLATION | REPLACEMENT | N/A | USD/teraBtu | us | us | 13398558682.5036
commercial air conditioning | Reference Reciprocating Chiller | 2028 | CAPITAL | NEW | N/A | USD/teraBtu | us | us | 62523034236.0349
commercial air conditioning | Reference Reciprocating Chiller | 2028 | CAPITAL | REPLACEMENT | N/A | USD/teraBtu | us | us | 62523034236.0349
commercial air conditioning | Reference Reciprocating Chiller | 2028 | FIXED_OM | NEW | N/A | USD/teraBtu | us | us | 3129903308.2329
commercial air conditioning | Reference Reciprocating Chiller | 2028 | FIXED_OM | REPLACEMENT | N/A | USD/teraBtu | us | us | 3129903308.2329
commercial air conditioning | Reference Reciprocating Chiller | 2028 | INSTALLATION | NEW | N/A | USD/teraBtu | us | us | 13398558682.5036
commercial air conditioning | Reference Reciprocating Chiller | 2028 | INSTALLATION | REPLACEMENT | N/A | USD/teraBtu | us | us | 13398558682.5036
commercial air conditioning | Reference Reciprocating Chiller | 2029 | CAPITAL | NEW | N/A | USD/teraBtu | us | us | 62523034236.0349
commercial air conditioning | Reference Reciprocating Chiller | 2029 | CAPITAL | REPLACEMENT | N/A | USD/teraBtu | us | us | 62523034236.0349
commercial air conditioning | Reference Reciprocating Chiller | 2029 | FIXED_OM | NEW | N/A | USD/teraBtu | us | us | 3129903308.2329
commercial air conditioning | Reference Reciprocating Chiller | 2029 | FIXED_OM | REPLACEMENT | N/A | USD/teraBtu | us | us | 3129903308.2329
commercial air conditioning | Reference Reciprocating Chiller | 2029 | INSTALLATION | NEW | N/A | USD/teraBtu | us | us | 13398558682.5036
commercial air conditioning | Reference Reciprocating Chiller | 2029 | INSTALLATION | REPLACEMENT | N/A | USD/teraBtu | us | us | 13398558682.5036
commercial air conditioning | Reference Reciprocating Chiller | 2030 | CAPITAL | NEW | N/A | USD/teraBtu | us | us | 62523034236.0349
commercial air conditioning | Reference Reciprocating Chiller | 2030 | CAPITAL | REPLACEMENT | N/A | USD/teraBtu | us | us | 62523034236.0349
commercial air conditioning | Reference Reciprocating Chiller | 2030 | FIXED_OM | NEW | N/A | USD/teraBtu | us | us | 3129903308.2329
commercial air conditioning | Reference Reciprocating Chiller | 2030 | FIXED_OM | REPLACEMENT | N/A | USD/teraBtu | us | us | 3129903308.2329
commercial air conditioning | Reference Reciprocating Chiller | 2030 | INSTALLATION | NEW | N/A | USD/teraBtu | us | us | 13398558682.5036
commercial air conditioning | Reference Reciprocating Chiller | 2030 | INSTALLATION | REPLACEMENT | N/A | USD/teraBtu | us | us | 13398558682.5036
commercial air conditioning | Reference Reciprocating Chiller | 2031 | CAPITAL | NEW | N/A | USD/teraBtu | us | us | 62523034236.0349
commercial air conditioning | Reference Reciprocating Chiller | 2031 | CAPITAL | REPLACEMENT | N/A | USD/teraBtu | us | us | 62523034236.0349
commercial air conditioning | Reference Reciprocating Chiller | 2031 | FIXED_OM | NEW | N/A | USD/teraBtu | us | us | 3129903308.2329
commercial air conditioning | Reference Reciprocating Chiller | 2031 | FIXED_OM | REPLACEMENT | N/A | USD/teraBtu | us | us | 3129903308.2329
commercial air conditioning | Reference Reciprocating Chiller | 2031 | INSTALLATION | NEW | N/A | USD/teraBtu | us | us | 13398558682.5036
commercial air conditioning | Reference Reciprocating Chiller | 2031 | INSTALLATION | REPLACEMENT | N/A | USD/teraBtu | us | us | 13398558682.5036
commercial air conditioning | Reference Reciprocating Chiller | 2032 | CAPITAL | NEW | N/A | USD/teraBtu | us | us | 62523034236.0349
commercial air conditioning | Reference Reciprocating Chiller | 2032 | CAPITAL | REPLACEMENT | N/A | USD/teraBtu | us | us | 62523034236.0349
commercial air conditioning | Reference Reciprocating Chiller | 2032 | FIXED_OM | NEW | N/A | USD/teraBtu | us | us | 3129903308.2329
commercial air conditioning | Reference Reciprocating Chiller | 2032 | FIXED_OM | REPLACEMENT | N/A | USD/teraBtu | us | us | 3129903308.2329
commercial air conditioning | Reference Reciprocating Chiller | 2032 | INSTALLATION | NEW | N/A | USD/teraBtu | us | us | 13398558682.5036
commercial air conditioning | Reference Reciprocating Chiller | 2032 | INSTALLATION | REPLACEMENT | N/A | USD/teraBtu | us | us | 13398558682.5036
commercial air conditioning | Reference Reciprocating Chiller | 2033 | CAPITAL | NEW | N/A | USD/teraBtu | us | us | 62523034236.0349
commercial air conditioning | Reference Reciprocating Chiller | 2033 | CAPITAL | REPLACEMENT | N/A | USD/teraBtu | us | us | 62523034236.0349
commercial air conditioning | Reference Reciprocating Chiller | 2033 | FIXED_OM | NEW | N/A | USD/teraBtu | us | us | 3129903308.2329
commercial air conditioning | Reference Reciprocating Chiller | 2033 | FIXED_OM | REPLACEMENT | N/A | USD/teraBtu | us | us | 3129903308.2329
commercial air conditioning | Reference Reciprocating Chiller | 2033 | INSTALLATION | NEW | N/A | USD/teraBtu | us | us | 13398558682.5036
commercial air conditioning | Reference Reciprocating Chiller | 2033 | INSTALLATION | REPLACEMENT | N/A | USD/teraBtu | us | us | 13398558682.5036
commercial air conditioning | Reference Reciprocating Chiller | 2034 | CAPITAL | NEW | N/A | USD/teraBtu | us | us | 62523034236.0349
commercial air conditioning | Reference Reciprocating Chiller | 2034 | CAPITAL | REPLACEMENT | N/A | USD/teraBtu | us | us | 62523034236.0349
commercial air conditioning | Reference Reciprocating Chiller | 2034 | FIXED_OM | NEW | N/A | USD/teraBtu | us | us | 3129903308.2329
commercial air conditioning | Reference Reciprocating Chiller | 2034 | FIXED_OM | REPLACEMENT | N/A | USD/teraBtu | us | us | 3129903308.2329
commercial air conditioning | Reference Reciprocating Chiller | 2034 | INSTALLATION | NEW | N/A | USD/teraBtu | us | us | 13398558682.5036
commercial air conditioning | Reference Reciprocating Chiller | 2034 | INSTALLATION | REPLACEMENT | N/A | USD/teraBtu | us | us | 13398558682.5036
commercial air conditioning | Reference Reciprocating Chiller | 2035 | CAPITAL | NEW | N/A | USD/teraBtu | us | us | 62523034236.0349
commercial air conditioning | Reference Reciprocating Chiller | 2035 | CAPITAL | REPLACEMENT | N/A | USD/teraBtu | us | us | 62523034236.0349
commercial air conditioning | Reference Reciprocating Chiller | 2035 | FIXED_OM | NEW | N/A | USD/teraBtu | us | us | 3129903308.2329
commercial air conditioning | Reference Reciprocating Chiller | 2035 | FIXED_OM | REPLACEMENT | N/A | USD/teraBtu | us | us | 3129903308.2329
commercial air conditioning | Reference Reciprocating Chiller | 2035 | INSTALLATION | NEW | N/A | USD/teraBtu | us | us | 13398558682.5036
commercial air conditioning | Reference Reciprocating Chiller | 2035 | INSTALLATION | REPLACEMENT | N/A | USD/teraBtu | us | us | 13398558682.5036
commercial air conditioning | Reference Reciprocating Chiller | 2036 | CAPITAL | NEW | N/A | USD/teraBtu | us | us | 62523034236.0349
commercial air conditioning | Reference Reciprocating Chiller | 2036 | CAPITAL | REPLACEMENT | N/A | USD/teraBtu | us | us | 62523034236.0349
commercial air conditioning | Reference Reciprocating Chiller | 2036 | FIXED_OM | NEW | N/A | USD/teraBtu | us | us | 3129903308.2329
commercial air conditioning | Reference Reciprocating Chiller | 2036 | FIXED_OM | REPLACEMENT | N/A | USD/teraBtu | us | us | 3129903308.2329
commercial air conditioning | Reference Reciprocating Chiller | 2036 | INSTALLATION | NEW | N/A | USD/teraBtu | us | us | 13398558682.5036
commercial air conditioning | Reference Reciprocating Chiller | 2036 | INSTALLATION | REPLACEMENT | N/A | USD/teraBtu | us | us | 13398558682.5036
commercial air conditioning | Reference Reciprocating Chiller | 2037 | CAPITAL | NEW | N/A | USD/teraBtu | us | us | 62523034236.0349
commercial air conditioning | Reference Reciprocating Chiller | 2037 | CAPITAL | REPLACEMENT | N/A | USD/teraBtu | us | us | 62523034236.0349
commercial air conditioning | Reference Reciprocating Chiller | 2037 | FIXED_OM | NEW | N/A | USD/teraBtu | us | us | 3129903308.2329
commercial air conditioning | Reference Reciprocating Chiller | 2037 | FIXED_OM | REPLACEMENT | N/A | USD/teraBtu | us | us | 3129903308.2329
commercial air conditioning | Reference Reciprocating Chiller | 2037 | INSTALLATION | NEW | N/A | USD/teraBtu | us | us | 13398558682.5036
commercial air conditioning | Reference Reciprocating Chiller | 2037 | INSTALLATION | REPLACEMENT | N/A | USD/teraBtu | us | us | 13398558682.5036
commercial air conditioning | Reference Reciprocating Chiller | 2038 | CAPITAL | NEW | N/A | USD/teraBtu | us | us | 62523034236.0349
commercial air conditioning | Reference Reciprocating Chiller | 2038 | CAPITAL | REPLACEMENT | N/A | USD/teraBtu | us | us | 62523034236.0349
commercial air conditioning | Reference Reciprocating Chiller | 2038 | FIXED_OM | NEW | N/A | USD/teraBtu | us | us | 3129903308.2329
commercial air conditioning | Reference Reciprocating Chiller | 2038 | FIXED_OM | REPLACEMENT | N/A | USD/teraBtu | us | us | 3129903308.2329
commercial air conditioning | Reference Reciprocating Chiller | 2038 | INSTALLATION | NEW | N/A | USD/teraBtu | us | us | 13398558682.5036
commercial air conditioning | Reference Reciprocating Chiller | 2038 | INSTALLATION | REPLACEMENT | N/A | USD/teraBtu | us | us | 13398558682.5036
commercial air conditioning | Reference Reciprocating Chiller | 2039 | CAPITAL | NEW | N/A | USD/teraBtu | us | us | 62523034236.0349
commercial air conditioning | Reference Reciprocating Chiller | 2039 | CAPITAL | REPLACEMENT | N/A | USD/teraBtu | us | us | 62523034236.0349
commercial air conditioning | Reference Reciprocating Chiller | 2039 | FIXED_OM | NEW | N/A | USD/teraBtu | us | us | 3129903308.2329
commercial air conditioning | Reference Reciprocating Chiller | 2039 | FIXED_OM | REPLACEMENT | N/A | USD/teraBtu | us | us | 3129903308.2329
commercial air conditioning | Reference Reciprocating Chiller | 2039 | INSTALLATION | NEW | N/A | USD/teraBtu | us | us | 13398558682.5036
commercial air conditioning | Reference Reciprocating Chiller | 2039 | INSTALLATION | REPLACEMENT | N/A | USD/teraBtu | us | us | 13398558682.5036
commercial air conditioning | Reference Reciprocating Chiller | 2040 | CAPITAL | NEW | N/A | USD/teraBtu | us | us | 62523034236.0349
commercial air conditioning | Reference Reciprocating Chiller | 2040 | CAPITAL | REPLACEMENT | N/A | USD/teraBtu | us | us | 62523034236.0349
commercial air conditioning | Reference Reciprocating Chiller | 2040 | FIXED_OM | NEW | N/A | USD/teraBtu | us | us | 3129903308.2329
commercial air conditioning | Reference Reciprocating Chiller | 2040 | FIXED_OM | REPLACEMENT | N/A | USD/teraBtu | us | us | 3129903308.2329
commercial air conditioning | Reference Reciprocating Chiller | 2040 | INSTALLATION | NEW | N/A | USD/teraBtu | us | us | 13398558682.5036
commercial air conditioning | Reference Reciprocating Chiller | 2040 | INSTALLATION | REPLACEMENT | N/A | USD/teraBtu | us | us | 13398558682.5036
commercial air conditioning | Reference Reciprocating Chiller | 2041 | CAPITAL | NEW | N/A | USD/teraBtu | us | us | 62523034236.0349
commercial air conditioning | Reference Reciprocating Chiller | 2041 | CAPITAL | REPLACEMENT | N/A | USD/teraBtu | us | us | 62523034236.0349
commercial air conditioning | Reference Reciprocating Chiller | 2041 | FIXED_OM | NEW | N/A | USD/teraBtu | us | us | 3129903308.2329
commercial air conditioning | Reference Reciprocating Chiller | 2041 | FIXED_OM | REPLACEMENT | N/A | USD/teraBtu | us | us | 3129903308.2329
commercial air conditioning | Reference Reciprocating Chiller | 2041 | INSTALLATION | NEW | N/A | USD/teraBtu | us | us | 13398558682.5036
commercial air conditioning | Reference Reciprocating Chiller | 2041 | INSTALLATION | REPLACEMENT | N/A | USD/teraBtu | us | us | 13398558682.5036
commercial air conditioning | Reference Reciprocating Chiller | 2042 | CAPITAL | NEW | N/A | USD/teraBtu | us | us | 62523034236.0349
commercial air conditioning | Reference Reciprocating Chiller | 2042 | CAPITAL | REPLACEMENT | N/A | USD/teraBtu | us | us | 62523034236.0349
commercial air conditioning | Reference Reciprocating Chiller | 2042 | FIXED_OM | NEW | N/A | USD/teraBtu | us | us | 3129903308.2329
commercial air conditioning | Reference Reciprocating Chiller | 2042 | FIXED_OM | REPLACEMENT | N/A | USD/teraBtu | us | us | 3129903308.2329
commercial air conditioning | Reference Reciprocating Chiller | 2042 | INSTALLATION | NEW | N/A | USD/teraBtu | us | us | 13398558682.5036
commercial air conditioning | Reference Reciprocating Chiller | 2042 | INSTALLATION | REPLACEMENT | N/A | USD/teraBtu | us | us | 13398558682.5036
commercial air conditioning | Reference Reciprocating Chiller | 2043 | CAPITAL | NEW | N/A | USD/teraBtu | us | us | 62523034236.0349
commercial air conditioning | Reference Reciprocating Chiller | 2043 | CAPITAL | REPLACEMENT | N/A | USD/teraBtu | us | us | 62523034236.0349
commercial air conditioning | Reference Reciprocating Chiller | 2043 | FIXED_OM | NEW | N/A | USD/teraBtu | us | us | 3129903308.2329
commercial air conditioning | Reference Reciprocating Chiller | 2043 | FIXED_OM | REPLACEMENT | N/A | USD/teraBtu | us | us | 3129903308.2329
commercial air conditioning | Reference Reciprocating Chiller | 2043 | INSTALLATION | NEW | N/A | USD/teraBtu | us | us | 13398558682.5036
commercial air conditioning | Reference Reciprocating Chiller | 2043 | INSTALLATION | REPLACEMENT | N/A | USD/teraBtu | us | us | 13398558682.5036
commercial air conditioning | Reference Reciprocating Chiller | 2044 | CAPITAL | NEW | N/A | USD/teraBtu | us | us | 62523034236.0349
commercial air conditioning | Reference Reciprocating Chiller | 2044 | CAPITAL | REPLACEMENT | N/A | USD/teraBtu | us | us | 62523034236.0349
commercial air conditioning | Reference Reciprocating Chiller | 2044 | FIXED_OM | NEW | N/A | USD/teraBtu | us | us | 3129903308.2329
commercial air conditioning | Reference Reciprocating Chiller | 2044 | FIXED_OM | REPLACEMENT | N/A | USD/teraBtu | us | us | 3129903308.2329
commercial air conditioning | Reference Reciprocating Chiller | 2044 | INSTALLATION | NEW | N/A | USD/teraBtu | us | us | 13398558682.5036
commercial air conditioning | Reference Reciprocating Chiller | 2044 | INSTALLATION | REPLACEMENT | N/A | USD/teraBtu | us | us | 13398558682.5036
commercial air conditioning | Reference Reciprocating Chiller | 2045 | CAPITAL | NEW | N/A | USD/teraBtu | us | us | 62523034236.0349
commercial air conditioning | Reference Reciprocating Chiller | 2045 | CAPITAL | REPLACEMENT | N/A | USD/teraBtu | us | us | 62523034236.0349
commercial air conditioning | Reference Reciprocating Chiller | 2045 | FIXED_OM | NEW | N/A | USD/teraBtu | us | us | 3129903308.2329
commercial air conditioning | Reference Reciprocating Chiller | 2045 | FIXED_OM | REPLACEMENT | N/A | USD/teraBtu | us | us | 3129903308.2329
commercial air conditioning | Reference Reciprocating Chiller | 2045 | INSTALLATION | NEW | N/A | USD/teraBtu | us | us | 13398558682.5036
commercial air conditioning | Reference Reciprocating Chiller | 2045 | INSTALLATION | REPLACEMENT | N/A | USD/teraBtu | us | us | 13398558682.5036
commercial air conditioning | Reference Reciprocating Chiller | 2046 | CAPITAL | NEW | N/A | USD/teraBtu | us | us | 62523034236.0349
commercial air conditioning | Reference Reciprocating Chiller | 2046 | CAPITAL | REPLACEMENT | N/A | USD/teraBtu | us | us | 62523034236.0349
commercial air conditioning | Reference Reciprocating Chiller | 2046 | FIXED_OM | NEW | N/A | USD/teraBtu | us | us | 3129903308.2329
commercial air conditioning | Reference Reciprocating Chiller | 2046 | FIXED_OM | REPLACEMENT | N/A | USD/teraBtu | us | us | 3129903308.2329
commercial air conditioning | Reference Reciprocating Chiller | 2046 | INSTALLATION | NEW | N/A | USD/teraBtu | us | us | 13398558682.5036
commercial air conditioning | Reference Reciprocating Chiller | 2046 | INSTALLATION | REPLACEMENT | N/A | USD/teraBtu | us | us | 13398558682.5036
commercial air conditioning | Reference Reciprocating Chiller | 2047 | CAPITAL | NEW | N/A | USD/teraBtu | us | us | 62523034236.0349
commercial air conditioning | Reference Reciprocating Chiller | 2047 | CAPITAL | REPLACEMENT | N/A | USD/teraBtu | us | us | 62523034236.0349
commercial air conditioning | Reference Reciprocating Chiller | 2047 | FIXED_OM | NEW | N/A | USD/teraBtu | us | us | 3129903308.2329
commercial air conditioning | Reference Reciprocating Chiller | 2047 | FIXED_OM | REPLACEMENT | N/A | USD/teraBtu | us | us | 3129903308.2329
commercial air conditioning | Reference Reciprocating Chiller | 2047 | INSTALLATION | NEW | N/A | USD/teraBtu | us | us | 13398558682.5036
commercial air conditioning | Reference Reciprocating Chiller | 2047 | INSTALLATION | REPLACEMENT | N/A | USD/teraBtu | us | us | 13398558682.5036
commercial air conditioning | Reference Reciprocating Chiller | 2048 | CAPITAL | NEW | N/A | USD/teraBtu | us | us | 62523034236.0349
commercial air conditioning | Reference Reciprocating Chiller | 2048 | CAPITAL | REPLACEMENT | N/A | USD/teraBtu | us | us | 62523034236.0349
commercial air conditioning | Reference Reciprocating Chiller | 2048 | FIXED_OM | NEW | N/A | USD/teraBtu | us | us | 3129903308.2329
commercial air conditioning | Reference Reciprocating Chiller | 2048 | FIXED_OM | REPLACEMENT | N/A | USD/teraBtu | us | us | 3129903308.2329
commercial air conditioning | Reference Reciprocating Chiller | 2048 | INSTALLATION | NEW | N/A | USD/teraBtu | us | us | 13398558682.5036
commercial air conditioning | Reference Reciprocating Chiller | 2048 | INSTALLATION | REPLACEMENT | N/A | USD/teraBtu | us | us | 13398558682.5036
commercial air conditioning | Reference Reciprocating Chiller | 2049 | CAPITAL | NEW | N/A | USD/teraBtu | us | us | 62523034236.0349
commercial air conditioning | Reference Reciprocating Chiller | 2049 | CAPITAL | REPLACEMENT | N/A | USD/teraBtu | us | us | 62523034236.0349
commercial air conditioning | Reference Reciprocating Chiller | 2049 | FIXED_OM | NEW | N/A | USD/teraBtu | us | us | 3129903308.2329
commercial air conditioning | Reference Reciprocating Chiller | 2049 | FIXED_OM | REPLACEMENT | N/A | USD/teraBtu | us | us | 3129903308.2329
commercial air conditioning | Reference Reciprocating Chiller | 2049 | INSTALLATION | NEW | N/A | USD/teraBtu | us | us | 13398558682.5036
commercial air conditioning | Reference Reciprocating Chiller | 2049 | INSTALLATION | REPLACEMENT | N/A | USD/teraBtu | us | us | 13398558682.5036
commercial air conditioning | Reference Reciprocating Chiller | 2050 | CAPITAL | NEW | N/A | USD/teraBtu | us | us | 62523034236.0349
commercial air conditioning | Reference Reciprocating Chiller | 2050 | CAPITAL | REPLACEMENT | N/A | USD/teraBtu | us | us | 62523034236.0349
commercial air conditioning | Reference Reciprocating Chiller | 2050 | FIXED_OM | NEW | N/A | USD/teraBtu | us | us | 3129903308.2329
commercial air conditioning | Reference Reciprocating Chiller | 2050 | FIXED_OM | REPLACEMENT | N/A | USD/teraBtu | us | us | 3129903308.2329
commercial air conditioning | Reference Reciprocating Chiller | 2050 | INSTALLATION | NEW | N/A | USD/teraBtu | us | us | 13398558682.5036
commercial air conditioning | Reference Reciprocating Chiller | 2050 | INSTALLATION | REPLACEMENT | N/A | USD/teraBtu | us | us | 13398558682.5036
commercial air conditioning | Reference Rooftop Air Conditioner | 2020 | CAPITAL | NEW | N/A | USD/teraBtu | us | us | 80691479809.5099
commercial air conditioning | Reference Rooftop Air Conditioner | 2020 | CAPITAL | REPLACEMENT | N/A | USD/teraBtu | us | us | 80691479809.5099
commercial air conditioning | Reference Rooftop Air Conditioner | 2020 | FIXED_OM | NEW | N/A | USD/teraBtu | us | us | 2861932134.5828
commercial air conditioning | Reference Rooftop Air Conditioner | 2020 | FIXED_OM | REPLACEMENT | N/A | USD/teraBtu | us | us | 2861932134.5828
commercial air conditioning | Reference Rooftop Air Conditioner | 2020 | INSTALLATION | NEW | N/A | USD/teraBtu | us | us | 25607325354.0009
commercial air conditioning | Reference Rooftop Air Conditioner | 2020 | INSTALLATION | REPLACEMENT | N/A | USD/teraBtu | us | us | 25607325354.0009
commercial air conditioning | Reference Rooftop Air Conditioner | 2021 | CAPITAL | NEW | N/A | USD/teraBtu | us | us | 80691479809.5099
commercial air conditioning | Reference Rooftop Air Conditioner | 2021 | CAPITAL | REPLACEMENT | N/A | USD/teraBtu | us | us | 80691479809.5099
commercial air conditioning | Reference Rooftop Air Conditioner | 2021 | FIXED_OM | NEW | N/A | USD/teraBtu | us | us | 2861932134.5828
commercial air conditioning | Reference Rooftop Air Conditioner | 2021 | FIXED_OM | REPLACEMENT | N/A | USD/teraBtu | us | us | 2861932134.5828
commercial air conditioning | Reference Rooftop Air Conditioner | 2021 | INSTALLATION | NEW | N/A | USD/teraBtu | us | us | 25607325354.0009
commercial air conditioning | Reference Rooftop Air Conditioner | 2021 | INSTALLATION | REPLACEMENT | N/A | USD/teraBtu | us | us | 25607325354.0009
commercial air conditioning | Reference Rooftop Air Conditioner | 2022 | CAPITAL | NEW | N/A | USD/teraBtu | us | us | 80691479809.5099
commercial air conditioning | Reference Rooftop Air Conditioner | 2022 | CAPITAL | REPLACEMENT | N/A | USD/teraBtu | us | us | 80691479809.5099
commercial air conditioning | Reference Rooftop Air Conditioner | 2022 | FIXED_OM | NEW | N/A | USD/teraBtu | us | us | 2861932134.5828
commercial air conditioning | Reference Rooftop Air Conditioner | 2022 | FIXED_OM | REPLACEMENT | N/A | USD/teraBtu | us | us | 2861932134.5828
commercial air conditioning | Reference Rooftop Air Conditioner | 2022 | INSTALLATION | NEW | N/A | USD/teraBtu | us | us | 25607325354.0009
commercial air conditioning | Reference Rooftop Air Conditioner | 2022 | INSTALLATION | REPLACEMENT | N/A | USD/teraBtu | us | us | 25607325354.0009
commercial air conditioning | Reference Rooftop Air Conditioner | 2023 | CAPITAL | NEW | N/A | USD/teraBtu | us | us | 80691479809.5099
commercial air conditioning | Reference Rooftop Air Conditioner | 2023 | CAPITAL | REPLACEMENT | N/A | USD/teraBtu | us | us | 80691479809.5099
commercial air conditioning | Reference Rooftop Air Conditioner | 2023 | FIXED_OM | NEW | N/A | USD/teraBtu | us | us | 2861932134.5828
commercial air conditioning | Reference Rooftop Air Conditioner | 2023 | FIXED_OM | REPLACEMENT | N/A | USD/teraBtu | us | us | 2861932134.5828
commercial air conditioning | Reference Rooftop Air Conditioner | 2023 | INSTALLATION | NEW | N/A | USD/teraBtu | us | us | 25607325354.0009
commercial air conditioning | Reference Rooftop Air Conditioner | 2023 | INSTALLATION | REPLACEMENT | N/A | USD/teraBtu | us | us | 25607325354.0009
commercial air conditioning | Reference Rooftop Air Conditioner | 2024 | CAPITAL | NEW | N/A | USD/teraBtu | us | us | 80691479809.5099
commercial air conditioning | Reference Rooftop Air Conditioner | 2024 | CAPITAL | REPLACEMENT | N/A | USD/teraBtu | us | us | 80691479809.5099
commercial air conditioning | Reference Rooftop Air Conditioner | 2024 | FIXED_OM | NEW | N/A | USD/teraBtu | us | us | 2861932134.5828
commercial air conditioning | Reference Rooftop Air Conditioner | 2024 | FIXED_OM | REPLACEMENT | N/A | USD/teraBtu | us | us | 2861932134.5828
commercial air conditioning | Reference Rooftop Air Conditioner | 2024 | INSTALLATION | NEW | N/A | USD/teraBtu | us | us | 25607325354.0009
commercial air conditioning | Reference Rooftop Air Conditioner | 2024 | INSTALLATION | REPLACEMENT | N/A | USD/teraBtu | us | us | 25607325354.0009
commercial air conditioning | Reference Rooftop Air Conditioner | 2025 | CAPITAL | NEW | N/A | USD/teraBtu | us | us | 80691479809.5099
commercial air conditioning | Reference Rooftop Air Conditioner | 2025 | CAPITAL | REPLACEMENT | N/A | USD/teraBtu | us | us | 80691479809.5099
commercial air conditioning | Reference Rooftop Air Conditioner | 2025 | FIXED_OM | NEW | N/A | USD/teraBtu | us | us | 2861932134.5828
commercial air conditioning | Reference Rooftop Air Conditioner | 2025 | FIXED_OM | REPLACEMENT | N/A | USD/teraBtu | us | us | 2861932134.5828
commercial air conditioning | Reference Rooftop Air Conditioner | 2025 | INSTALLATION | NEW | N/A | USD/teraBtu | us | us | 25607325354.0009
commercial air conditioning | Reference Rooftop Air Conditioner | 2025 | INSTALLATION | REPLACEMENT | N/A | USD/teraBtu | us | us | 25607325354.0009
commercial air conditioning | Reference Rooftop Air Conditioner | 2026 | CAPITAL | NEW | N/A | USD/teraBtu | us | us | 80691479809.5099
commercial air conditioning | Reference Rooftop Air Conditioner | 2026 | CAPITAL | REPLACEMENT | N/A | USD/teraBtu | us | us | 80691479809.5099
commercial air conditioning | Reference Rooftop Air Conditioner | 2026 | FIXED_OM | NEW | N/A | USD/teraBtu | us | us | 2861932134.5828
commercial air conditioning | Reference Rooftop Air Conditioner | 2026 | FIXED_OM | REPLACEMENT | N/A | USD/teraBtu | us | us | 2861932134.5828
commercial air conditioning | Reference Rooftop Air Conditioner | 2026 | INSTALLATION | NEW | N/A | USD/teraBtu | us | us | 25607325354.0009
commercial air conditioning | Reference Rooftop Air Conditioner | 2026 | INSTALLATION | REPLACEMENT | N/A | USD/teraBtu | us | us | 25607325354.0009
commercial air conditioning | Reference Rooftop Air Conditioner | 2027 | CAPITAL | NEW | N/A | USD/teraBtu | us | us | 80691479809.5099
commercial air conditioning | Reference Rooftop Air Conditioner | 2027 | CAPITAL | REPLACEMENT | N/A | USD/teraBtu | us | us | 80691479809.5099
commercial air conditioning | Reference Rooftop Air Conditioner | 2027 | FIXED_OM | NEW | N/A | USD/teraBtu | us | us | 2861932134.5828
commercial air conditioning | Reference Rooftop Air Conditioner | 2027 | FIXED_OM | REPLACEMENT | N/A | USD/teraBtu | us | us | 2861932134.5828
commercial air conditioning | Reference Rooftop Air Conditioner | 2027 | INSTALLATION | NEW | N/A | USD/teraBtu | us | us | 25607325354.0009
commercial air conditioning | Reference Rooftop Air Conditioner | 2027 | INSTALLATION | REPLACEMENT | N/A | USD/teraBtu | us | us | 25607325354.0009
commercial air conditioning | Reference Rooftop Air Conditioner | 2028 | CAPITAL | NEW | N/A | USD/teraBtu | us | us | 80691479809.5099
commercial air conditioning | Reference Rooftop Air Conditioner | 2028 | CAPITAL | REPLACEMENT | N/A | USD/teraBtu | us | us | 80691479809.5099
commercial air conditioning | Reference Rooftop Air Conditioner | 2028 | FIXED_OM | NEW | N/A | USD/teraBtu | us | us | 2861932134.5828
commercial air conditioning | Reference Rooftop Air Conditioner | 2028 | FIXED_OM | REPLACEMENT | N/A | USD/teraBtu | us | us | 2861932134.5828
commercial air conditioning | Reference Rooftop Air Conditioner | 2028 | INSTALLATION | NEW | N/A | USD/teraBtu | us | us | 25607325354.0009
commercial air conditioning | Reference Rooftop Air Conditioner | 2028 | INSTALLATION | REPLACEMENT | N/A | USD/teraBtu | us | us | 25607325354.0009
commercial air conditioning | Reference Rooftop Air Conditioner | 2029 | CAPITAL | NEW | N/A | USD/teraBtu | us | us | 80691479809.5099
commercial air conditioning | Reference Rooftop Air Conditioner | 2029 | CAPITAL | REPLACEMENT | N/A | USD/teraBtu | us | us | 80691479809.5099
commercial air conditioning | Reference Rooftop Air Conditioner | 2029 | FIXED_OM | NEW | N/A | USD/teraBtu | us | us | 2861932134.5828
commercial air conditioning | Reference Rooftop Air Conditioner | 2029 | FIXED_OM | REPLACEMENT | N/A | USD/teraBtu | us | us | 2861932134.5828
commercial air conditioning | Reference Rooftop Air Conditioner | 2029 | INSTALLATION | NEW | N/A | USD/teraBtu | us | us | 25607325354.0009
commercial air conditioning | Reference Rooftop Air Conditioner | 2029 | INSTALLATION | REPLACEMENT | N/A | USD/teraBtu | us | us | 25607325354.0009
commercial air conditioning | Reference Rooftop Air Conditioner | 2030 | CAPITAL | NEW | N/A | USD/teraBtu | us | us | 80691479809.5099
commercial air conditioning | Reference Rooftop Air Conditioner | 2030 | CAPITAL | REPLACEMENT | N/A | USD/teraBtu | us | us | 80691479809.5099
commercial air conditioning | Reference Rooftop Air Conditioner | 2030 | FIXED_OM | NEW | N/A | USD/teraBtu | us | us | 2861932134.5828
commercial air conditioning | Reference Rooftop Air Conditioner | 2030 | FIXED_OM | REPLACEMENT | N/A | USD/teraBtu | us | us | 2861932134.5828
commercial air conditioning | Reference Rooftop Air Conditioner | 2030 | INSTALLATION | NEW | N/A | USD/teraBtu | us | us | 25607325354.0009
commercial air conditioning | Reference Rooftop Air Conditioner | 2030 | INSTALLATION | REPLACEMENT | N/A | USD/teraBtu | us | us | 25607325354.0009
commercial air conditioning | Reference Rooftop Air Conditioner | 2031 | CAPITAL | NEW | N/A | USD/teraBtu | us | us | 80691479809.5099
commercial air conditioning | Reference Rooftop Air Conditioner | 2031 | CAPITAL | REPLACEMENT | N/A | USD/teraBtu | us | us | 80691479809.5099
commercial air conditioning | Reference Rooftop Air Conditioner | 2031 | FIXED_OM | NEW | N/A | USD/teraBtu | us | us | 2861932134.5828
commercial air conditioning | Reference Rooftop Air Conditioner | 2031 | FIXED_OM | REPLACEMENT | N/A | USD/teraBtu | us | us | 2861932134.5828
commercial air conditioning | Reference Rooftop Air Conditioner | 2031 | INSTALLATION | NEW | N/A | USD/teraBtu | us | us | 25607325354.0009
commercial air conditioning | Reference Rooftop Air Conditioner | 2031 | INSTALLATION | REPLACEMENT | N/A | USD/teraBtu | us | us | 25607325354.0009
commercial air conditioning | Reference Rooftop Air Conditioner | 2032 | CAPITAL | NEW | N/A | USD/teraBtu | us | us | 80691479809.5099
commercial air conditioning | Reference Rooftop Air Conditioner | 2032 | CAPITAL | REPLACEMENT | N/A | USD/teraBtu | us | us | 80691479809.5099
commercial air conditioning | Reference Rooftop Air Conditioner | 2032 | FIXED_OM | NEW | N/A | USD/teraBtu | us | us | 2861932134.5828
commercial air conditioning | Reference Rooftop Air Conditioner | 2032 | FIXED_OM | REPLACEMENT | N/A | USD/teraBtu | us | us | 2861932134.5828
commercial air conditioning | Reference Rooftop Air Conditioner | 2032 | INSTALLATION | NEW | N/A | USD/teraBtu | us | us | 25607325354.0009
commercial air conditioning | Reference Rooftop Air Conditioner | 2032 | INSTALLATION | REPLACEMENT | N/A | USD/teraBtu | us | us | 25607325354.0009
commercial air conditioning | Reference Rooftop Air Conditioner | 2033 | CAPITAL | NEW | N/A | USD/teraBtu | us | us | 80691479809.5099
commercial air conditioning | Reference Rooftop Air Conditioner | 2033 | CAPITAL | REPLACEMENT | N/A | USD/teraBtu | us | us | 80691479809.5099
commercial air conditioning | Reference Rooftop Air Conditioner | 2033 | FIXED_OM | NEW | N/A | USD/teraBtu | us | us | 2861932134.5828
commercial air conditioning | Reference Rooftop Air Conditioner | 2033 | FIXED_OM | REPLACEMENT | N/A | USD/teraBtu | us | us | 2861932134.5828
commercial air conditioning | Reference Rooftop Air Conditioner | 2033 | INSTALLATION | NEW | N/A | USD/teraBtu | us | us | 25607325354.0009
commercial air conditioning | Reference Rooftop Air Conditioner | 2033 | INSTALLATION | REPLACEMENT | N/A | USD/teraBtu | us | us | 25607325354.0009
commercial air conditioning | Reference Rooftop Air Conditioner | 2034 | CAPITAL | NEW | N/A | USD/teraBtu | us | us | 80691479809.5099
commercial air conditioning | Reference Rooftop Air Conditioner | 2034 | CAPITAL | REPLACEMENT | N/A | USD/teraBtu | us | us | 80691479809.5099
commercial air conditioning | Reference Rooftop Air Conditioner | 2034 | FIXED_OM | NEW | N/A | USD/teraBtu | us | us | 2861932134.5828
commercial air conditioning | Reference Rooftop Air Conditioner | 2034 | FIXED_OM | REPLACEMENT | N/A | USD/teraBtu | us | us | 2861932134.5828
commercial air conditioning | Reference Rooftop Air Conditioner | 2034 | INSTALLATION | NEW | N/A | USD/teraBtu | us | us | 25607325354.0009
commercial air conditioning | Reference Rooftop Air Conditioner | 2034 | INSTALLATION | REPLACEMENT | N/A | USD/teraBtu | us | us | 25607325354.0009
commercial air conditioning | Reference Rooftop Air Conditioner | 2035 | CAPITAL | NEW | N/A | USD/teraBtu | us | us | 80691479809.5099
commercial air conditioning | Reference Rooftop Air Conditioner | 2035 | CAPITAL | REPLACEMENT | N/A | USD/teraBtu | us | us | 80691479809.5099
commercial air conditioning | Reference Rooftop Air Conditioner | 2035 | FIXED_OM | NEW | N/A | USD/teraBtu | us | us | 2861932134.5828
commercial air conditioning | Reference Rooftop Air Conditioner | 2035 | FIXED_OM | REPLACEMENT | N/A | USD/teraBtu | us | us | 2861932134.5828
commercial air conditioning | Reference Rooftop Air Conditioner | 2035 | INSTALLATION | NEW | N/A | USD/teraBtu | us | us | 25607325354.0009
commercial air conditioning | Reference Rooftop Air Conditioner | 2035 | INSTALLATION | REPLACEMENT | N/A | USD/teraBtu | us | us | 25607325354.0009
commercial air conditioning | Reference Rooftop Air Conditioner | 2036 | CAPITAL | NEW | N/A | USD/teraBtu | us | us | 80691479809.5099
commercial air conditioning | Reference Rooftop Air Conditioner | 2036 | CAPITAL | REPLACEMENT | N/A | USD/teraBtu | us | us | 80691479809.5099
commercial air conditioning | Reference Rooftop Air Conditioner | 2036 | FIXED_OM | NEW | N/A | USD/teraBtu | us | us | 2861932134.5828
commercial air conditioning | Reference Rooftop Air Conditioner | 2036 | FIXED_OM | REPLACEMENT | N/A | USD/teraBtu | us | us | 2861932134.5828
commercial air conditioning | Reference Rooftop Air Conditioner | 2036 | INSTALLATION | NEW | N/A | USD/teraBtu | us | us | 25607325354.0009
commercial air conditioning | Reference Rooftop Air Conditioner | 2036 | INSTALLATION | REPLACEMENT | N/A | USD/teraBtu | us | us | 25607325354.0009
commercial air conditioning | Reference Rooftop Air Conditioner | 2037 | CAPITAL | NEW | N/A | USD/teraBtu | us | us | 80691479809.5099
commercial air conditioning | Reference Rooftop Air Conditioner | 2037 | CAPITAL | REPLACEMENT | N/A | USD/teraBtu | us | us | 80691479809.5099
commercial air conditioning | Reference Rooftop Air Conditioner | 2037 | FIXED_OM | NEW | N/A | USD/teraBtu | us | us | 2861932134.5828
commercial air conditioning | Reference Rooftop Air Conditioner | 2037 | FIXED_OM | REPLACEMENT | N/A | USD/teraBtu | us | us | 2861932134.5828
commercial air conditioning | Reference Rooftop Air Conditioner | 2037 | INSTALLATION | NEW | N/A | USD/teraBtu | us | us | 25607325354.0009
commercial air conditioning | Reference Rooftop Air Conditioner | 2037 | INSTALLATION | REPLACEMENT | N/A | USD/teraBtu | us | us | 25607325354.0009
commercial air conditioning | Reference Rooftop Air Conditioner | 2038 | CAPITAL | NEW | N/A | USD/teraBtu | us | us | 80691479809.5099
commercial air conditioning | Reference Rooftop Air Conditioner | 2038 | CAPITAL | REPLACEMENT | N/A | USD/teraBtu | us | us | 80691479809.5099
commercial air conditioning | Reference Rooftop Air Conditioner | 2038 | FIXED_OM | NEW | N/A | USD/teraBtu | us | us | 2861932134.5828
commercial air conditioning | Reference Rooftop Air Conditioner | 2038 | FIXED_OM | REPLACEMENT | N/A | USD/teraBtu | us | us | 2861932134.5828
commercial air conditioning | Reference Rooftop Air Conditioner | 2038 | INSTALLATION | NEW | N/A | USD/teraBtu | us | us | 25607325354.0009
commercial air conditioning | Reference Rooftop Air Conditioner | 2038 | INSTALLATION | REPLACEMENT | N/A | USD/teraBtu | us | us | 25607325354.0009
commercial air conditioning | Reference Rooftop Air Conditioner | 2039 | CAPITAL | NEW | N/A | USD/teraBtu | us | us | 80691479809.5099
commercial air conditioning | Reference Rooftop Air Conditioner | 2039 | CAPITAL | REPLACEMENT | N/A | USD/teraBtu | us | us | 80691479809.5099
commercial air conditioning | Reference Rooftop Air Conditioner | 2039 | FIXED_OM | NEW | N/A | USD/teraBtu | us | us | 2861932134.5828
commercial air conditioning | Reference Rooftop Air Conditioner | 2039 | FIXED_OM | REPLACEMENT | N/A | USD/teraBtu | us | us | 2861932134.5828
commercial air conditioning | Reference Rooftop Air Conditioner | 2039 | INSTALLATION | NEW | N/A | USD/teraBtu | us | us | 25607325354.0009
commercial air conditioning | Reference Rooftop Air Conditioner | 2039 | INSTALLATION | REPLACEMENT | N/A | USD/teraBtu | us | us | 25607325354.0009
commercial air conditioning | Reference Rooftop Air Conditioner | 2040 | CAPITAL | NEW | N/A | USD/teraBtu | us | us | 80691479809.5099
commercial air conditioning | Reference Rooftop Air Conditioner | 2040 | CAPITAL | REPLACEMENT | N/A | USD/teraBtu | us | us | 80691479809.5099
commercial air conditioning | Reference Rooftop Air Conditioner | 2040 | FIXED_OM | NEW | N/A | USD/teraBtu | us | us | 2861932134.5828
commercial air conditioning | Reference Rooftop Air Conditioner | 2040 | FIXED_OM | REPLACEMENT | N/A | USD/teraBtu | us | us | 2861932134.5828
commercial air conditioning | Reference Rooftop Air Conditioner | 2040 | INSTALLATION | NEW | N/A | USD/teraBtu | us | us | 25607325354.0009
commercial air conditioning | Reference Rooftop Air Conditioner | 2040 | INSTALLATION | REPLACEMENT | N/A | USD/teraBtu | us | us | 25607325354.0009
commercial air conditioning | Reference Rooftop Air Conditioner | 2041 | CAPITAL | NEW | N/A | USD/teraBtu | us | us | 80691479809.5099
commercial air conditioning | Reference Rooftop Air Conditioner | 2041 | CAPITAL | REPLACEMENT | N/A | USD/teraBtu | us | us | 80691479809.5099
commercial air conditioning | Reference Rooftop Air Conditioner | 2041 | FIXED_OM | NEW | N/A | USD/teraBtu | us | us | 2861932134.5828
commercial air conditioning | Reference Rooftop Air Conditioner | 2041 | FIXED_OM | REPLACEMENT | N/A | USD/teraBtu | us | us | 2861932134.5828
commercial air conditioning | Reference Rooftop Air Conditioner | 2041 | INSTALLATION | NEW | N/A | USD/teraBtu | us | us | 25607325354.0009
commercial air conditioning | Reference Rooftop Air Conditioner | 2041 | INSTALLATION | REPLACEMENT | N/A | USD/teraBtu | us | us | 25607325354.0009
commercial air conditioning | Reference Rooftop Air Conditioner | 2042 | CAPITAL | NEW | N/A | USD/teraBtu | us | us | 80691479809.5099
commercial air conditioning | Reference Rooftop Air Conditioner | 2042 | CAPITAL | REPLACEMENT | N/A | USD/teraBtu | us | us | 80691479809.5099
commercial air conditioning | Reference Rooftop Air Conditioner | 2042 | FIXED_OM | NEW | N/A | USD/teraBtu | us | us | 2861932134.5828
commercial air conditioning | Reference Rooftop Air Conditioner | 2042 | FIXED_OM | REPLACEMENT | N/A | USD/teraBtu | us | us | 2861932134.5828
commercial air conditioning | Reference Rooftop Air Conditioner | 2042 | INSTALLATION | NEW | N/A | USD/teraBtu | us | us | 25607325354.0009
commercial air conditioning | Reference Rooftop Air Conditioner | 2042 | INSTALLATION | REPLACEMENT | N/A | USD/teraBtu | us | us | 25607325354.0009
commercial air conditioning | Reference Rooftop Air Conditioner | 2043 | CAPITAL | NEW | N/A | USD/teraBtu | us | us | 80691479809.5099
commercial air conditioning | Reference Rooftop Air Conditioner | 2043 | CAPITAL | REPLACEMENT | N/A | USD/teraBtu | us | us | 80691479809.5099
commercial air conditioning | Reference Rooftop Air Conditioner | 2043 | FIXED_OM | NEW | N/A | USD/teraBtu | us | us | 2861932134.5828
commercial air conditioning | Reference Rooftop Air Conditioner | 2043 | FIXED_OM | REPLACEMENT | N/A | USD/teraBtu | us | us | 2861932134.5828
commercial air conditioning | Reference Rooftop Air Conditioner | 2043 | INSTALLATION | NEW | N/A | USD/teraBtu | us | us | 25607325354.0009
commercial air conditioning | Reference Rooftop Air Conditioner | 2043 | INSTALLATION | REPLACEMENT | N/A | USD/teraBtu | us | us | 25607325354.0009
commercial air conditioning | Reference Rooftop Air Conditioner | 2044 | CAPITAL | NEW | N/A | USD/teraBtu | us | us | 80691479809.5099
commercial air conditioning | Reference Rooftop Air Conditioner | 2044 | CAPITAL | REPLACEMENT | N/A | USD/teraBtu | us | us | 80691479809.5099
commercial air conditioning | Reference Rooftop Air Conditioner | 2044 | FIXED_OM | NEW | N/A | USD/teraBtu | us | us | 2861932134.5828
commercial air conditioning | Reference Rooftop Air Conditioner | 2044 | FIXED_OM | REPLACEMENT | N/A | USD/teraBtu | us | us | 2861932134.5828
commercial air conditioning | Reference Rooftop Air Conditioner | 2044 | INSTALLATION | NEW | N/A | USD/teraBtu | us | us | 25607325354.0009
commercial air conditioning | Reference Rooftop Air Conditioner | 2044 | INSTALLATION | REPLACEMENT | N/A | USD/teraBtu | us | us | 25607325354.0009
commercial air conditioning | Reference Rooftop Air Conditioner | 2045 | CAPITAL | NEW | N/A | USD/teraBtu | us | us | 80691479809.5099
commercial air conditioning | Reference Rooftop Air Conditioner | 2045 | CAPITAL | REPLACEMENT | N/A | USD/teraBtu | us | us | 80691479809.5099
commercial air conditioning | Reference Rooftop Air Conditioner | 2045 | FIXED_OM | NEW | N/A | USD/teraBtu | us | us | 2861932134.5828
commercial air conditioning | Reference Rooftop Air Conditioner | 2045 | FIXED_OM | REPLACEMENT | N/A | USD/teraBtu | us | us | 2861932134.5828
commercial air conditioning | Reference Rooftop Air Conditioner | 2045 | INSTALLATION | NEW | N/A | USD/teraBtu | us | us | 25607325354.0009
commercial air conditioning | Reference Rooftop Air Conditioner | 2045 | INSTALLATION | REPLACEMENT | N/A | USD/teraBtu | us | us | 25607325354.0009
commercial air conditioning | Reference Rooftop Air Conditioner | 2046 | CAPITAL | NEW | N/A | USD/teraBtu | us | us | 80691479809.5099
commercial air conditioning | Reference Rooftop Air Conditioner | 2046 | CAPITAL | REPLACEMENT | N/A | USD/teraBtu | us | us | 80691479809.5099
commercial air conditioning | Reference Rooftop Air Conditioner | 2046 | FIXED_OM | NEW | N/A | USD/teraBtu | us | us | 2861932134.5828
commercial air conditioning | Reference Rooftop Air Conditioner | 2046 | FIXED_OM | REPLACEMENT | N/A | USD/teraBtu | us | us | 2861932134.5828
commercial air conditioning | Reference Rooftop Air Conditioner | 2046 | INSTALLATION | NEW | N/A | USD/teraBtu | us | us | 25607325354.0009
commercial air conditioning | Reference Rooftop Air Conditioner | 2046 | INSTALLATION | REPLACEMENT | N/A | USD/teraBtu | us | us | 25607325354.0009
commercial air conditioning | Reference Rooftop Air Conditioner | 2047 | CAPITAL | NEW | N/A | USD/teraBtu | us | us | 80691479809.5099
commercial air conditioning | Reference Rooftop Air Conditioner | 2047 | CAPITAL | REPLACEMENT | N/A | USD/teraBtu | us | us | 80691479809.5099
commercial air conditioning | Reference Rooftop Air Conditioner | 2047 | FIXED_OM | NEW | N/A | USD/teraBtu | us | us | 2861932134.5828
commercial air conditioning | Reference Rooftop Air Conditioner | 2047 | FIXED_OM | REPLACEMENT | N/A | USD/teraBtu | us | us | 2861932134.5828
commercial air conditioning | Reference Rooftop Air Conditioner | 2047 | INSTALLATION | NEW | N/A | USD/teraBtu | us | us | 25607325354.0009
commercial air conditioning | Reference Rooftop Air Conditioner | 2047 | INSTALLATION | REPLACEMENT | N/A | USD/teraBtu | us | us | 25607325354.0009
commercial air conditioning | Reference Rooftop Air Conditioner | 2048 | CAPITAL | NEW | N/A | USD/teraBtu | us | us | 80691479809.5099
commercial air conditioning | Reference Rooftop Air Conditioner | 2048 | CAPITAL | REPLACEMENT | N/A | USD/teraBtu | us | us | 80691479809.5099
commercial air conditioning | Reference Rooftop Air Conditioner | 2048 | FIXED_OM | NEW | N/A | USD/teraBtu | us | us | 2861932134.5828
commercial air conditioning | Reference Rooftop Air Conditioner | 2048 | FIXED_OM | REPLACEMENT | N/A | USD/teraBtu | us | us | 2861932134.5828
commercial air conditioning | Reference Rooftop Air Conditioner | 2048 | INSTALLATION | NEW | N/A | USD/teraBtu | us | us | 25607325354.0009
commercial air conditioning | Reference Rooftop Air Conditioner | 2048 | INSTALLATION | REPLACEMENT | N/A | USD/teraBtu | us | us | 25607325354.0009
commercial air conditioning | Reference Rooftop Air Conditioner | 2049 | CAPITAL | NEW | N/A | USD/teraBtu | us | us | 80691479809.5099
commercial air conditioning | Reference Rooftop Air Conditioner | 2049 | CAPITAL | REPLACEMENT | N/A | USD/teraBtu | us | us | 80691479809.5099
commercial air conditioning | Reference Rooftop Air Conditioner | 2049 | FIXED_OM | NEW | N/A | USD/teraBtu | us | us | 2861932134.5828
commercial air conditioning | Reference Rooftop Air Conditioner | 2049 | FIXED_OM | REPLACEMENT | N/A | USD/teraBtu | us | us | 2861932134.5828
commercial air conditioning | Reference Rooftop Air Conditioner | 2049 | INSTALLATION | NEW | N/A | USD/teraBtu | us | us | 25607325354.0009
commercial air conditioning | Reference Rooftop Air Conditioner | 2049 | INSTALLATION | REPLACEMENT | N/A | USD/teraBtu | us | us | 25607325354.0009
commercial air conditioning | Reference Rooftop Air Conditioner | 2050 | CAPITAL | NEW | N/A | USD/teraBtu | us | us | 80691479809.5099
commercial air conditioning | Reference Rooftop Air Conditioner | 2050 | CAPITAL | REPLACEMENT | N/A | USD/teraBtu | us | us | 80691479809.5099
commercial air conditioning | Reference Rooftop Air Conditioner | 2050 | FIXED_OM | NEW | N/A | USD/teraBtu | us | us | 2861932134.5828
commercial air conditioning | Reference Rooftop Air Conditioner | 2050 | FIXED_OM | REPLACEMENT | N/A | USD/teraBtu | us | us | 2861932134.5828
commercial air conditioning | Reference Rooftop Air Conditioner | 2050 | INSTALLATION | NEW | N/A | USD/teraBtu | us | us | 25607325354.0009
commercial air conditioning | Reference Rooftop Air Conditioner | 2050 | INSTALLATION | REPLACEMENT | N/A | USD/teraBtu | us | us | 25607325354.0009
commercial air conditioning | Reference Screw Chiller | 2020 | CAPITAL | NEW | N/A | USD/teraBtu | us | us | 58063993906.4977
commercial air conditioning | Reference Screw Chiller | 2020 | CAPITAL | REPLACEMENT | N/A | USD/teraBtu | us | us | 58063993906.4977
commercial air conditioning | Reference Screw Chiller | 2020 | FIXED_OM | NEW | N/A | USD/teraBtu | us | us | 2861932134.5828
commercial air conditioning | Reference Screw Chiller | 2020 | FIXED_OM | REPLACEMENT | N/A | USD/teraBtu | us | us | 2861932134.5828
commercial air conditioning | Reference Screw Chiller | 2020 | INSTALLATION | NEW | N/A | USD/teraBtu | us | us | 14513318764.8879
commercial air conditioning | Reference Screw Chiller | 2020 | INSTALLATION | REPLACEMENT | N/A | USD/teraBtu | us | us | 14513318764.8879
commercial air conditioning | Reference Screw Chiller | 2021 | CAPITAL | NEW | N/A | USD/teraBtu | us | us | 58063993906.4977
commercial air conditioning | Reference Screw Chiller | 2021 | CAPITAL | REPLACEMENT | N/A | USD/teraBtu | us | us | 58063993906.4977
commercial air conditioning | Reference Screw Chiller | 2021 | FIXED_OM | NEW | N/A | USD/teraBtu | us | us | 2861932134.5828
commercial air conditioning | Reference Screw Chiller | 2021 | FIXED_OM | REPLACEMENT | N/A | USD/teraBtu | us | us | 2861932134.5828
commercial air conditioning | Reference Screw Chiller | 2021 | INSTALLATION | NEW | N/A | USD/teraBtu | us | us | 14513318764.8879
commercial air conditioning | Reference Screw Chiller | 2021 | INSTALLATION | REPLACEMENT | N/A | USD/teraBtu | us | us | 14513318764.8879
commercial air conditioning | Reference Screw Chiller | 2022 | CAPITAL | NEW | N/A | USD/teraBtu | us | us | 58063993906.4977
commercial air conditioning | Reference Screw Chiller | 2022 | CAPITAL | REPLACEMENT | N/A | USD/teraBtu | us | us | 58063993906.4977
commercial air conditioning | Reference Screw Chiller | 2022 | FIXED_OM | NEW | N/A | USD/teraBtu | us | us | 2861932134.5828
commercial air conditioning | Reference Screw Chiller | 2022 | FIXED_OM | REPLACEMENT | N/A | USD/teraBtu | us | us | 2861932134.5828
commercial air conditioning | Reference Screw Chiller | 2022 | INSTALLATION | NEW | N/A | USD/teraBtu | us | us | 14513318764.8879
commercial air conditioning | Reference Screw Chiller | 2022 | INSTALLATION | REPLACEMENT | N/A | USD/teraBtu | us | us | 14513318764.8879
commercial air conditioning | Reference Screw Chiller | 2023 | CAPITAL | NEW | N/A | USD/teraBtu | us | us | 58063993906.4977
commercial air conditioning | Reference Screw Chiller | 2023 | CAPITAL | REPLACEMENT | N/A | USD/teraBtu | us | us | 58063993906.4977
commercial air conditioning | Reference Screw Chiller | 2023 | FIXED_OM | NEW | N/A | USD/teraBtu | us | us | 2861932134.5828
commercial air conditioning | Reference Screw Chiller | 2023 | FIXED_OM | REPLACEMENT | N/A | USD/teraBtu | us | us | 2861932134.5828
commercial air conditioning | Reference Screw Chiller | 2023 | INSTALLATION | NEW | N/A | USD/teraBtu | us | us | 14513318764.8879
commercial air conditioning | Reference Screw Chiller | 2023 | INSTALLATION | REPLACEMENT | N/A | USD/teraBtu | us | us | 14513318764.8879
commercial air conditioning | Reference Screw Chiller | 2024 | CAPITAL | NEW | N/A | USD/teraBtu | us | us | 58063993906.4977
commercial air conditioning | Reference Screw Chiller | 2024 | CAPITAL | REPLACEMENT | N/A | USD/teraBtu | us | us | 58063993906.4977
commercial air conditioning | Reference Screw Chiller | 2024 | FIXED_OM | NEW | N/A | USD/teraBtu | us | us | 2861932134.5828
commercial air conditioning | Reference Screw Chiller | 2024 | FIXED_OM | REPLACEMENT | N/A | USD/teraBtu | us | us | 2861932134.5828
commercial air conditioning | Reference Screw Chiller | 2024 | INSTALLATION | NEW | N/A | USD/teraBtu | us | us | 14513318764.8879
commercial air conditioning | Reference Screw Chiller | 2024 | INSTALLATION | REPLACEMENT | N/A | USD/teraBtu | us | us | 14513318764.8879
commercial air conditioning | Reference Screw Chiller | 2025 | CAPITAL | NEW | N/A | USD/teraBtu | us | us | 58063993906.4977
commercial air conditioning | Reference Screw Chiller | 2025 | CAPITAL | REPLACEMENT | N/A | USD/teraBtu | us | us | 58063993906.4977
commercial air conditioning | Reference Screw Chiller | 2025 | FIXED_OM | NEW | N/A | USD/teraBtu | us | us | 2861932134.5828
commercial air conditioning | Reference Screw Chiller | 2025 | FIXED_OM | REPLACEMENT | N/A | USD/teraBtu | us | us | 2861932134.5828
commercial air conditioning | Reference Screw Chiller | 2025 | INSTALLATION | NEW | N/A | USD/teraBtu | us | us | 14513318764.8879
commercial air conditioning | Reference Screw Chiller | 2025 | INSTALLATION | REPLACEMENT | N/A | USD/teraBtu | us | us | 14513318764.8879
commercial air conditioning | Reference Screw Chiller | 2026 | CAPITAL | NEW | N/A | USD/teraBtu | us | us | 58063993906.4977
commercial air conditioning | Reference Screw Chiller | 2026 | CAPITAL | REPLACEMENT | N/A | USD/teraBtu | us | us | 58063993906.4977
commercial air conditioning | Reference Screw Chiller | 2026 | FIXED_OM | NEW | N/A | USD/teraBtu | us | us | 2861932134.5828
commercial air conditioning | Reference Screw Chiller | 2026 | FIXED_OM | REPLACEMENT | N/A | USD/teraBtu | us | us | 2861932134.5828
commercial air conditioning | Reference Screw Chiller | 2026 | INSTALLATION | NEW | N/A | USD/teraBtu | us | us | 14513318764.8879
commercial air conditioning | Reference Screw Chiller | 2026 | INSTALLATION | REPLACEMENT | N/A | USD/teraBtu | us | us | 14513318764.8879
commercial air conditioning | Reference Screw Chiller | 2027 | CAPITAL | NEW | N/A | USD/teraBtu | us | us | 58063993906.4977
commercial air conditioning | Reference Screw Chiller | 2027 | CAPITAL | REPLACEMENT | N/A | USD/teraBtu | us | us | 58063993906.4977
commercial air conditioning | Reference Screw Chiller | 2027 | FIXED_OM | NEW | N/A | USD/teraBtu | us | us | 2861932134.5828
commercial air conditioning | Reference Screw Chiller | 2027 | FIXED_OM | REPLACEMENT | N/A | USD/teraBtu | us | us | 2861932134.5828
commercial air conditioning | Reference Screw Chiller | 2027 | INSTALLATION | NEW | N/A | USD/teraBtu | us | us | 14513318764.8879
commercial air conditioning | Reference Screw Chiller | 2027 | INSTALLATION | REPLACEMENT | N/A | USD/teraBtu | us | us | 14513318764.8879
commercial air conditioning | Reference Screw Chiller | 2028 | CAPITAL | NEW | N/A | USD/teraBtu | us | us | 58063993906.4977
commercial air conditioning | Reference Screw Chiller | 2028 | CAPITAL | REPLACEMENT | N/A | USD/teraBtu | us | us | 58063993906.4977
commercial air conditioning | Reference Screw Chiller | 2028 | FIXED_OM | NEW | N/A | USD/teraBtu | us | us | 2861932134.5828
commercial air conditioning | Reference Screw Chiller | 2028 | FIXED_OM | REPLACEMENT | N/A | USD/teraBtu | us | us | 2861932134.5828
commercial air conditioning | Reference Screw Chiller | 2028 | INSTALLATION | NEW | N/A | USD/teraBtu | us | us | 14513318764.8879
commercial air conditioning | Reference Screw Chiller | 2028 | INSTALLATION | REPLACEMENT | N/A | USD/teraBtu | us | us | 14513318764.8879
commercial air conditioning | Reference Screw Chiller | 2029 | CAPITAL | NEW | N/A | USD/teraBtu | us | us | 58063993906.4977
commercial air conditioning | Reference Screw Chiller | 2029 | CAPITAL | REPLACEMENT | N/A | USD/teraBtu | us | us | 58063993906.4977
commercial air conditioning | Reference Screw Chiller | 2029 | FIXED_OM | NEW | N/A | USD/teraBtu | us | us | 2861932134.5828
commercial air conditioning | Reference Screw Chiller | 2029 | FIXED_OM | REPLACEMENT | N/A | USD/teraBtu | us | us | 2861932134.5828
commercial air conditioning | Reference Screw Chiller | 2029 | INSTALLATION | NEW | N/A | USD/teraBtu | us | us | 14513318764.8879
commercial air conditioning | Reference Screw Chiller | 2029 | INSTALLATION | REPLACEMENT | N/A | USD/teraBtu | us | us | 14513318764.8879
commercial air conditioning | Reference Screw Chiller | 2030 | CAPITAL | NEW | N/A | USD/teraBtu | us | us | 58063993906.4977
commercial air conditioning | Reference Screw Chiller | 2030 | CAPITAL | REPLACEMENT | N/A | USD/teraBtu | us | us | 58063993906.4977
commercial air conditioning | Reference Screw Chiller | 2030 | FIXED_OM | NEW | N/A | USD/teraBtu | us | us | 2861932134.5828
commercial air conditioning | Reference Screw Chiller | 2030 | FIXED_OM | REPLACEMENT | N/A | USD/teraBtu | us | us | 2861932134.5828
commercial air conditioning | Reference Screw Chiller | 2030 | INSTALLATION | NEW | N/A | USD/teraBtu | us | us | 14513318764.8879
commercial air conditioning | Reference Screw Chiller | 2030 | INSTALLATION | REPLACEMENT | N/A | USD/teraBtu | us | us | 14513318764.8879
commercial air conditioning | Reference Screw Chiller | 2031 | CAPITAL | NEW | N/A | USD/teraBtu | us | us | 58063993906.4977
commercial air conditioning | Reference Screw Chiller | 2031 | CAPITAL | REPLACEMENT | N/A | USD/teraBtu | us | us | 58063993906.4977
commercial air conditioning | Reference Screw Chiller | 2031 | FIXED_OM | NEW | N/A | USD/teraBtu | us | us | 2861932134.5828
commercial air conditioning | Reference Screw Chiller | 2031 | FIXED_OM | REPLACEMENT | N/A | USD/teraBtu | us | us | 2861932134.5828
commercial air conditioning | Reference Screw Chiller | 2031 | INSTALLATION | NEW | N/A | USD/teraBtu | us | us | 14513318764.8879
commercial air conditioning | Reference Screw Chiller | 2031 | INSTALLATION | REPLACEMENT | N/A | USD/teraBtu | us | us | 14513318764.8879
commercial air conditioning | Reference Screw Chiller | 2032 | CAPITAL | NEW | N/A | USD/teraBtu | us | us | 58063993906.4977
commercial air conditioning | Reference Screw Chiller | 2032 | CAPITAL | REPLACEMENT | N/A | USD/teraBtu | us | us | 58063993906.4977
commercial air conditioning | Reference Screw Chiller | 2032 | FIXED_OM | NEW | N/A | USD/teraBtu | us | us | 2861932134.5828
commercial air conditioning | Reference Screw Chiller | 2032 | FIXED_OM | REPLACEMENT | N/A | USD/teraBtu | us | us | 2861932134.5828
commercial air conditioning | Reference Screw Chiller | 2032 | INSTALLATION | NEW | N/A | USD/teraBtu | us | us | 14513318764.8879
commercial air conditioning | Reference Screw Chiller | 2032 | INSTALLATION | REPLACEMENT | N/A | USD/teraBtu | us | us | 14513318764.8879
commercial air conditioning | Reference Screw Chiller | 2033 | CAPITAL | NEW | N/A | USD/teraBtu | us | us | 58063993906.4977
commercial air conditioning | Reference Screw Chiller | 2033 | CAPITAL | REPLACEMENT | N/A | USD/teraBtu | us | us | 58063993906.4977
commercial air conditioning | Reference Screw Chiller | 2033 | FIXED_OM | NEW | N/A | USD/teraBtu | us | us | 2861932134.5828
commercial air conditioning | Reference Screw Chiller | 2033 | FIXED_OM | REPLACEMENT | N/A | USD/teraBtu | us | us | 2861932134.5828
commercial air conditioning | Reference Screw Chiller | 2033 | INSTALLATION | NEW | N/A | USD/teraBtu | us | us | 14513318764.8879
commercial air conditioning | Reference Screw Chiller | 2033 | INSTALLATION | REPLACEMENT | N/A | USD/teraBtu | us | us | 14513318764.8879
commercial air conditioning | Reference Screw Chiller | 2034 | CAPITAL | NEW | N/A | USD/teraBtu | us | us | 58063993906.4977
commercial air conditioning | Reference Screw Chiller | 2034 | CAPITAL | REPLACEMENT | N/A | USD/teraBtu | us | us | 58063993906.4977
commercial air conditioning | Reference Screw Chiller | 2034 | FIXED_OM | NEW | N/A | USD/teraBtu | us | us | 2861932134.5828
commercial air conditioning | Reference Screw Chiller | 2034 | FIXED_OM | REPLACEMENT | N/A | USD/teraBtu | us | us | 2861932134.5828
commercial air conditioning | Reference Screw Chiller | 2034 | INSTALLATION | NEW | N/A | USD/teraBtu | us | us | 14513318764.8879
commercial air conditioning | Reference Screw Chiller | 2034 | INSTALLATION | REPLACEMENT | N/A | USD/teraBtu | us | us | 14513318764.8879
commercial air conditioning | Reference Screw Chiller | 2035 | CAPITAL | NEW | N/A | USD/teraBtu | us | us | 58063993906.4977
commercial air conditioning | Reference Screw Chiller | 2035 | CAPITAL | REPLACEMENT | N/A | USD/teraBtu | us | us | 58063993906.4977
commercial air conditioning | Reference Screw Chiller | 2035 | FIXED_OM | NEW | N/A | USD/teraBtu | us | us | 2861932134.5828
commercial air conditioning | Reference Screw Chiller | 2035 | FIXED_OM | REPLACEMENT | N/A | USD/teraBtu | us | us | 2861932134.5828
commercial air conditioning | Reference Screw Chiller | 2035 | INSTALLATION | NEW | N/A | USD/teraBtu | us | us | 14513318764.8879
commercial air conditioning | Reference Screw Chiller | 2035 | INSTALLATION | REPLACEMENT | N/A | USD/teraBtu | us | us | 14513318764.8879
commercial air conditioning | Reference Screw Chiller | 2036 | CAPITAL | NEW | N/A | USD/teraBtu | us | us | 58063993906.4977
commercial air conditioning | Reference Screw Chiller | 2036 | CAPITAL | REPLACEMENT | N/A | USD/teraBtu | us | us | 58063993906.4977
commercial air conditioning | Reference Screw Chiller | 2036 | FIXED_OM | NEW | N/A | USD/teraBtu | us | us | 2861932134.5828
commercial air conditioning | Reference Screw Chiller | 2036 | FIXED_OM | REPLACEMENT | N/A | USD/teraBtu | us | us | 2861932134.5828
commercial air conditioning | Reference Screw Chiller | 2036 | INSTALLATION | NEW | N/A | USD/teraBtu | us | us | 14513318764.8879
commercial air conditioning | Reference Screw Chiller | 2036 | INSTALLATION | REPLACEMENT | N/A | USD/teraBtu | us | us | 14513318764.8879
commercial air conditioning | Reference Screw Chiller | 2037 | CAPITAL | NEW | N/A | USD/teraBtu | us | us | 58063993906.4977
commercial air conditioning | Reference Screw Chiller | 2037 | CAPITAL | REPLACEMENT | N/A | USD/teraBtu | us | us | 58063993906.4977
commercial air conditioning | Reference Screw Chiller | 2037 | FIXED_OM | NEW | N/A | USD/teraBtu | us | us | 2861932134.5828
commercial air conditioning | Reference Screw Chiller | 2037 | FIXED_OM | REPLACEMENT | N/A | USD/teraBtu | us | us | 2861932134.5828
commercial air conditioning | Reference Screw Chiller | 2037 | INSTALLATION | NEW | N/A | USD/teraBtu | us | us | 14513318764.8879
commercial air conditioning | Reference Screw Chiller | 2037 | INSTALLATION | REPLACEMENT | N/A | USD/teraBtu | us | us | 14513318764.8879
commercial air conditioning | Reference Screw Chiller | 2038 | CAPITAL | NEW | N/A | USD/teraBtu | us | us | 58063993906.4977
commercial air conditioning | Reference Screw Chiller | 2038 | CAPITAL | REPLACEMENT | N/A | USD/teraBtu | us | us | 58063993906.4977
commercial air conditioning | Reference Screw Chiller | 2038 | FIXED_OM | NEW | N/A | USD/teraBtu | us | us | 2861932134.5828
commercial air conditioning | Reference Screw Chiller | 2038 | FIXED_OM | REPLACEMENT | N/A | USD/teraBtu | us | us | 2861932134.5828
commercial air conditioning | Reference Screw Chiller | 2038 | INSTALLATION | NEW | N/A | USD/teraBtu | us | us | 14513318764.8879
commercial air conditioning | Reference Screw Chiller | 2038 | INSTALLATION | REPLACEMENT | N/A | USD/teraBtu | us | us | 14513318764.8879
commercial air conditioning | Reference Screw Chiller | 2039 | CAPITAL | NEW | N/A | USD/teraBtu | us | us | 58063993906.4977
commercial air conditioning | Reference Screw Chiller | 2039 | CAPITAL | REPLACEMENT | N/A | USD/teraBtu | us | us | 58063993906.4977
commercial air conditioning | Reference Screw Chiller | 2039 | FIXED_OM | NEW | N/A | USD/teraBtu | us | us | 2861932134.5828
commercial air conditioning | Reference Screw Chiller | 2039 | FIXED_OM | REPLACEMENT | N/A | USD/teraBtu | us | us | 2861932134.5828
commercial air conditioning | Reference Screw Chiller | 2039 | INSTALLATION | NEW | N/A | USD/teraBtu | us | us | 14513318764.8879
commercial air conditioning | Reference Screw Chiller | 2039 | INSTALLATION | REPLACEMENT | N/A | USD/teraBtu | us | us | 14513318764.8879
commercial air conditioning | Reference Screw Chiller | 2040 | CAPITAL | NEW | N/A | USD/teraBtu | us | us | 58063993906.4977
commercial air conditioning | Reference Screw Chiller | 2040 | CAPITAL | REPLACEMENT | N/A | USD/teraBtu | us | us | 58063993906.4977
commercial air conditioning | Reference Screw Chiller | 2040 | FIXED_OM | NEW | N/A | USD/teraBtu | us | us | 2861932134.5828
commercial air conditioning | Reference Screw Chiller | 2040 | FIXED_OM | REPLACEMENT | N/A | USD/teraBtu | us | us | 2861932134.5828
commercial air conditioning | Reference Screw Chiller | 2040 | INSTALLATION | NEW | N/A | USD/teraBtu | us | us | 14513318764.8879
commercial air conditioning | Reference Screw Chiller | 2040 | INSTALLATION | REPLACEMENT | N/A | USD/teraBtu | us | us | 14513318764.8879
commercial air conditioning | Reference Screw Chiller | 2041 | CAPITAL | NEW | N/A | USD/teraBtu | us | us | 58063993906.4977
commercial air conditioning | Reference Screw Chiller | 2041 | CAPITAL | REPLACEMENT | N/A | USD/teraBtu | us | us | 58063993906.4977
commercial air conditioning | Reference Screw Chiller | 2041 | FIXED_OM | NEW | N/A | USD/teraBtu | us | us | 2861932134.5828
commercial air conditioning | Reference Screw Chiller | 2041 | FIXED_OM | REPLACEMENT | N/A | USD/teraBtu | us | us | 2861932134.5828
commercial air conditioning | Reference Screw Chiller | 2041 | INSTALLATION | NEW | N/A | USD/teraBtu | us | us | 14513318764.8879
commercial air conditioning | Reference Screw Chiller | 2041 | INSTALLATION | REPLACEMENT | N/A | USD/teraBtu | us | us | 14513318764.8879
commercial air conditioning | Reference Screw Chiller | 2042 | CAPITAL | NEW | N/A | USD/teraBtu | us | us | 58063993906.4977
commercial air conditioning | Reference Screw Chiller | 2042 | CAPITAL | REPLACEMENT | N/A | USD/teraBtu | us | us | 58063993906.4977
commercial air conditioning | Reference Screw Chiller | 2042 | FIXED_OM | NEW | N/A | USD/teraBtu | us | us | 2861932134.5828
commercial air conditioning | Reference Screw Chiller | 2042 | FIXED_OM | REPLACEMENT | N/A | USD/teraBtu | us | us | 2861932134.5828
commercial air conditioning | Reference Screw Chiller | 2042 | INSTALLATION | NEW | N/A | USD/teraBtu | us | us | 14513318764.8879
commercial air conditioning | Reference Screw Chiller | 2042 | INSTALLATION | REPLACEMENT | N/A | USD/teraBtu | us | us | 14513318764.8879
commercial air conditioning | Reference Screw Chiller | 2043 | CAPITAL | NEW | N/A | USD/teraBtu | us | us | 58063993906.4977
commercial air conditioning | Reference Screw Chiller | 2043 | CAPITAL | REPLACEMENT | N/A | USD/teraBtu | us | us | 58063993906.4977
commercial air conditioning | Reference Screw Chiller | 2043 | FIXED_OM | NEW | N/A | USD/teraBtu | us | us | 2861932134.5828
commercial air conditioning | Reference Screw Chiller | 2043 | FIXED_OM | REPLACEMENT | N/A | USD/teraBtu | us | us | 2861932134.5828
commercial air conditioning | Reference Screw Chiller | 2043 | INSTALLATION | NEW | N/A | USD/teraBtu | us | us | 14513318764.8879
commercial air conditioning | Reference Screw Chiller | 2043 | INSTALLATION | REPLACEMENT | N/A | USD/teraBtu | us | us | 14513318764.8879
commercial air conditioning | Reference Screw Chiller | 2044 | CAPITAL | NEW | N/A | USD/teraBtu | us | us | 58063993906.4977
commercial air conditioning | Reference Screw Chiller | 2044 | CAPITAL | REPLACEMENT | N/A | USD/teraBtu | us | us | 58063993906.4977
commercial air conditioning | Reference Screw Chiller | 2044 | FIXED_OM | NEW | N/A | USD/teraBtu | us | us | 2861932134.5828
commercial air conditioning | Reference Screw Chiller | 2044 | FIXED_OM | REPLACEMENT | N/A | USD/teraBtu | us | us | 2861932134.5828
commercial air conditioning | Reference Screw Chiller | 2044 | INSTALLATION | NEW | N/A | USD/teraBtu | us | us | 14513318764.8879
commercial air conditioning | Reference Screw Chiller | 2044 | INSTALLATION | REPLACEMENT | N/A | USD/teraBtu | us | us | 14513318764.8879
commercial air conditioning | Reference Screw Chiller | 2045 | CAPITAL | NEW | N/A | USD/teraBtu | us | us | 58063993906.4977
commercial air conditioning | Reference Screw Chiller | 2045 | CAPITAL | REPLACEMENT | N/A | USD/teraBtu | us | us | 58063993906.4977
commercial air conditioning | Reference Screw Chiller | 2045 | FIXED_OM | NEW | N/A | USD/teraBtu | us | us | 2861932134.5828
commercial air conditioning | Reference Screw Chiller | 2045 | FIXED_OM | REPLACEMENT | N/A | USD/teraBtu | us | us | 2861932134.5828
commercial air conditioning | Reference Screw Chiller | 2045 | INSTALLATION | NEW | N/A | USD/teraBtu | us | us | 14513318764.8879
commercial air conditioning | Reference Screw Chiller | 2045 | INSTALLATION | REPLACEMENT | N/A | USD/teraBtu | us | us | 14513318764.8879
commercial air conditioning | Reference Screw Chiller | 2046 | CAPITAL | NEW | N/A | USD/teraBtu | us | us | 58063993906.4977
commercial air conditioning | Reference Screw Chiller | 2046 | CAPITAL | REPLACEMENT | N/A | USD/teraBtu | us | us | 58063993906.4977
commercial air conditioning | Reference Screw Chiller | 2046 | FIXED_OM | NEW | N/A | USD/teraBtu | us | us | 2861932134.5828
commercial air conditioning | Reference Screw Chiller | 2046 | FIXED_OM | REPLACEMENT | N/A | USD/teraBtu | us | us | 2861932134.5828
commercial air conditioning | Reference Screw Chiller | 2046 | INSTALLATION | NEW | N/A | USD/teraBtu | us | us | 14513318764.8879
commercial air conditioning | Reference Screw Chiller | 2046 | INSTALLATION | REPLACEMENT | N/A | USD/teraBtu | us | us | 14513318764.8879
commercial air conditioning | Reference Screw Chiller | 2047 | CAPITAL | NEW | N/A | USD/teraBtu | us | us | 58063993906.4977
commercial air conditioning | Reference Screw Chiller | 2047 | CAPITAL | REPLACEMENT | N/A | USD/teraBtu | us | us | 58063993906.4977
commercial air conditioning | Reference Screw Chiller | 2047 | FIXED_OM | NEW | N/A | USD/teraBtu | us | us | 2861932134.5828
commercial air conditioning | Reference Screw Chiller | 2047 | FIXED_OM | REPLACEMENT | N/A | USD/teraBtu | us | us | 2861932134.5828
commercial air conditioning | Reference Screw Chiller | 2047 | INSTALLATION | NEW | N/A | USD/teraBtu | us | us | 14513318764.8879
commercial air conditioning | Reference Screw Chiller | 2047 | INSTALLATION | REPLACEMENT | N/A | USD/teraBtu | us | us | 14513318764.8879
commercial air conditioning | Reference Screw Chiller | 2048 | CAPITAL | NEW | N/A | USD/teraBtu | us | us | 58063993906.4977
commercial air conditioning | Reference Screw Chiller | 2048 | CAPITAL | REPLACEMENT | N/A | USD/teraBtu | us | us | 58063993906.4977
commercial air conditioning | Reference Screw Chiller | 2048 | FIXED_OM | NEW | N/A | USD/teraBtu | us | us | 2861932134.5828
commercial air conditioning | Reference Screw Chiller | 2048 | FIXED_OM | REPLACEMENT | N/A | USD/teraBtu | us | us | 2861932134.5828
commercial air conditioning | Reference Screw Chiller | 2048 | INSTALLATION | NEW | N/A | USD/teraBtu | us | us | 14513318764.8879
commercial air conditioning | Reference Screw Chiller | 2048 | INSTALLATION | REPLACEMENT | N/A | USD/teraBtu | us | us | 14513318764.8879
commercial air conditioning | Reference Screw Chiller | 2049 | CAPITAL | NEW | N/A | USD/teraBtu | us | us | 58063993906.4977
commercial air conditioning | Reference Screw Chiller | 2049 | CAPITAL | REPLACEMENT | N/A | USD/teraBtu | us | us | 58063993906.4977
commercial air conditioning | Reference Screw Chiller | 2049 | FIXED_OM | NEW | N/A | USD/teraBtu | us | us | 2861932134.5828
commercial air conditioning | Reference Screw Chiller | 2049 | FIXED_OM | REPLACEMENT | N/A | USD/teraBtu | us | us | 2861932134.5828
commercial air conditioning | Reference Screw Chiller | 2049 | INSTALLATION | NEW | N/A | USD/teraBtu | us | us | 14513318764.8879
commercial air conditioning | Reference Screw Chiller | 2049 | INSTALLATION | REPLACEMENT | N/A | USD/teraBtu | us | us | 14513318764.8879
commercial air conditioning | Reference Screw Chiller | 2050 | CAPITAL | NEW | N/A | USD/teraBtu | us | us | 58063993906.4977
commercial air conditioning | Reference Screw Chiller | 2050 | CAPITAL | REPLACEMENT | N/A | USD/teraBtu | us | us | 58063993906.4977
commercial air conditioning | Reference Screw Chiller | 2050 | FIXED_OM | NEW | N/A | USD/teraBtu | us | us | 2861932134.5828
commercial air conditioning | Reference Screw Chiller | 2050 | FIXED_OM | REPLACEMENT | N/A | USD/teraBtu | us | us | 2861932134.5828
commercial air conditioning | Reference Screw Chiller | 2050 | INSTALLATION | NEW | N/A | USD/teraBtu | us | us | 14513318764.8879
commercial air conditioning | Reference Screw Chiller | 2050 | INSTALLATION | REPLACEMENT | N/A | USD/teraBtu | us | us | 14513318764.8879
commercial air conditioning | Reference Scroll Chiller | 2020 | CAPITAL | NEW | N/A | USD/teraBtu | us | us | 53594234730.0145
commercial air conditioning | Reference Scroll Chiller | 2020 | CAPITAL | REPLACEMENT | N/A | USD/teraBtu | us | us | 53594234730.0145
commercial air conditioning | Reference Scroll Chiller | 2020 | FIXED_OM | NEW | N/A | USD/teraBtu | us | us | 4019567604.7511
commercial air conditioning | Reference Scroll Chiller | 2020 | FIXED_OM | REPLACEMENT | N/A | USD/teraBtu | us | us | 4019567604.7511
commercial air conditioning | Reference Scroll Chiller | 2020 | INSTALLATION | NEW | N/A | USD/teraBtu | us | us | 22327358188.524
commercial air conditioning | Reference Scroll Chiller | 2020 | INSTALLATION | REPLACEMENT | N/A | USD/teraBtu | us | us | 22327358188.524
commercial air conditioning | Reference Scroll Chiller | 2021 | CAPITAL | NEW | N/A | USD/teraBtu | us | us | 53594234730.0145
commercial air conditioning | Reference Scroll Chiller | 2021 | CAPITAL | REPLACEMENT | N/A | USD/teraBtu | us | us | 53594234730.0145
commercial air conditioning | Reference Scroll Chiller | 2021 | FIXED_OM | NEW | N/A | USD/teraBtu | us | us | 4019567604.7511
commercial air conditioning | Reference Scroll Chiller | 2021 | FIXED_OM | REPLACEMENT | N/A | USD/teraBtu | us | us | 4019567604.7511
commercial air conditioning | Reference Scroll Chiller | 2021 | INSTALLATION | NEW | N/A | USD/teraBtu | us | us | 22327358188.524
commercial air conditioning | Reference Scroll Chiller | 2021 | INSTALLATION | REPLACEMENT | N/A | USD/teraBtu | us | us | 22327358188.524
commercial air conditioning | Reference Scroll Chiller | 2022 | CAPITAL | NEW | N/A | USD/teraBtu | us | us | 53594234730.0145
commercial air conditioning | Reference Scroll Chiller | 2022 | CAPITAL | REPLACEMENT | N/A | USD/teraBtu | us | us | 53594234730.0145
commercial air conditioning | Reference Scroll Chiller | 2022 | FIXED_OM | NEW | N/A | USD/teraBtu | us | us | 4019567604.7511
commercial air conditioning | Reference Scroll Chiller | 2022 | FIXED_OM | REPLACEMENT | N/A | USD/teraBtu | us | us | 4019567604.7511
commercial air conditioning | Reference Scroll Chiller | 2022 | INSTALLATION | NEW | N/A | USD/teraBtu | us | us | 22327358188.524
commercial air conditioning | Reference Scroll Chiller | 2022 | INSTALLATION | REPLACEMENT | N/A | USD/teraBtu | us | us | 22327358188.524
commercial air conditioning | Reference Scroll Chiller | 2023 | CAPITAL | NEW | N/A | USD/teraBtu | us | us | 53594234730.0145
commercial air conditioning | Reference Scroll Chiller | 2023 | CAPITAL | REPLACEMENT | N/A | USD/teraBtu | us | us | 53594234730.0145
commercial air conditioning | Reference Scroll Chiller | 2023 | FIXED_OM | NEW | N/A | USD/teraBtu | us | us | 4019567604.7511
commercial air conditioning | Reference Scroll Chiller | 2023 | FIXED_OM | REPLACEMENT | N/A | USD/teraBtu | us | us | 4019567604.7511
commercial air conditioning | Reference Scroll Chiller | 2023 | INSTALLATION | NEW | N/A | USD/teraBtu | us | us | 22327358188.524
commercial air conditioning | Reference Scroll Chiller | 2023 | INSTALLATION | REPLACEMENT | N/A | USD/teraBtu | us | us | 22327358188.524
commercial air conditioning | Reference Scroll Chiller | 2024 | CAPITAL | NEW | N/A | USD/teraBtu | us | us | 53594234730.0145
commercial air conditioning | Reference Scroll Chiller | 2024 | CAPITAL | REPLACEMENT | N/A | USD/teraBtu | us | us | 53594234730.0145
commercial air conditioning | Reference Scroll Chiller | 2024 | FIXED_OM | NEW | N/A | USD/teraBtu | us | us | 4019567604.7511
commercial air conditioning | Reference Scroll Chiller | 2024 | FIXED_OM | REPLACEMENT | N/A | USD/teraBtu | us | us | 4019567604.7511
commercial air conditioning | Reference Scroll Chiller | 2024 | INSTALLATION | NEW | N/A | USD/teraBtu | us | us | 22327358188.524
commercial air conditioning | Reference Scroll Chiller | 2024 | INSTALLATION | REPLACEMENT | N/A | USD/teraBtu | us | us | 22327358188.524
commercial air conditioning | Reference Scroll Chiller | 2025 | CAPITAL | NEW | N/A | USD/teraBtu | us | us | 53594234730.0145
commercial air conditioning | Reference Scroll Chiller | 2025 | CAPITAL | REPLACEMENT | N/A | USD/teraBtu | us | us | 53594234730.0145
commercial air conditioning | Reference Scroll Chiller | 2025 | FIXED_OM | NEW | N/A | USD/teraBtu | us | us | 4019567604.7511
commercial air conditioning | Reference Scroll Chiller | 2025 | FIXED_OM | REPLACEMENT | N/A | USD/teraBtu | us | us | 4019567604.7511
commercial air conditioning | Reference Scroll Chiller | 2025 | INSTALLATION | NEW | N/A | USD/teraBtu | us | us | 22327358188.524
commercial air conditioning | Reference Scroll Chiller | 2025 | INSTALLATION | REPLACEMENT | N/A | USD/teraBtu | us | us | 22327358188.524
commercial air conditioning | Reference Scroll Chiller | 2026 | CAPITAL | NEW | N/A | USD/teraBtu | us | us | 53594234730.0145
commercial air conditioning | Reference Scroll Chiller | 2026 | CAPITAL | REPLACEMENT | N/A | USD/teraBtu | us | us | 53594234730.0145
commercial air conditioning | Reference Scroll Chiller | 2026 | FIXED_OM | NEW | N/A | USD/teraBtu | us | us | 4019567604.7511
commercial air conditioning | Reference Scroll Chiller | 2026 | FIXED_OM | REPLACEMENT | N/A | USD/teraBtu | us | us | 4019567604.7511
commercial air conditioning | Reference Scroll Chiller | 2026 | INSTALLATION | NEW | N/A | USD/teraBtu | us | us | 22327358188.524
commercial air conditioning | Reference Scroll Chiller | 2026 | INSTALLATION | REPLACEMENT | N/A | USD/teraBtu | us | us | 22327358188.524
commercial air conditioning | Reference Scroll Chiller | 2027 | CAPITAL | NEW | N/A | USD/teraBtu | us | us | 53594234730.0145
commercial air conditioning | Reference Scroll Chiller | 2027 | CAPITAL | REPLACEMENT | N/A | USD/teraBtu | us | us | 53594234730.0145
commercial air conditioning | Reference Scroll Chiller | 2027 | FIXED_OM | NEW | N/A | USD/teraBtu | us | us | 4019567604.7511
commercial air conditioning | Reference Scroll Chiller | 2027 | FIXED_OM | REPLACEMENT | N/A | USD/teraBtu | us | us | 4019567604.7511
commercial air conditioning | Reference Scroll Chiller | 2027 | INSTALLATION | NEW | N/A | USD/teraBtu | us | us | 22327358188.524
commercial air conditioning | Reference Scroll Chiller | 2027 | INSTALLATION | REPLACEMENT | N/A | USD/teraBtu | us | us | 22327358188.524
commercial air conditioning | Reference Scroll Chiller | 2028 | CAPITAL | NEW | N/A | USD/teraBtu | us | us | 53594234730.0145
commercial air conditioning | Reference Scroll Chiller | 2028 | CAPITAL | REPLACEMENT | N/A | USD/teraBtu | us | us | 53594234730.0145
commercial air conditioning | Reference Scroll Chiller | 2028 | FIXED_OM | NEW | N/A | USD/teraBtu | us | us | 4019567604.7511
commercial air conditioning | Reference Scroll Chiller | 2028 | FIXED_OM | REPLACEMENT | N/A | USD/teraBtu | us | us | 4019567604.7511
commercial air conditioning | Reference Scroll Chiller | 2028 | INSTALLATION | NEW | N/A | USD/teraBtu | us | us | 22327358188.524
commercial air conditioning | Reference Scroll Chiller | 2028 | INSTALLATION | REPLACEMENT | N/A | USD/teraBtu | us | us | 22327358188.524
commercial air conditioning | Reference Scroll Chiller | 2029 | CAPITAL | NEW | N/A | USD/teraBtu | us | us | 53594234730.0145
commercial air conditioning | Reference Scroll Chiller | 2029 | CAPITAL | REPLACEMENT | N/A | USD/teraBtu | us | us | 53594234730.0145
commercial air conditioning | Reference Scroll Chiller | 2029 | FIXED_OM | NEW | N/A | USD/teraBtu | us | us | 4019567604.7511
commercial air conditioning | Reference Scroll Chiller | 2029 | FIXED_OM | REPLACEMENT | N/A | USD/teraBtu | us | us | 4019567604.7511
commercial air conditioning | Reference Scroll Chiller | 2029 | INSTALLATION | NEW | N/A | USD/teraBtu | us | us | 22327358188.524
commercial air conditioning | Reference Scroll Chiller | 2029 | INSTALLATION | REPLACEMENT | N/A | USD/teraBtu | us | us | 22327358188.524
commercial air conditioning | Reference Scroll Chiller | 2030 | CAPITAL | NEW | N/A | USD/teraBtu | us | us | 53594234730.0145
commercial air conditioning | Reference Scroll Chiller | 2030 | CAPITAL | REPLACEMENT | N/A | USD/teraBtu | us | us | 53594234730.0145
commercial air conditioning | Reference Scroll Chiller | 2030 | FIXED_OM | NEW | N/A | USD/teraBtu | us | us | 4019567604.7511
commercial air conditioning | Reference Scroll Chiller | 2030 | FIXED_OM | REPLACEMENT | N/A | USD/teraBtu | us | us | 4019567604.7511
commercial air conditioning | Reference Scroll Chiller | 2030 | INSTALLATION | NEW | N/A | USD/teraBtu | us | us | 22327358188.524
commercial air conditioning | Reference Scroll Chiller | 2030 | INSTALLATION | REPLACEMENT | N/A | USD/teraBtu | us | us | 22327358188.524
commercial air conditioning | Reference Scroll Chiller | 2031 | CAPITAL | NEW | N/A | USD/teraBtu | us | us | 53594234730.0145
commercial air conditioning | Reference Scroll Chiller | 2031 | CAPITAL | REPLACEMENT | N/A | USD/teraBtu | us | us | 53594234730.0145
commercial air conditioning | Reference Scroll Chiller | 2031 | FIXED_OM | NEW | N/A | USD/teraBtu | us | us | 4019567604.7511
commercial air conditioning | Reference Scroll Chiller | 2031 | FIXED_OM | REPLACEMENT | N/A | USD/teraBtu | us | us | 4019567604.7511
commercial air conditioning | Reference Scroll Chiller | 2031 | INSTALLATION | NEW | N/A | USD/teraBtu | us | us | 22327358188.524
commercial air conditioning | Reference Scroll Chiller | 2031 | INSTALLATION | REPLACEMENT | N/A | USD/teraBtu | us | us | 22327358188.524
commercial air conditioning | Reference Scroll Chiller | 2032 | CAPITAL | NEW | N/A | USD/teraBtu | us | us | 53594234730.0145
commercial air conditioning | Reference Scroll Chiller | 2032 | CAPITAL | REPLACEMENT | N/A | USD/teraBtu | us | us | 53594234730.0145
commercial air conditioning | Reference Scroll Chiller | 2032 | FIXED_OM | NEW | N/A | USD/teraBtu | us | us | 4019567604.7511
commercial air conditioning | Reference Scroll Chiller | 2032 | FIXED_OM | REPLACEMENT | N/A | USD/teraBtu | us | us | 4019567604.7511
commercial air conditioning | Reference Scroll Chiller | 2032 | INSTALLATION | NEW | N/A | USD/teraBtu | us | us | 22327358188.524
commercial air conditioning | Reference Scroll Chiller | 2032 | INSTALLATION | REPLACEMENT | N/A | USD/teraBtu | us | us | 22327358188.524
commercial air conditioning | Reference Scroll Chiller | 2033 | CAPITAL | NEW | N/A | USD/teraBtu | us | us | 53594234730.0145
commercial air conditioning | Reference Scroll Chiller | 2033 | CAPITAL | REPLACEMENT | N/A | USD/teraBtu | us | us | 53594234730.0145
commercial air conditioning | Reference Scroll Chiller | 2033 | FIXED_OM | NEW | N/A | USD/teraBtu | us | us | 4019567604.7511
commercial air conditioning | Reference Scroll Chiller | 2033 | FIXED_OM | REPLACEMENT | N/A | USD/teraBtu | us | us | 4019567604.7511
commercial air conditioning | Reference Scroll Chiller | 2033 | INSTALLATION | NEW | N/A | USD/teraBtu | us | us | 22327358188.524
commercial air conditioning | Reference Scroll Chiller | 2033 | INSTALLATION | REPLACEMENT | N/A | USD/teraBtu | us | us | 22327358188.524
commercial air conditioning | Reference Scroll Chiller | 2034 | CAPITAL | NEW | N/A | USD/teraBtu | us | us | 53594234730.0145
commercial air conditioning | Reference Scroll Chiller | 2034 | CAPITAL | REPLACEMENT | N/A | USD/teraBtu | us | us | 53594234730.0145
commercial air conditioning | Reference Scroll Chiller | 2034 | FIXED_OM | NEW | N/A | USD/teraBtu | us | us | 4019567604.7511
commercial air conditioning | Reference Scroll Chiller | 2034 | FIXED_OM | REPLACEMENT | N/A | USD/teraBtu | us | us | 4019567604.7511
commercial air conditioning | Reference Scroll Chiller | 2034 | INSTALLATION | NEW | N/A | USD/teraBtu | us | us | 22327358188.524
commercial air conditioning | Reference Scroll Chiller | 2034 | INSTALLATION | REPLACEMENT | N/A | USD/teraBtu | us | us | 22327358188.524
commercial air conditioning | Reference Scroll Chiller | 2035 | CAPITAL | NEW | N/A | USD/teraBtu | us | us | 53594234730.0145
commercial air conditioning | Reference Scroll Chiller | 2035 | CAPITAL | REPLACEMENT | N/A | USD/teraBtu | us | us | 53594234730.0145
commercial air conditioning | Reference Scroll Chiller | 2035 | FIXED_OM | NEW | N/A | USD/teraBtu | us | us | 4019567604.7511
commercial air conditioning | Reference Scroll Chiller | 2035 | FIXED_OM | REPLACEMENT | N/A | USD/teraBtu | us | us | 4019567604.7511
commercial air conditioning | Reference Scroll Chiller | 2035 | INSTALLATION | NEW | N/A | USD/teraBtu | us | us | 22327358188.524
commercial air conditioning | Reference Scroll Chiller | 2035 | INSTALLATION | REPLACEMENT | N/A | USD/teraBtu | us | us | 22327358188.524
commercial air conditioning | Reference Scroll Chiller | 2036 | CAPITAL | NEW | N/A | USD/teraBtu | us | us | 53594234730.0145
commercial air conditioning | Reference Scroll Chiller | 2036 | CAPITAL | REPLACEMENT | N/A | USD/teraBtu | us | us | 53594234730.0145
commercial air conditioning | Reference Scroll Chiller | 2036 | FIXED_OM | NEW | N/A | USD/teraBtu | us | us | 4019567604.7511
commercial air conditioning | Reference Scroll Chiller | 2036 | FIXED_OM | REPLACEMENT | N/A | USD/teraBtu | us | us | 4019567604.7511
commercial air conditioning | Reference Scroll Chiller | 2036 | INSTALLATION | NEW | N/A | USD/teraBtu | us | us | 22327358188.524
commercial air conditioning | Reference Scroll Chiller | 2036 | INSTALLATION | REPLACEMENT | N/A | USD/teraBtu | us | us | 22327358188.524
commercial air conditioning | Reference Scroll Chiller | 2037 | CAPITAL | NEW | N/A | USD/teraBtu | us | us | 53594234730.0145
commercial air conditioning | Reference Scroll Chiller | 2037 | CAPITAL | REPLACEMENT | N/A | USD/teraBtu | us | us | 53594234730.0145
commercial air conditioning | Reference Scroll Chiller | 2037 | FIXED_OM | NEW | N/A | USD/teraBtu | us | us | 4019567604.7511
commercial air conditioning | Reference Scroll Chiller | 2037 | FIXED_OM | REPLACEMENT | N/A | USD/teraBtu | us | us | 4019567604.7511
commercial air conditioning | Reference Scroll Chiller | 2037 | INSTALLATION | NEW | N/A | USD/teraBtu | us | us | 22327358188.524
commercial air conditioning | Reference Scroll Chiller | 2037 | INSTALLATION | REPLACEMENT | N/A | USD/teraBtu | us | us | 22327358188.524
commercial air conditioning | Reference Scroll Chiller | 2038 | CAPITAL | NEW | N/A | USD/teraBtu | us | us | 53594234730.0145
commercial air conditioning | Reference Scroll Chiller | 2038 | CAPITAL | REPLACEMENT | N/A | USD/teraBtu | us | us | 53594234730.0145
commercial air conditioning | Reference Scroll Chiller | 2038 | FIXED_OM | NEW | N/A | USD/teraBtu | us | us | 4019567604.7511
commercial air conditioning | Reference Scroll Chiller | 2038 | FIXED_OM | REPLACEMENT | N/A | USD/teraBtu | us | us | 4019567604.7511
commercial air conditioning | Reference Scroll Chiller | 2038 | INSTALLATION | NEW | N/A | USD/teraBtu | us | us | 22327358188.524
commercial air conditioning | Reference Scroll Chiller | 2038 | INSTALLATION | REPLACEMENT | N/A | USD/teraBtu | us | us | 22327358188.524
commercial air conditioning | Reference Scroll Chiller | 2039 | CAPITAL | NEW | N/A | USD/teraBtu | us | us | 53594234730.0145
commercial air conditioning | Reference Scroll Chiller | 2039 | CAPITAL | REPLACEMENT | N/A | USD/teraBtu | us | us | 53594234730.0145
commercial air conditioning | Reference Scroll Chiller | 2039 | FIXED_OM | NEW | N/A | USD/teraBtu | us | us | 4019567604.7511
commercial air conditioning | Reference Scroll Chiller | 2039 | FIXED_OM | REPLACEMENT | N/A | USD/teraBtu | us | us | 4019567604.7511
commercial air conditioning | Reference Scroll Chiller | 2039 | INSTALLATION | NEW | N/A | USD/teraBtu | us | us | 22327358188.524
commercial air conditioning | Reference Scroll Chiller | 2039 | INSTALLATION | REPLACEMENT | N/A | USD/teraBtu | us | us | 22327358188.524
commercial air conditioning | Reference Scroll Chiller | 2040 | CAPITAL | NEW | N/A | USD/teraBtu | us | us | 53594234730.0145
commercial air conditioning | Reference Scroll Chiller | 2040 | CAPITAL | REPLACEMENT | N/A | USD/teraBtu | us | us | 53594234730.0145
commercial air conditioning | Reference Scroll Chiller | 2040 | FIXED_OM | NEW | N/A | USD/teraBtu | us | us | 4019567604.7511
commercial air conditioning | Reference Scroll Chiller | 2040 | FIXED_OM | REPLACEMENT | N/A | USD/teraBtu | us | us | 4019567604.7511
commercial air conditioning | Reference Scroll Chiller | 2040 | INSTALLATION | NEW | N/A | USD/teraBtu | us | us | 22327358188.524
commercial air conditioning | Reference Scroll Chiller | 2040 | INSTALLATION | REPLACEMENT | N/A | USD/teraBtu | us | us | 22327358188.524
commercial air conditioning | Reference Scroll Chiller | 2041 | CAPITAL | NEW | N/A | USD/teraBtu | us | us | 53594234730.0145
commercial air conditioning | Reference Scroll Chiller | 2041 | CAPITAL | REPLACEMENT | N/A | USD/teraBtu | us | us | 53594234730.0145
commercial air conditioning | Reference Scroll Chiller | 2041 | FIXED_OM | NEW | N/A | USD/teraBtu | us | us | 4019567604.7511
commercial air conditioning | Reference Scroll Chiller | 2041 | FIXED_OM | REPLACEMENT | N/A | USD/teraBtu | us | us | 4019567604.7511
commercial air conditioning | Reference Scroll Chiller | 2041 | INSTALLATION | NEW | N/A | USD/teraBtu | us | us | 22327358188.524
commercial air conditioning | Reference Scroll Chiller | 2041 | INSTALLATION | REPLACEMENT | N/A | USD/teraBtu | us | us | 22327358188.524
commercial air conditioning | Reference Scroll Chiller | 2042 | CAPITAL | NEW | N/A | USD/teraBtu | us | us | 53594234730.0145
commercial air conditioning | Reference Scroll Chiller | 2042 | CAPITAL | REPLACEMENT | N/A | USD/teraBtu | us | us | 53594234730.0145
commercial air conditioning | Reference Scroll Chiller | 2042 | FIXED_OM | NEW | N/A | USD/teraBtu | us | us | 4019567604.7511
commercial air conditioning | Reference Scroll Chiller | 2042 | FIXED_OM | REPLACEMENT | N/A | USD/teraBtu | us | us | 4019567604.7511
commercial air conditioning | Reference Scroll Chiller | 2042 | INSTALLATION | NEW | N/A | USD/teraBtu | us | us | 22327358188.524
commercial air conditioning | Reference Scroll Chiller | 2042 | INSTALLATION | REPLACEMENT | N/A | USD/teraBtu | us | us | 22327358188.524
commercial air conditioning | Reference Scroll Chiller | 2043 | CAPITAL | NEW | N/A | USD/teraBtu | us | us | 53594234730.0145
commercial air conditioning | Reference Scroll Chiller | 2043 | CAPITAL | REPLACEMENT | N/A | USD/teraBtu | us | us | 53594234730.0145
commercial air conditioning | Reference Scroll Chiller | 2043 | FIXED_OM | NEW | N/A | USD/teraBtu | us | us | 4019567604.7511
commercial air conditioning | Reference Scroll Chiller | 2043 | FIXED_OM | REPLACEMENT | N/A | USD/teraBtu | us | us | 4019567604.7511
commercial air conditioning | Reference Scroll Chiller | 2043 | INSTALLATION | NEW | N/A | USD/teraBtu | us | us | 22327358188.524
commercial air conditioning | Reference Scroll Chiller | 2043 | INSTALLATION | REPLACEMENT | N/A | USD/teraBtu | us | us | 22327358188.524
commercial air conditioning | Reference Scroll Chiller | 2044 | CAPITAL | NEW | N/A | USD/teraBtu | us | us | 53594234730.0145
commercial air conditioning | Reference Scroll Chiller | 2044 | CAPITAL | REPLACEMENT | N/A | USD/teraBtu | us | us | 53594234730.0145
commercial air conditioning | Reference Scroll Chiller | 2044 | FIXED_OM | NEW | N/A | USD/teraBtu | us | us | 4019567604.7511
commercial air conditioning | Reference Scroll Chiller | 2044 | FIXED_OM | REPLACEMENT | N/A | USD/teraBtu | us | us | 4019567604.7511
commercial air conditioning | Reference Scroll Chiller | 2044 | INSTALLATION | NEW | N/A | USD/teraBtu | us | us | 22327358188.524
commercial air conditioning | Reference Scroll Chiller | 2044 | INSTALLATION | REPLACEMENT | N/A | USD/teraBtu | us | us | 22327358188.524
commercial air conditioning | Reference Scroll Chiller | 2045 | CAPITAL | NEW | N/A | USD/teraBtu | us | us | 53594234730.0145
commercial air conditioning | Reference Scroll Chiller | 2045 | CAPITAL | REPLACEMENT | N/A | USD/teraBtu | us | us | 53594234730.0145
commercial air conditioning | Reference Scroll Chiller | 2045 | FIXED_OM | NEW | N/A | USD/teraBtu | us | us | 4019567604.7511
commercial air conditioning | Reference Scroll Chiller | 2045 | FIXED_OM | REPLACEMENT | N/A | USD/teraBtu | us | us | 4019567604.7511
commercial air conditioning | Reference Scroll Chiller | 2045 | INSTALLATION | NEW | N/A | USD/teraBtu | us | us | 22327358188.524
commercial air conditioning | Reference Scroll Chiller | 2045 | INSTALLATION | REPLACEMENT | N/A | USD/teraBtu | us | us | 22327358188.524
commercial air conditioning | Reference Scroll Chiller | 2046 | CAPITAL | NEW | N/A | USD/teraBtu | us | us | 53594234730.0145
commercial air conditioning | Reference Scroll Chiller | 2046 | CAPITAL | REPLACEMENT | N/A | USD/teraBtu | us | us | 53594234730.0145
commercial air conditioning | Reference Scroll Chiller | 2046 | FIXED_OM | NEW | N/A | USD/teraBtu | us | us | 4019567604.7511
commercial air conditioning | Reference Scroll Chiller | 2046 | FIXED_OM | REPLACEMENT | N/A | USD/teraBtu | us | us | 4019567604.7511
commercial air conditioning | Reference Scroll Chiller | 2046 | INSTALLATION | NEW | N/A | USD/teraBtu | us | us | 22327358188.524
commercial air conditioning | Reference Scroll Chiller | 2046 | INSTALLATION | REPLACEMENT | N/A | USD/teraBtu | us | us | 22327358188.524
commercial air conditioning | Reference Scroll Chiller | 2047 | CAPITAL | NEW | N/A | USD/teraBtu | us | us | 53594234730.0145
commercial air conditioning | Reference Scroll Chiller | 2047 | CAPITAL | REPLACEMENT | N/A | USD/teraBtu | us | us | 53594234730.0145
commercial air conditioning | Reference Scroll Chiller | 2047 | FIXED_OM | NEW | N/A | USD/teraBtu | us | us | 4019567604.7511
commercial air conditioning | Reference Scroll Chiller | 2047 | FIXED_OM | REPLACEMENT | N/A | USD/teraBtu | us | us | 4019567604.7511
commercial air conditioning | Reference Scroll Chiller | 2047 | INSTALLATION | NEW | N/A | USD/teraBtu | us | us | 22327358188.524
commercial air conditioning | Reference Scroll Chiller | 2047 | INSTALLATION | REPLACEMENT | N/A | USD/teraBtu | us | us | 22327358188.524
commercial air conditioning | Reference Scroll Chiller | 2048 | CAPITAL | NEW | N/A | USD/teraBtu | us | us | 53594234730.0145
commercial air conditioning | Reference Scroll Chiller | 2048 | CAPITAL | REPLACEMENT | N/A | USD/teraBtu | us | us | 53594234730.0145
commercial air conditioning | Reference Scroll Chiller | 2048 | FIXED_OM | NEW | N/A | USD/teraBtu | us | us | 4019567604.7511
commercial air conditioning | Reference Scroll Chiller | 2048 | FIXED_OM | REPLACEMENT | N/A | USD/teraBtu | us | us | 4019567604.7511
commercial air conditioning | Reference Scroll Chiller | 2048 | INSTALLATION | NEW | N/A | USD/teraBtu | us | us | 22327358188.524
commercial air conditioning | Reference Scroll Chiller | 2048 | INSTALLATION | REPLACEMENT | N/A | USD/teraBtu | us | us | 22327358188.524
commercial air conditioning | Reference Scroll Chiller | 2049 | CAPITAL | NEW | N/A | USD/teraBtu | us | us | 53594234730.0145
commercial air conditioning | Reference Scroll Chiller | 2049 | CAPITAL | REPLACEMENT | N/A | USD/teraBtu | us | us | 53594234730.0145
commercial air conditioning | Reference Scroll Chiller | 2049 | FIXED_OM | NEW | N/A | USD/teraBtu | us | us | 4019567604.7511
commercial air conditioning | Reference Scroll Chiller | 2049 | FIXED_OM | REPLACEMENT | N/A | USD/teraBtu | us | us | 4019567604.7511
commercial air conditioning | Reference Scroll Chiller | 2049 | INSTALLATION | NEW | N/A | USD/teraBtu | us | us | 22327358188.524
commercial air conditioning | Reference Scroll Chiller | 2049 | INSTALLATION | REPLACEMENT | N/A | USD/teraBtu | us | us | 22327358188.524
commercial air conditioning | Reference Scroll Chiller | 2050 | CAPITAL | NEW | N/A | USD/teraBtu | us | us | 53594234730.0145
commercial air conditioning | Reference Scroll Chiller | 2050 | CAPITAL | REPLACEMENT | N/A | USD/teraBtu | us | us | 53594234730.0145
commercial air conditioning | Reference Scroll Chiller | 2050 | FIXED_OM | NEW | N/A | USD/teraBtu | us | us | 4019567604.7511
commercial air conditioning | Reference Scroll Chiller | 2050 | FIXED_OM | REPLACEMENT | N/A | USD/teraBtu | us | us | 4019567604.7511
commercial air conditioning | Reference Scroll Chiller | 2050 | INSTALLATION | NEW | N/A | USD/teraBtu | us | us | 22327358188.524
commercial air conditioning | Reference Scroll Chiller | 2050 | INSTALLATION | REPLACEMENT | N/A | USD/teraBtu | us | us | 22327358188.524
commercial air conditioning | Reference Wall/Room Air Conditioner | 2020 | CAPITAL | NEW | N/A | USD/teraBtu | us | us | 37205117749.5761
commercial air conditioning | Reference Wall/Room Air Conditioner | 2020 | CAPITAL | REPLACEMENT | N/A | USD/teraBtu | us | us | 37205117749.5761
commercial air conditioning | Reference Wall/Room Air Conditioner | 2020 | FIXED_OM | NEW | N/A | USD/teraBtu | us | us | 1018290459.8703
commercial air conditioning | Reference Wall/Room Air Conditioner | 2020 | FIXED_OM | REPLACEMENT | N/A | USD/teraBtu | us | us | 1018290459.8703
commercial air conditioning | Reference Wall/Room Air Conditioner | 2020 | INSTALLATION | NEW | N/A | USD/teraBtu | us | us | 2904807522.3668
commercial air conditioning | Reference Wall/Room Air Conditioner | 2020 | INSTALLATION | REPLACEMENT | N/A | USD/teraBtu | us | us | 2904807522.3668
commercial air conditioning | Reference Wall/Room Air Conditioner | 2021 | CAPITAL | NEW | N/A | USD/teraBtu | us | us | 37205117749.5761
commercial air conditioning | Reference Wall/Room Air Conditioner | 2021 | CAPITAL | REPLACEMENT | N/A | USD/teraBtu | us | us | 37205117749.5761
commercial air conditioning | Reference Wall/Room Air Conditioner | 2021 | FIXED_OM | NEW | N/A | USD/teraBtu | us | us | 1018290459.8703
commercial air conditioning | Reference Wall/Room Air Conditioner | 2021 | FIXED_OM | REPLACEMENT | N/A | USD/teraBtu | us | us | 1018290459.8703
commercial air conditioning | Reference Wall/Room Air Conditioner | 2021 | INSTALLATION | NEW | N/A | USD/teraBtu | us | us | 2904807522.3668
commercial air conditioning | Reference Wall/Room Air Conditioner | 2021 | INSTALLATION | REPLACEMENT | N/A | USD/teraBtu | us | us | 2904807522.3668
commercial air conditioning | Reference Wall/Room Air Conditioner | 2022 | CAPITAL | NEW | N/A | USD/teraBtu | us | us | 37205117749.5761
commercial air conditioning | Reference Wall/Room Air Conditioner | 2022 | CAPITAL | REPLACEMENT | N/A | USD/teraBtu | us | us | 37205117749.5761
commercial air conditioning | Reference Wall/Room Air Conditioner | 2022 | FIXED_OM | NEW | N/A | USD/teraBtu | us | us | 1018290459.8703
commercial air conditioning | Reference Wall/Room Air Conditioner | 2022 | FIXED_OM | REPLACEMENT | N/A | USD/teraBtu | us | us | 1018290459.8703
commercial air conditioning | Reference Wall/Room Air Conditioner | 2022 | INSTALLATION | NEW | N/A | USD/teraBtu | us | us | 2904807522.3668
commercial air conditioning | Reference Wall/Room Air Conditioner | 2022 | INSTALLATION | REPLACEMENT | N/A | USD/teraBtu | us | us | 2904807522.3668
commercial air conditioning | Reference Wall/Room Air Conditioner | 2023 | CAPITAL | NEW | N/A | USD/teraBtu | us | us | 37205117749.5761
commercial air conditioning | Reference Wall/Room Air Conditioner | 2023 | CAPITAL | REPLACEMENT | N/A | USD/teraBtu | us | us | 37205117749.5761
commercial air conditioning | Reference Wall/Room Air Conditioner | 2023 | FIXED_OM | NEW | N/A | USD/teraBtu | us | us | 1018290459.8703
commercial air conditioning | Reference Wall/Room Air Conditioner | 2023 | FIXED_OM | REPLACEMENT | N/A | USD/teraBtu | us | us | 1018290459.8703
commercial air conditioning | Reference Wall/Room Air Conditioner | 2023 | INSTALLATION | NEW | N/A | USD/teraBtu | us | us | 2904807522.3668
commercial air conditioning | Reference Wall/Room Air Conditioner | 2023 | INSTALLATION | REPLACEMENT | N/A | USD/teraBtu | us | us | 2904807522.3668
commercial air conditioning | Reference Wall/Room Air Conditioner | 2024 | CAPITAL | NEW | N/A | USD/teraBtu | us | us | 37205117749.5761
commercial air conditioning | Reference Wall/Room Air Conditioner | 2024 | CAPITAL | REPLACEMENT | N/A | USD/teraBtu | us | us | 37205117749.5761
commercial air conditioning | Reference Wall/Room Air Conditioner | 2024 | FIXED_OM | NEW | N/A | USD/teraBtu | us | us | 1018290459.8703
commercial air conditioning | Reference Wall/Room Air Conditioner | 2024 | FIXED_OM | REPLACEMENT | N/A | USD/teraBtu | us | us | 1018290459.8703
commercial air conditioning | Reference Wall/Room Air Conditioner | 2024 | INSTALLATION | NEW | N/A | USD/teraBtu | us | us | 2904807522.3668
commercial air conditioning | Reference Wall/Room Air Conditioner | 2024 | INSTALLATION | REPLACEMENT | N/A | USD/teraBtu | us | us | 2904807522.3668
commercial air conditioning | Reference Wall/Room Air Conditioner | 2025 | CAPITAL | NEW | N/A | USD/teraBtu | us | us | 37205117749.5761
commercial air conditioning | Reference Wall/Room Air Conditioner | 2025 | CAPITAL | REPLACEMENT | N/A | USD/teraBtu | us | us | 37205117749.5761
commercial air conditioning | Reference Wall/Room Air Conditioner | 2025 | FIXED_OM | NEW | N/A | USD/teraBtu | us | us | 1018290459.8703
commercial air conditioning | Reference Wall/Room Air Conditioner | 2025 | FIXED_OM | REPLACEMENT | N/A | USD/teraBtu | us | us | 1018290459.8703
commercial air conditioning | Reference Wall/Room Air Conditioner | 2025 | INSTALLATION | NEW | N/A | USD/teraBtu | us | us | 2904807522.3668
commercial air conditioning | Reference Wall/Room Air Conditioner | 2025 | INSTALLATION | REPLACEMENT | N/A | USD/teraBtu | us | us | 2904807522.3668
commercial air conditioning | Reference Wall/Room Air Conditioner | 2026 | CAPITAL | NEW | N/A | USD/teraBtu | us | us | 37205117749.5761
commercial air conditioning | Reference Wall/Room Air Conditioner | 2026 | CAPITAL | REPLACEMENT | N/A | USD/teraBtu | us | us | 37205117749.5761
commercial air conditioning | Reference Wall/Room Air Conditioner | 2026 | FIXED_OM | NEW | N/A | USD/teraBtu | us | us | 1018290459.8703
commercial air conditioning | Reference Wall/Room Air Conditioner | 2026 | FIXED_OM | REPLACEMENT | N/A | USD/teraBtu | us | us | 1018290459.8703
commercial air conditioning | Reference Wall/Room Air Conditioner | 2026 | INSTALLATION | NEW | N/A | USD/teraBtu | us | us | 2904807522.3668
commercial air conditioning | Reference Wall/Room Air Conditioner | 2026 | INSTALLATION | REPLACEMENT | N/A | USD/teraBtu | us | us | 2904807522.3668
commercial air conditioning | Reference Wall/Room Air Conditioner | 2027 | CAPITAL | NEW | N/A | USD/teraBtu | us | us | 37205117749.5761
commercial air conditioning | Reference Wall/Room Air Conditioner | 2027 | CAPITAL | REPLACEMENT | N/A | USD/teraBtu | us | us | 37205117749.5761
commercial air conditioning | Reference Wall/Room Air Conditioner | 2027 | FIXED_OM | NEW | N/A | USD/teraBtu | us | us | 1018290459.8703
commercial air conditioning | Reference Wall/Room Air Conditioner | 2027 | FIXED_OM | REPLACEMENT | N/A | USD/teraBtu | us | us | 1018290459.8703
commercial air conditioning | Reference Wall/Room Air Conditioner | 2027 | INSTALLATION | NEW | N/A | USD/teraBtu | us | us | 2904807522.3668
commercial air conditioning | Reference Wall/Room Air Conditioner | 2027 | INSTALLATION | REPLACEMENT | N/A | USD/teraBtu | us | us | 2904807522.3668
commercial air conditioning | Reference Wall/Room Air Conditioner | 2028 | CAPITAL | NEW | N/A | USD/teraBtu | us | us | 37205117749.5761
commercial air conditioning | Reference Wall/Room Air Conditioner | 2028 | CAPITAL | REPLACEMENT | N/A | USD/teraBtu | us | us | 37205117749.5761
commercial air conditioning | Reference Wall/Room Air Conditioner | 2028 | FIXED_OM | NEW | N/A | USD/teraBtu | us | us | 1018290459.8703
commercial air conditioning | Reference Wall/Room Air Conditioner | 2028 | FIXED_OM | REPLACEMENT | N/A | USD/teraBtu | us | us | 1018290459.8703
commercial air conditioning | Reference Wall/Room Air Conditioner | 2028 | INSTALLATION | NEW | N/A | USD/teraBtu | us | us | 2904807522.3668
commercial air conditioning | Reference Wall/Room Air Conditioner | 2028 | INSTALLATION | REPLACEMENT | N/A | USD/teraBtu | us | us | 2904807522.3668
commercial air conditioning | Reference Wall/Room Air Conditioner | 2029 | CAPITAL | NEW | N/A | USD/teraBtu | us | us | 37205117749.5761
commercial air conditioning | Reference Wall/Room Air Conditioner | 2029 | CAPITAL | REPLACEMENT | N/A | USD/teraBtu | us | us | 37205117749.5761
commercial air conditioning | Reference Wall/Room Air Conditioner | 2029 | FIXED_OM | NEW | N/A | USD/teraBtu | us | us | 1018290459.8703
commercial air conditioning | Reference Wall/Room Air Conditioner | 2029 | FIXED_OM | REPLACEMENT | N/A | USD/teraBtu | us | us | 1018290459.8703
commercial air conditioning | Reference Wall/Room Air Conditioner | 2029 | INSTALLATION | NEW | N/A | USD/teraBtu | us | us | 2904807522.3668
commercial air conditioning | Reference Wall/Room Air Conditioner | 2029 | INSTALLATION | REPLACEMENT | N/A | USD/teraBtu | us | us | 2904807522.3668
commercial air conditioning | Reference Wall/Room Air Conditioner | 2030 | CAPITAL | NEW | N/A | USD/teraBtu | us | us | 37205117749.5761
commercial air conditioning | Reference Wall/Room Air Conditioner | 2030 | CAPITAL | REPLACEMENT | N/A | USD/teraBtu | us | us | 37205117749.5761
commercial air conditioning | Reference Wall/Room Air Conditioner | 2030 | FIXED_OM | NEW | N/A | USD/teraBtu | us | us | 1018290459.8703
commercial air conditioning | Reference Wall/Room Air Conditioner | 2030 | FIXED_OM | REPLACEMENT | N/A | USD/teraBtu | us | us | 1018290459.8703
commercial air conditioning | Reference Wall/Room Air Conditioner | 2030 | INSTALLATION | NEW | N/A | USD/teraBtu | us | us | 2904807522.3668
commercial air conditioning | Reference Wall/Room Air Conditioner | 2030 | INSTALLATION | REPLACEMENT | N/A | USD/teraBtu | us | us | 2904807522.3668
commercial air conditioning | Reference Wall/Room Air Conditioner | 2031 | CAPITAL | NEW | N/A | USD/teraBtu | us | us | 37205117749.5761
commercial air conditioning | Reference Wall/Room Air Conditioner | 2031 | CAPITAL | REPLACEMENT | N/A | USD/teraBtu | us | us | 37205117749.5761
commercial air conditioning | Reference Wall/Room Air Conditioner | 2031 | FIXED_OM | NEW | N/A | USD/teraBtu | us | us | 1018290459.8703
commercial air conditioning | Reference Wall/Room Air Conditioner | 2031 | FIXED_OM | REPLACEMENT | N/A | USD/teraBtu | us | us | 1018290459.8703
commercial air conditioning | Reference Wall/Room Air Conditioner | 2031 | INSTALLATION | NEW | N/A | USD/teraBtu | us | us | 2904807522.3668
commercial air conditioning | Reference Wall/Room Air Conditioner | 2031 | INSTALLATION | REPLACEMENT | N/A | USD/teraBtu | us | us | 2904807522.3668
commercial air conditioning | Reference Wall/Room Air Conditioner | 2032 | CAPITAL | NEW | N/A | USD/teraBtu | us | us | 37205117749.5761
commercial air conditioning | Reference Wall/Room Air Conditioner | 2032 | CAPITAL | REPLACEMENT | N/A | USD/teraBtu | us | us | 37205117749.5761
commercial air conditioning | Reference Wall/Room Air Conditioner | 2032 | FIXED_OM | NEW | N/A | USD/teraBtu | us | us | 1018290459.8703
commercial air conditioning | Reference Wall/Room Air Conditioner | 2032 | FIXED_OM | REPLACEMENT | N/A | USD/teraBtu | us | us | 1018290459.8703
commercial air conditioning | Reference Wall/Room Air Conditioner | 2032 | INSTALLATION | NEW | N/A | USD/teraBtu | us | us | 2904807522.3668
commercial air conditioning | Reference Wall/Room Air Conditioner | 2032 | INSTALLATION | REPLACEMENT | N/A | USD/teraBtu | us | us | 2904807522.3668
commercial air conditioning | Reference Wall/Room Air Conditioner | 2033 | CAPITAL | NEW | N/A | USD/teraBtu | us | us | 37205117749.5761
commercial air conditioning | Reference Wall/Room Air Conditioner | 2033 | CAPITAL | REPLACEMENT | N/A | USD/teraBtu | us | us | 37205117749.5761
commercial air conditioning | Reference Wall/Room Air Conditioner | 2033 | FIXED_OM | NEW | N/A | USD/teraBtu | us | us | 1018290459.8703
commercial air conditioning | Reference Wall/Room Air Conditioner | 2033 | FIXED_OM | REPLACEMENT | N/A | USD/teraBtu | us | us | 1018290459.8703
commercial air conditioning | Reference Wall/Room Air Conditioner | 2033 | INSTALLATION | NEW | N/A | USD/teraBtu | us | us | 2904807522.3668
commercial air conditioning | Reference Wall/Room Air Conditioner | 2033 | INSTALLATION | REPLACEMENT | N/A | USD/teraBtu | us | us | 2904807522.3668
commercial air conditioning | Reference Wall/Room Air Conditioner | 2034 | CAPITAL | NEW | N/A | USD/teraBtu | us | us | 37205117749.5761
commercial air conditioning | Reference Wall/Room Air Conditioner | 2034 | CAPITAL | REPLACEMENT | N/A | USD/teraBtu | us | us | 37205117749.5761
commercial air conditioning | Reference Wall/Room Air Conditioner | 2034 | FIXED_OM | NEW | N/A | USD/teraBtu | us | us | 1018290459.8703
commercial air conditioning | Reference Wall/Room Air Conditioner | 2034 | FIXED_OM | REPLACEMENT | N/A | USD/teraBtu | us | us | 1018290459.8703
commercial air conditioning | Reference Wall/Room Air Conditioner | 2034 | INSTALLATION | NEW | N/A | USD/teraBtu | us | us | 2904807522.3668
commercial air conditioning | Reference Wall/Room Air Conditioner | 2034 | INSTALLATION | REPLACEMENT | N/A | USD/teraBtu | us | us | 2904807522.3668
commercial air conditioning | Reference Wall/Room Air Conditioner | 2035 | CAPITAL | NEW | N/A | USD/teraBtu | us | us | 37205117749.5761
commercial air conditioning | Reference Wall/Room Air Conditioner | 2035 | CAPITAL | REPLACEMENT | N/A | USD/teraBtu | us | us | 37205117749.5761
commercial air conditioning | Reference Wall/Room Air Conditioner | 2035 | FIXED_OM | NEW | N/A | USD/teraBtu | us | us | 1018290459.8703
commercial air conditioning | Reference Wall/Room Air Conditioner | 2035 | FIXED_OM | REPLACEMENT | N/A | USD/teraBtu | us | us | 1018290459.8703
commercial air conditioning | Reference Wall/Room Air Conditioner | 2035 | INSTALLATION | NEW | N/A | USD/teraBtu | us | us | 2904807522.3668
commercial air conditioning | Reference Wall/Room Air Conditioner | 2035 | INSTALLATION | REPLACEMENT | N/A | USD/teraBtu | us | us | 2904807522.3668
commercial air conditioning | Reference Wall/Room Air Conditioner | 2036 | CAPITAL | NEW | N/A | USD/teraBtu | us | us | 37205117749.5761
commercial air conditioning | Reference Wall/Room Air Conditioner | 2036 | CAPITAL | REPLACEMENT | N/A | USD/teraBtu | us | us | 37205117749.5761
commercial air conditioning | Reference Wall/Room Air Conditioner | 2036 | FIXED_OM | NEW | N/A | USD/teraBtu | us | us | 1018290459.8703
commercial air conditioning | Reference Wall/Room Air Conditioner | 2036 | FIXED_OM | REPLACEMENT | N/A | USD/teraBtu | us | us | 1018290459.8703
commercial air conditioning | Reference Wall/Room Air Conditioner | 2036 | INSTALLATION | NEW | N/A | USD/teraBtu | us | us | 2904807522.3668
commercial air conditioning | Reference Wall/Room Air Conditioner | 2036 | INSTALLATION | REPLACEMENT | N/A | USD/teraBtu | us | us | 2904807522.3668
commercial air conditioning | Reference Wall/Room Air Conditioner | 2037 | CAPITAL | NEW | N/A | USD/teraBtu | us | us | 37205117749.5761
commercial air conditioning | Reference Wall/Room Air Conditioner | 2037 | CAPITAL | REPLACEMENT | N/A | USD/teraBtu | us | us | 37205117749.5761
commercial air conditioning | Reference Wall/Room Air Conditioner | 2037 | FIXED_OM | NEW | N/A | USD/teraBtu | us | us | 1018290459.8703
commercial air conditioning | Reference Wall/Room Air Conditioner | 2037 | FIXED_OM | REPLACEMENT | N/A | USD/teraBtu | us | us | 1018290459.8703
commercial air conditioning | Reference Wall/Room Air Conditioner | 2037 | INSTALLATION | NEW | N/A | USD/teraBtu | us | us | 2904807522.3668
commercial air conditioning | Reference Wall/Room Air Conditioner | 2037 | INSTALLATION | REPLACEMENT | N/A | USD/teraBtu | us | us | 2904807522.3668
commercial air conditioning | Reference Wall/Room Air Conditioner | 2038 | CAPITAL | NEW | N/A | USD/teraBtu | us | us | 37205117749.5761
commercial air conditioning | Reference Wall/Room Air Conditioner | 2038 | CAPITAL | REPLACEMENT | N/A | USD/teraBtu | us | us | 37205117749.5761
commercial air conditioning | Reference Wall/Room Air Conditioner | 2038 | FIXED_OM | NEW | N/A | USD/teraBtu | us | us | 1018290459.8703
commercial air conditioning | Reference Wall/Room Air Conditioner | 2038 | FIXED_OM | REPLACEMENT | N/A | USD/teraBtu | us | us | 1018290459.8703
commercial air conditioning | Reference Wall/Room Air Conditioner | 2038 | INSTALLATION | NEW | N/A | USD/teraBtu | us | us | 2904807522.3668
commercial air conditioning | Reference Wall/Room Air Conditioner | 2038 | INSTALLATION | REPLACEMENT | N/A | USD/teraBtu | us | us | 2904807522.3668
commercial air conditioning | Reference Wall/Room Air Conditioner | 2039 | CAPITAL | NEW | N/A | USD/teraBtu | us | us | 37205117749.5761
commercial air conditioning | Reference Wall/Room Air Conditioner | 2039 | CAPITAL | REPLACEMENT | N/A | USD/teraBtu | us | us | 37205117749.5761
commercial air conditioning | Reference Wall/Room Air Conditioner | 2039 | FIXED_OM | NEW | N/A | USD/teraBtu | us | us | 1018290459.8703
commercial air conditioning | Reference Wall/Room Air Conditioner | 2039 | FIXED_OM | REPLACEMENT | N/A | USD/teraBtu | us | us | 1018290459.8703
commercial air conditioning | Reference Wall/Room Air Conditioner | 2039 | INSTALLATION | NEW | N/A | USD/teraBtu | us | us | 2904807522.3668
commercial air conditioning | Reference Wall/Room Air Conditioner | 2039 | INSTALLATION | REPLACEMENT | N/A | USD/teraBtu | us | us | 2904807522.3668
commercial air conditioning | Reference Wall/Room Air Conditioner | 2040 | CAPITAL | NEW | N/A | USD/teraBtu | us | us | 37205117749.5761
commercial air conditioning | Reference Wall/Room Air Conditioner | 2040 | CAPITAL | REPLACEMENT | N/A | USD/teraBtu | us | us | 37205117749.5761
commercial air conditioning | Reference Wall/Room Air Conditioner | 2040 | FIXED_OM | NEW | N/A | USD/teraBtu | us | us | 1018290459.8703
commercial air conditioning | Reference Wall/Room Air Conditioner | 2040 | FIXED_OM | REPLACEMENT | N/A | USD/teraBtu | us | us | 1018290459.8703
commercial air conditioning | Reference Wall/Room Air Conditioner | 2040 | INSTALLATION | NEW | N/A | USD/teraBtu | us | us | 2904807522.3668
commercial air conditioning | Reference Wall/Room Air Conditioner | 2040 | INSTALLATION | REPLACEMENT | N/A | USD/teraBtu | us | us | 2904807522.3668
commercial air conditioning | Reference Wall/Room Air Conditioner | 2041 | CAPITAL | NEW | N/A | USD/teraBtu | us | us | 37205117749.5761
commercial air conditioning | Reference Wall/Room Air Conditioner | 2041 | CAPITAL | REPLACEMENT | N/A | USD/teraBtu | us | us | 37205117749.5761
commercial air conditioning | Reference Wall/Room Air Conditioner | 2041 | FIXED_OM | NEW | N/A | USD/teraBtu | us | us | 1018290459.8703
commercial air conditioning | Reference Wall/Room Air Conditioner | 2041 | FIXED_OM | REPLACEMENT | N/A | USD/teraBtu | us | us | 1018290459.8703
commercial air conditioning | Reference Wall/Room Air Conditioner | 2041 | INSTALLATION | NEW | N/A | USD/teraBtu | us | us | 2904807522.3668
commercial air conditioning | Reference Wall/Room Air Conditioner | 2041 | INSTALLATION | REPLACEMENT | N/A | USD/teraBtu | us | us | 2904807522.3668
commercial air conditioning | Reference Wall/Room Air Conditioner | 2042 | CAPITAL | NEW | N/A | USD/teraBtu | us | us | 37205117749.5761
commercial air conditioning | Reference Wall/Room Air Conditioner | 2042 | CAPITAL | REPLACEMENT | N/A | USD/teraBtu | us | us | 37205117749.5761
commercial air conditioning | Reference Wall/Room Air Conditioner | 2042 | FIXED_OM | NEW | N/A | USD/teraBtu | us | us | 1018290459.8703
commercial air conditioning | Reference Wall/Room Air Conditioner | 2042 | FIXED_OM | REPLACEMENT | N/A | USD/teraBtu | us | us | 1018290459.8703
commercial air conditioning | Reference Wall/Room Air Conditioner | 2042 | INSTALLATION | NEW | N/A | USD/teraBtu | us | us | 2904807522.3668
commercial air conditioning | Reference Wall/Room Air Conditioner | 2042 | INSTALLATION | REPLACEMENT | N/A | USD/teraBtu | us | us | 2904807522.3668
commercial air conditioning | Reference Wall/Room Air Conditioner | 2043 | CAPITAL | NEW | N/A | USD/teraBtu | us | us | 37205117749.5761
commercial air conditioning | Reference Wall/Room Air Conditioner | 2043 | CAPITAL | REPLACEMENT | N/A | USD/teraBtu | us | us | 37205117749.5761
commercial air conditioning | Reference Wall/Room Air Conditioner | 2043 | FIXED_OM | NEW | N/A | USD/teraBtu | us | us | 1018290459.8703
commercial air conditioning | Reference Wall/Room Air Conditioner | 2043 | FIXED_OM | REPLACEMENT | N/A | USD/teraBtu | us | us | 1018290459.8703
commercial air conditioning | Reference Wall/Room Air Conditioner | 2043 | INSTALLATION | NEW | N/A | USD/teraBtu | us | us | 2904807522.3668
commercial air conditioning | Reference Wall/Room Air Conditioner | 2043 | INSTALLATION | REPLACEMENT | N/A | USD/teraBtu | us | us | 2904807522.3668
commercial air conditioning | Reference Wall/Room Air Conditioner | 2044 | CAPITAL | NEW | N/A | USD/teraBtu | us | us | 37205117749.5761
commercial air conditioning | Reference Wall/Room Air Conditioner | 2044 | CAPITAL | REPLACEMENT | N/A | USD/teraBtu | us | us | 37205117749.5761
commercial air conditioning | Reference Wall/Room Air Conditioner | 2044 | FIXED_OM | NEW | N/A | USD/teraBtu | us | us | 1018290459.8703
commercial air conditioning | Reference Wall/Room Air Conditioner | 2044 | FIXED_OM | REPLACEMENT | N/A | USD/teraBtu | us | us | 1018290459.8703
commercial air conditioning | Reference Wall/Room Air Conditioner | 2044 | INSTALLATION | NEW | N/A | USD/teraBtu | us | us | 2904807522.3668
commercial air conditioning | Reference Wall/Room Air Conditioner | 2044 | INSTALLATION | REPLACEMENT | N/A | USD/teraBtu | us | us | 2904807522.3668
commercial air conditioning | Reference Wall/Room Air Conditioner | 2045 | CAPITAL | NEW | N/A | USD/teraBtu | us | us | 37205117749.5761
commercial air conditioning | Reference Wall/Room Air Conditioner | 2045 | CAPITAL | REPLACEMENT | N/A | USD/teraBtu | us | us | 37205117749.5761
commercial air conditioning | Reference Wall/Room Air Conditioner | 2045 | FIXED_OM | NEW | N/A | USD/teraBtu | us | us | 1018290459.8703
commercial air conditioning | Reference Wall/Room Air Conditioner | 2045 | FIXED_OM | REPLACEMENT | N/A | USD/teraBtu | us | us | 1018290459.8703
commercial air conditioning | Reference Wall/Room Air Conditioner | 2045 | INSTALLATION | NEW | N/A | USD/teraBtu | us | us | 2904807522.3668
commercial air conditioning | Reference Wall/Room Air Conditioner | 2045 | INSTALLATION | REPLACEMENT | N/A | USD/teraBtu | us | us | 2904807522.3668
commercial air conditioning | Reference Wall/Room Air Conditioner | 2046 | CAPITAL | NEW | N/A | USD/teraBtu | us | us | 37205117749.5761
commercial air conditioning | Reference Wall/Room Air Conditioner | 2046 | CAPITAL | REPLACEMENT | N/A | USD/teraBtu | us | us | 37205117749.5761
commercial air conditioning | Reference Wall/Room Air Conditioner | 2046 | FIXED_OM | NEW | N/A | USD/teraBtu | us | us | 1018290459.8703
commercial air conditioning | Reference Wall/Room Air Conditioner | 2046 | FIXED_OM | REPLACEMENT | N/A | USD/teraBtu | us | us | 1018290459.8703
commercial air conditioning | Reference Wall/Room Air Conditioner | 2046 | INSTALLATION | NEW | N/A | USD/teraBtu | us | us | 2904807522.3668
commercial air conditioning | Reference Wall/Room Air Conditioner | 2046 | INSTALLATION | REPLACEMENT | N/A | USD/teraBtu | us | us | 2904807522.3668
commercial air conditioning | Reference Wall/Room Air Conditioner | 2047 | CAPITAL | NEW | N/A | USD/teraBtu | us | us | 37205117749.5761
commercial air conditioning | Reference Wall/Room Air Conditioner | 2047 | CAPITAL | REPLACEMENT | N/A | USD/teraBtu | us | us | 37205117749.5761
commercial air conditioning | Reference Wall/Room Air Conditioner | 2047 | FIXED_OM | NEW | N/A | USD/teraBtu | us | us | 1018290459.8703
commercial air conditioning | Reference Wall/Room Air Conditioner | 2047 | FIXED_OM | REPLACEMENT | N/A | USD/teraBtu | us | us | 1018290459.8703
commercial air conditioning | Reference Wall/Room Air Conditioner | 2047 | INSTALLATION | NEW | N/A | USD/teraBtu | us | us | 2904807522.3668
commercial air conditioning | Reference Wall/Room Air Conditioner | 2047 | INSTALLATION | REPLACEMENT | N/A | USD/teraBtu | us | us | 2904807522.3668
commercial air conditioning | Reference Wall/Room Air Conditioner | 2048 | CAPITAL | NEW | N/A | USD/teraBtu | us | us | 37205117749.5761
commercial air conditioning | Reference Wall/Room Air Conditioner | 2048 | CAPITAL | REPLACEMENT | N/A | USD/teraBtu | us | us | 37205117749.5761
commercial air conditioning | Reference Wall/Room Air Conditioner | 2048 | FIXED_OM | NEW | N/A | USD/teraBtu | us | us | 1018290459.8703
commercial air conditioning | Reference Wall/Room Air Conditioner | 2048 | FIXED_OM | REPLACEMENT | N/A | USD/teraBtu | us | us | 1018290459.8703
commercial air conditioning | Reference Wall/Room Air Conditioner | 2048 | INSTALLATION | NEW | N/A | USD/teraBtu | us | us | 2904807522.3668
commercial air conditioning | Reference Wall/Room Air Conditioner | 2048 | INSTALLATION | REPLACEMENT | N/A | USD/teraBtu | us | us | 2904807522.3668
commercial air conditioning | Reference Wall/Room Air Conditioner | 2049 | CAPITAL | NEW | N/A | USD/teraBtu | us | us | 37205117749.5761
commercial air conditioning | Reference Wall/Room Air Conditioner | 2049 | CAPITAL | REPLACEMENT | N/A | USD/teraBtu | us | us | 37205117749.5761
commercial air conditioning | Reference Wall/Room Air Conditioner | 2049 | FIXED_OM | NEW | N/A | USD/teraBtu | us | us | 1018290459.8703
commercial air conditioning | Reference Wall/Room Air Conditioner | 2049 | FIXED_OM | REPLACEMENT | N/A | USD/teraBtu | us | us | 1018290459.8703
commercial air conditioning | Reference Wall/Room Air Conditioner | 2049 | INSTALLATION | NEW | N/A | USD/teraBtu | us | us | 2904807522.3668
commercial air conditioning | Reference Wall/Room Air Conditioner | 2049 | INSTALLATION | REPLACEMENT | N/A | USD/teraBtu | us | us | 2904807522.3668
commercial air conditioning | Reference Wall/Room Air Conditioner | 2050 | CAPITAL | NEW | N/A | USD/teraBtu | us | us | 37205117749.5761
commercial air conditioning | Reference Wall/Room Air Conditioner | 2050 | CAPITAL | REPLACEMENT | N/A | USD/teraBtu | us | us | 37205117749.5761
commercial air conditioning | Reference Wall/Room Air Conditioner | 2050 | FIXED_OM | NEW | N/A | USD/teraBtu | us | us | 1018290459.8703
commercial air conditioning | Reference Wall/Room Air Conditioner | 2050 | FIXED_OM | REPLACEMENT | N/A | USD/teraBtu | us | us | 1018290459.8703
commercial air conditioning | Reference Wall/Room Air Conditioner | 2050 | INSTALLATION | NEW | N/A | USD/teraBtu | us | us | 2904807522.3668
commercial air conditioning | Reference Wall/Room Air Conditioner | 2050 | INSTALLATION | REPLACEMENT | N/A | USD/teraBtu | us | us | 2904807522.3668
commercial cooking | Range, Electric, 4 burner, oven, 11 inch griddle | 2020 | CAPITAL | NEW | N/A | USD/teraBtu | us | us | 56338259548.1913
commercial cooking | Range, Electric, 4 burner, oven, 11 inch griddle | 2020 | CAPITAL | REPLACEMENT | N/A | USD/teraBtu | us | us | 56338259548.1913
commercial cooking | Range, Electric, 4 burner, oven, 11 inch griddle | 2020 | FIXED_OM | NEW | N/A | USD/teraBtu | us | us | 460910418.6781
commercial cooking | Range, Electric, 4 burner, oven, 11 inch griddle | 2020 | FIXED_OM | REPLACEMENT | N/A | USD/teraBtu | us | us | 460910418.6781
commercial cooking | Range, Electric, 4 burner, oven, 11 inch griddle | 2021 | CAPITAL | NEW | N/A | USD/teraBtu | us | us | 56338259548.1913
commercial cooking | Range, Electric, 4 burner, oven, 11 inch griddle | 2021 | CAPITAL | REPLACEMENT | N/A | USD/teraBtu | us | us | 56338259548.1913
commercial cooking | Range, Electric, 4 burner, oven, 11 inch griddle | 2021 | FIXED_OM | NEW | N/A | USD/teraBtu | us | us | 460910418.6781
commercial cooking | Range, Electric, 4 burner, oven, 11 inch griddle | 2021 | FIXED_OM | REPLACEMENT | N/A | USD/teraBtu | us | us | 460910418.6781
commercial cooking | Range, Electric, 4 burner, oven, 11 inch griddle | 2022 | CAPITAL | NEW | N/A | USD/teraBtu | us | us | 56338259548.1913
commercial cooking | Range, Electric, 4 burner, oven, 11 inch griddle | 2022 | CAPITAL | REPLACEMENT | N/A | USD/teraBtu | us | us | 56338259548.1913
commercial cooking | Range, Electric, 4 burner, oven, 11 inch griddle | 2022 | FIXED_OM | NEW | N/A | USD/teraBtu | us | us | 460910418.6781
commercial cooking | Range, Electric, 4 burner, oven, 11 inch griddle | 2022 | FIXED_OM | REPLACEMENT | N/A | USD/teraBtu | us | us | 460910418.6781
commercial cooking | Range, Electric, 4 burner, oven, 11 inch griddle | 2023 | CAPITAL | NEW | N/A | USD/teraBtu | us | us | 56338259548.1913
commercial cooking | Range, Electric, 4 burner, oven, 11 inch griddle | 2023 | CAPITAL | REPLACEMENT | N/A | USD/teraBtu | us | us | 56338259548.1913
commercial cooking | Range, Electric, 4 burner, oven, 11 inch griddle | 2023 | FIXED_OM | NEW | N/A | USD/teraBtu | us | us | 460910418.6781
commercial cooking | Range, Electric, 4 burner, oven, 11 inch griddle | 2023 | FIXED_OM | REPLACEMENT | N/A | USD/teraBtu | us | us | 460910418.6781
commercial cooking | Range, Electric, 4 burner, oven, 11 inch griddle | 2024 | CAPITAL | NEW | N/A | USD/teraBtu | us | us | 56338259548.1913
commercial cooking | Range, Electric, 4 burner, oven, 11 inch griddle | 2024 | CAPITAL | REPLACEMENT | N/A | USD/teraBtu | us | us | 56338259548.1913
commercial cooking | Range, Electric, 4 burner, oven, 11 inch griddle | 2024 | FIXED_OM | NEW | N/A | USD/teraBtu | us | us | 460910418.6781
commercial cooking | Range, Electric, 4 burner, oven, 11 inch griddle | 2024 | FIXED_OM | REPLACEMENT | N/A | USD/teraBtu | us | us | 460910418.6781
commercial cooking | Range, Electric, 4 burner, oven, 11 inch griddle | 2025 | CAPITAL | NEW | N/A | USD/teraBtu | us | us | 56338259548.1913
commercial cooking | Range, Electric, 4 burner, oven, 11 inch griddle | 2025 | CAPITAL | REPLACEMENT | N/A | USD/teraBtu | us | us | 56338259548.1913
commercial cooking | Range, Electric, 4 burner, oven, 11 inch griddle | 2025 | FIXED_OM | NEW | N/A | USD/teraBtu | us | us | 460910418.6781
commercial cooking | Range, Electric, 4 burner, oven, 11 inch griddle | 2025 | FIXED_OM | REPLACEMENT | N/A | USD/teraBtu | us | us | 460910418.6781
commercial cooking | Range, Electric, 4 burner, oven, 11 inch griddle | 2026 | CAPITAL | NEW | N/A | USD/teraBtu | us | us | 56338259548.1913
commercial cooking | Range, Electric, 4 burner, oven, 11 inch griddle | 2026 | CAPITAL | REPLACEMENT | N/A | USD/teraBtu | us | us | 56338259548.1913
commercial cooking | Range, Electric, 4 burner, oven, 11 inch griddle | 2026 | FIXED_OM | NEW | N/A | USD/teraBtu | us | us | 460910418.6781
commercial cooking | Range, Electric, 4 burner, oven, 11 inch griddle | 2026 | FIXED_OM | REPLACEMENT | N/A | USD/teraBtu | us | us | 460910418.6781
commercial cooking | Range, Electric, 4 burner, oven, 11 inch griddle | 2027 | CAPITAL | NEW | N/A | USD/teraBtu | us | us | 56338259548.1913
commercial cooking | Range, Electric, 4 burner, oven, 11 inch griddle | 2027 | CAPITAL | REPLACEMENT | N/A | USD/teraBtu | us | us | 56338259548.1913
commercial cooking | Range, Electric, 4 burner, oven, 11 inch griddle | 2027 | FIXED_OM | NEW | N/A | USD/teraBtu | us | us | 460910418.6781
commercial cooking | Range, Electric, 4 burner, oven, 11 inch griddle | 2027 | FIXED_OM | REPLACEMENT | N/A | USD/teraBtu | us | us | 460910418.6781
commercial cooking | Range, Electric, 4 burner, oven, 11 inch griddle | 2028 | CAPITAL | NEW | N/A | USD/teraBtu | us | us | 56338259548.1913
commercial cooking | Range, Electric, 4 burner, oven, 11 inch griddle | 2028 | CAPITAL | REPLACEMENT | N/A | USD/teraBtu | us | us | 56338259548.1913
commercial cooking | Range, Electric, 4 burner, oven, 11 inch griddle | 2028 | FIXED_OM | NEW | N/A | USD/teraBtu | us | us | 460910418.6781
commercial cooking | Range, Electric, 4 burner, oven, 11 inch griddle | 2028 | FIXED_OM | REPLACEMENT | N/A | USD/teraBtu | us | us | 460910418.6781
commercial cooking | Range, Electric, 4 burner, oven, 11 inch griddle | 2029 | CAPITAL | NEW | N/A | USD/teraBtu | us | us | 56338259548.1913
commercial cooking | Range, Electric, 4 burner, oven, 11 inch griddle | 2029 | CAPITAL | REPLACEMENT | N/A | USD/teraBtu | us | us | 56338259548.1913
commercial cooking | Range, Electric, 4 burner, oven, 11 inch griddle | 2029 | FIXED_OM | NEW | N/A | USD/teraBtu | us | us | 460910418.6781
commercial cooking | Range, Electric, 4 burner, oven, 11 inch griddle | 2029 | FIXED_OM | REPLACEMENT | N/A | USD/teraBtu | us | us | 460910418.6781
commercial cooking | Range, Electric, 4 burner, oven, 11 inch griddle | 2030 | CAPITAL | NEW | N/A | USD/teraBtu | us | us | 56338259548.1913
commercial cooking | Range, Electric, 4 burner, oven, 11 inch griddle | 2030 | CAPITAL | REPLACEMENT | N/A | USD/teraBtu | us | us | 56338259548.1913
commercial cooking | Range, Electric, 4 burner, oven, 11 inch griddle | 2030 | FIXED_OM | NEW | N/A | USD/teraBtu | us | us | 460910418.6781
commercial cooking | Range, Electric, 4 burner, oven, 11 inch griddle | 2030 | FIXED_OM | REPLACEMENT | N/A | USD/teraBtu | us | us | 460910418.6781
commercial cooking | Range, Electric, 4 burner, oven, 11 inch griddle | 2031 | CAPITAL | NEW | N/A | USD/teraBtu | us | us | 56338259548.1913
commercial cooking | Range, Electric, 4 burner, oven, 11 inch griddle | 2031 | CAPITAL | REPLACEMENT | N/A | USD/teraBtu | us | us | 56338259548.1913
commercial cooking | Range, Electric, 4 burner, oven, 11 inch griddle | 2031 | FIXED_OM | NEW | N/A | USD/teraBtu | us | us | 460910418.6781
commercial cooking | Range, Electric, 4 burner, oven, 11 inch griddle | 2031 | FIXED_OM | REPLACEMENT | N/A | USD/teraBtu | us | us | 460910418.6781
commercial cooking | Range, Electric, 4 burner, oven, 11 inch griddle | 2032 | CAPITAL | NEW | N/A | USD/teraBtu | us | us | 56338259548.1913
commercial cooking | Range, Electric, 4 burner, oven, 11 inch griddle | 2032 | CAPITAL | REPLACEMENT | N/A | USD/teraBtu | us | us | 56338259548.1913
commercial cooking | Range, Electric, 4 burner, oven, 11 inch griddle | 2032 | FIXED_OM | NEW | N/A | USD/teraBtu | us | us | 460910418.6781
commercial cooking | Range, Electric, 4 burner, oven, 11 inch griddle | 2032 | FIXED_OM | REPLACEMENT | N/A | USD/teraBtu | us | us | 460910418.6781
commercial cooking | Range, Electric, 4 burner, oven, 11 inch griddle | 2033 | CAPITAL | NEW | N/A | USD/teraBtu | us | us | 56338259548.1913
commercial cooking | Range, Electric, 4 burner, oven, 11 inch griddle | 2033 | CAPITAL | REPLACEMENT | N/A | USD/teraBtu | us | us | 56338259548.1913
commercial cooking | Range, Electric, 4 burner, oven, 11 inch griddle | 2033 | FIXED_OM | NEW | N/A | USD/teraBtu | us | us | 460910418.6781
commercial cooking | Range, Electric, 4 burner, oven, 11 inch griddle | 2033 | FIXED_OM | REPLACEMENT | N/A | USD/teraBtu | us | us | 460910418.6781
commercial cooking | Range, Electric, 4 burner, oven, 11 inch griddle | 2034 | CAPITAL | NEW | N/A | USD/teraBtu | us | us | 56338259548.1913
commercial cooking | Range, Electric, 4 burner, oven, 11 inch griddle | 2034 | CAPITAL | REPLACEMENT | N/A | USD/teraBtu | us | us | 56338259548.1913
commercial cooking | Range, Electric, 4 burner, oven, 11 inch griddle | 2034 | FIXED_OM | NEW | N/A | USD/teraBtu | us | us | 460910418.6781
commercial cooking | Range, Electric, 4 burner, oven, 11 inch griddle | 2034 | FIXED_OM | REPLACEMENT | N/A | USD/teraBtu | us | us | 460910418.6781
commercial cooking | Range, Electric, 4 burner, oven, 11 inch griddle | 2035 | CAPITAL | NEW | N/A | USD/teraBtu | us | us | 56338259548.1913
commercial cooking | Range, Electric, 4 burner, oven, 11 inch griddle | 2035 | CAPITAL | REPLACEMENT | N/A | USD/teraBtu | us | us | 56338259548.1913
commercial cooking | Range, Electric, 4 burner, oven, 11 inch griddle | 2035 | FIXED_OM | NEW | N/A | USD/teraBtu | us | us | 460910418.6781
commercial cooking | Range, Electric, 4 burner, oven, 11 inch griddle | 2035 | FIXED_OM | REPLACEMENT | N/A | USD/teraBtu | us | us | 460910418.6781
commercial cooking | Range, Electric, 4 burner, oven, 11 inch griddle | 2036 | CAPITAL | NEW | N/A | USD/teraBtu | us | us | 56338259548.1913
commercial cooking | Range, Electric, 4 burner, oven, 11 inch griddle | 2036 | CAPITAL | REPLACEMENT | N/A | USD/teraBtu | us | us | 56338259548.1913
commercial cooking | Range, Electric, 4 burner, oven, 11 inch griddle | 2036 | FIXED_OM | NEW | N/A | USD/teraBtu | us | us | 460910418.6781
commercial cooking | Range, Electric, 4 burner, oven, 11 inch griddle | 2036 | FIXED_OM | REPLACEMENT | N/A | USD/teraBtu | us | us | 460910418.6781
commercial cooking | Range, Electric, 4 burner, oven, 11 inch griddle | 2037 | CAPITAL | NEW | N/A | USD/teraBtu | us | us | 56338259548.1913
commercial cooking | Range, Electric, 4 burner, oven, 11 inch griddle | 2037 | CAPITAL | REPLACEMENT | N/A | USD/teraBtu | us | us | 56338259548.1913
commercial cooking | Range, Electric, 4 burner, oven, 11 inch griddle | 2037 | FIXED_OM | NEW | N/A | USD/teraBtu | us | us | 460910418.6781
commercial cooking | Range, Electric, 4 burner, oven, 11 inch griddle | 2037 | FIXED_OM | REPLACEMENT | N/A | USD/teraBtu | us | us | 460910418.6781
commercial cooking | Range, Electric, 4 burner, oven, 11 inch griddle | 2038 | CAPITAL | NEW | N/A | USD/teraBtu | us | us | 56338259548.1913
commercial cooking | Range, Electric, 4 burner, oven, 11 inch griddle | 2038 | CAPITAL | REPLACEMENT | N/A | USD/teraBtu | us | us | 56338259548.1913
commercial cooking | Range, Electric, 4 burner, oven, 11 inch griddle | 2038 | FIXED_OM | NEW | N/A | USD/teraBtu | us | us | 460910418.6781
commercial cooking | Range, Electric, 4 burner, oven, 11 inch griddle | 2038 | FIXED_OM | REPLACEMENT | N/A | USD/teraBtu | us | us | 460910418.6781
commercial cooking | Range, Electric, 4 burner, oven, 11 inch griddle | 2039 | CAPITAL | NEW | N/A | USD/teraBtu | us | us | 56338259548.1913
commercial cooking | Range, Electric, 4 burner, oven, 11 inch griddle | 2039 | CAPITAL | REPLACEMENT | N/A | USD/teraBtu | us | us | 56338259548.1913
commercial cooking | Range, Electric, 4 burner, oven, 11 inch griddle | 2039 | FIXED_OM | NEW | N/A | USD/teraBtu | us | us | 460910418.6781
commercial cooking | Range, Electric, 4 burner, oven, 11 inch griddle | 2039 | FIXED_OM | REPLACEMENT | N/A | USD/teraBtu | us | us | 460910418.6781
commercial cooking | Range, Electric, 4 burner, oven, 11 inch griddle | 2040 | CAPITAL | NEW | N/A | USD/teraBtu | us | us | 56338259548.1913
commercial cooking | Range, Electric, 4 burner, oven, 11 inch griddle | 2040 | CAPITAL | REPLACEMENT | N/A | USD/teraBtu | us | us | 56338259548.1913
commercial cooking | Range, Electric, 4 burner, oven, 11 inch griddle | 2040 | FIXED_OM | NEW | N/A | USD/teraBtu | us | us | 460910418.6781
commercial cooking | Range, Electric, 4 burner, oven, 11 inch griddle | 2040 | FIXED_OM | REPLACEMENT | N/A | USD/teraBtu | us | us | 460910418.6781
commercial cooking | Range, Electric, 4 burner, oven, 11 inch griddle | 2041 | CAPITAL | NEW | N/A | USD/teraBtu | us | us | 56338259548.1913
commercial cooking | Range, Electric, 4 burner, oven, 11 inch griddle | 2041 | CAPITAL | REPLACEMENT | N/A | USD/teraBtu | us | us | 56338259548.1913
commercial cooking | Range, Electric, 4 burner, oven, 11 inch griddle | 2041 | FIXED_OM | NEW | N/A | USD/teraBtu | us | us | 460910418.6781
commercial cooking | Range, Electric, 4 burner, oven, 11 inch griddle | 2041 | FIXED_OM | REPLACEMENT | N/A | USD/teraBtu | us | us | 460910418.6781
commercial cooking | Range, Electric, 4 burner, oven, 11 inch griddle | 2042 | CAPITAL | NEW | N/A | USD/teraBtu | us | us | 56338259548.1913
commercial cooking | Range, Electric, 4 burner, oven, 11 inch griddle | 2042 | CAPITAL | REPLACEMENT | N/A | USD/teraBtu | us | us | 56338259548.1913
commercial cooking | Range, Electric, 4 burner, oven, 11 inch griddle | 2042 | FIXED_OM | NEW | N/A | USD/teraBtu | us | us | 460910418.6781
commercial cooking | Range, Electric, 4 burner, oven, 11 inch griddle | 2042 | FIXED_OM | REPLACEMENT | N/A | USD/teraBtu | us | us | 460910418.6781
commercial cooking | Range, Electric, 4 burner, oven, 11 inch griddle | 2043 | CAPITAL | NEW | N/A | USD/teraBtu | us | us | 56338259548.1913
commercial cooking | Range, Electric, 4 burner, oven, 11 inch griddle | 2043 | CAPITAL | REPLACEMENT | N/A | USD/teraBtu | us | us | 56338259548.1913
commercial cooking | Range, Electric, 4 burner, oven, 11 inch griddle | 2043 | FIXED_OM | NEW | N/A | USD/teraBtu | us | us | 460910418.6781
commercial cooking | Range, Electric, 4 burner, oven, 11 inch griddle | 2043 | FIXED_OM | REPLACEMENT | N/A | USD/teraBtu | us | us | 460910418.6781
commercial cooking | Range, Electric, 4 burner, oven, 11 inch griddle | 2044 | CAPITAL | NEW | N/A | USD/teraBtu | us | us | 56338259548.1913
commercial cooking | Range, Electric, 4 burner, oven, 11 inch griddle | 2044 | CAPITAL | REPLACEMENT | N/A | USD/teraBtu | us | us | 56338259548.1913
commercial cooking | Range, Electric, 4 burner, oven, 11 inch griddle | 2044 | FIXED_OM | NEW | N/A | USD/teraBtu | us | us | 460910418.6781
commercial cooking | Range, Electric, 4 burner, oven, 11 inch griddle | 2044 | FIXED_OM | REPLACEMENT | N/A | USD/teraBtu | us | us | 460910418.6781
commercial cooking | Range, Electric, 4 burner, oven, 11 inch griddle | 2045 | CAPITAL | NEW | N/A | USD/teraBtu | us | us | 56338259548.1913
commercial cooking | Range, Electric, 4 burner, oven, 11 inch griddle | 2045 | CAPITAL | REPLACEMENT | N/A | USD/teraBtu | us | us | 56338259548.1913
commercial cooking | Range, Electric, 4 burner, oven, 11 inch griddle | 2045 | FIXED_OM | NEW | N/A | USD/teraBtu | us | us | 460910418.6781
commercial cooking | Range, Electric, 4 burner, oven, 11 inch griddle | 2045 | FIXED_OM | REPLACEMENT | N/A | USD/teraBtu | us | us | 460910418.6781
commercial cooking | Range, Electric, 4 burner, oven, 11 inch griddle | 2046 | CAPITAL | NEW | N/A | USD/teraBtu | us | us | 56338259548.1913
commercial cooking | Range, Electric, 4 burner, oven, 11 inch griddle | 2046 | CAPITAL | REPLACEMENT | N/A | USD/teraBtu | us | us | 56338259548.1913
commercial cooking | Range, Electric, 4 burner, oven, 11 inch griddle | 2046 | FIXED_OM | NEW | N/A | USD/teraBtu | us | us | 460910418.6781
commercial cooking | Range, Electric, 4 burner, oven, 11 inch griddle | 2046 | FIXED_OM | REPLACEMENT | N/A | USD/teraBtu | us | us | 460910418.6781
commercial cooking | Range, Electric, 4 burner, oven, 11 inch griddle | 2047 | CAPITAL | NEW | N/A | USD/teraBtu | us | us | 56338259548.1913
commercial cooking | Range, Electric, 4 burner, oven, 11 inch griddle | 2047 | CAPITAL | REPLACEMENT | N/A | USD/teraBtu | us | us | 56338259548.1913
commercial cooking | Range, Electric, 4 burner, oven, 11 inch griddle | 2047 | FIXED_OM | NEW | N/A | USD/teraBtu | us | us | 460910418.6781
commercial cooking | Range, Electric, 4 burner, oven, 11 inch griddle | 2047 | FIXED_OM | REPLACEMENT | N/A | USD/teraBtu | us | us | 460910418.6781
commercial cooking | Range, Electric, 4 burner, oven, 11 inch griddle | 2048 | CAPITAL | NEW | N/A | USD/teraBtu | us | us | 56338259548.1913
commercial cooking | Range, Electric, 4 burner, oven, 11 inch griddle | 2048 | CAPITAL | REPLACEMENT | N/A | USD/teraBtu | us | us | 56338259548.1913
commercial cooking | Range, Electric, 4 burner, oven, 11 inch griddle | 2048 | FIXED_OM | NEW | N/A | USD/teraBtu | us | us | 460910418.6781
commercial cooking | Range, Electric, 4 burner, oven, 11 inch griddle | 2048 | FIXED_OM | REPLACEMENT | N/A | USD/teraBtu | us | us | 460910418.6781
commercial cooking | Range, Electric, 4 burner, oven, 11 inch griddle | 2049 | CAPITAL | NEW | N/A | USD/teraBtu | us | us | 56338259548.1913
commercial cooking | Range, Electric, 4 burner, oven, 11 inch griddle | 2049 | CAPITAL | REPLACEMENT | N/A | USD/teraBtu | us | us | 56338259548.1913
commercial cooking | Range, Electric, 4 burner, oven, 11 inch griddle | 2049 | FIXED_OM | NEW | N/A | USD/teraBtu | us | us | 460910418.6781
commercial cooking | Range, Electric, 4 burner, oven, 11 inch griddle | 2049 | FIXED_OM | REPLACEMENT | N/A | USD/teraBtu | us | us | 460910418.6781
commercial cooking | Range, Electric, 4 burner, oven, 11 inch griddle | 2050 | CAPITAL | NEW | N/A | USD/teraBtu | us | us | 56338259548.1913
commercial cooking | Range, Electric, 4 burner, oven, 11 inch griddle | 2050 | CAPITAL | REPLACEMENT | N/A | USD/teraBtu | us | us | 56338259548.1913
commercial cooking | Range, Electric, 4 burner, oven, 11 inch griddle | 2050 | FIXED_OM | NEW | N/A | USD/teraBtu | us | us | 460910418.6781
commercial cooking | Range, Electric, 4 burner, oven, 11 inch griddle | 2050 | FIXED_OM | REPLACEMENT | N/A | USD/teraBtu | us | us | 460910418.6781
commercial cooking | Range, Electric-induction, 4 burner, oven, 11 inch griddle | 2020 | CAPITAL | NEW | N/A | USD/teraBtu | us | us | 65878033330.1339
commercial cooking | Range, Electric-induction, 4 burner, oven, 11 inch griddle | 2020 | CAPITAL | REPLACEMENT | N/A | USD/teraBtu | us | us | 65878033330.1339
commercial cooking | Range, Electric-induction, 4 burner, oven, 11 inch griddle | 2020 | FIXED_OM | NEW | N/A | USD/teraBtu | us | us | 460910418.6781
commercial cooking | Range, Electric-induction, 4 burner, oven, 11 inch griddle | 2020 | FIXED_OM | REPLACEMENT | N/A | USD/teraBtu | us | us | 460910418.6781
commercial cooking | Range, Electric-induction, 4 burner, oven, 11 inch griddle | 2021 | CAPITAL | NEW | N/A | USD/teraBtu | us | us | 65878033330.1339
commercial cooking | Range, Electric-induction, 4 burner, oven, 11 inch griddle | 2021 | CAPITAL | REPLACEMENT | N/A | USD/teraBtu | us | us | 65878033330.1339
commercial cooking | Range, Electric-induction, 4 burner, oven, 11 inch griddle | 2021 | FIXED_OM | NEW | N/A | USD/teraBtu | us | us | 460910418.6781
commercial cooking | Range, Electric-induction, 4 burner, oven, 11 inch griddle | 2021 | FIXED_OM | REPLACEMENT | N/A | USD/teraBtu | us | us | 460910418.6781
commercial cooking | Range, Electric-induction, 4 burner, oven, 11 inch griddle | 2022 | CAPITAL | NEW | N/A | USD/teraBtu | us | us | 65878033330.1339
commercial cooking | Range, Electric-induction, 4 burner, oven, 11 inch griddle | 2022 | CAPITAL | REPLACEMENT | N/A | USD/teraBtu | us | us | 65878033330.1339
commercial cooking | Range, Electric-induction, 4 burner, oven, 11 inch griddle | 2022 | FIXED_OM | NEW | N/A | USD/teraBtu | us | us | 460910418.6781
commercial cooking | Range, Electric-induction, 4 burner, oven, 11 inch griddle | 2022 | FIXED_OM | REPLACEMENT | N/A | USD/teraBtu | us | us | 460910418.6781
commercial cooking | Range, Electric-induction, 4 burner, oven, 11 inch griddle | 2023 | CAPITAL | NEW | N/A | USD/teraBtu | us | us | 65878033330.1339
commercial cooking | Range, Electric-induction, 4 burner, oven, 11 inch griddle | 2023 | CAPITAL | REPLACEMENT | N/A | USD/teraBtu | us | us | 65878033330.1339
commercial cooking | Range, Electric-induction, 4 burner, oven, 11 inch griddle | 2023 | FIXED_OM | NEW | N/A | USD/teraBtu | us | us | 460910418.6781
commercial cooking | Range, Electric-induction, 4 burner, oven, 11 inch griddle | 2023 | FIXED_OM | REPLACEMENT | N/A | USD/teraBtu | us | us | 460910418.6781
commercial cooking | Range, Electric-induction, 4 burner, oven, 11 inch griddle | 2024 | CAPITAL | NEW | N/A | USD/teraBtu | us | us | 65878033330.1339
commercial cooking | Range, Electric-induction, 4 burner, oven, 11 inch griddle | 2024 | CAPITAL | REPLACEMENT | N/A | USD/teraBtu | us | us | 65878033330.1339
commercial cooking | Range, Electric-induction, 4 burner, oven, 11 inch griddle | 2024 | FIXED_OM | NEW | N/A | USD/teraBtu | us | us | 460910418.6781
commercial cooking | Range, Electric-induction, 4 burner, oven, 11 inch griddle | 2024 | FIXED_OM | REPLACEMENT | N/A | USD/teraBtu | us | us | 460910418.6781
commercial cooking | Range, Electric-induction, 4 burner, oven, 11 inch griddle | 2025 | CAPITAL | NEW | N/A | USD/teraBtu | us | us | 65878033330.1339
commercial cooking | Range, Electric-induction, 4 burner, oven, 11 inch griddle | 2025 | CAPITAL | REPLACEMENT | N/A | USD/teraBtu | us | us | 65878033330.1339
commercial cooking | Range, Electric-induction, 4 burner, oven, 11 inch griddle | 2025 | FIXED_OM | NEW | N/A | USD/teraBtu | us | us | 460910418.6781
commercial cooking | Range, Electric-induction, 4 burner, oven, 11 inch griddle | 2025 | FIXED_OM | REPLACEMENT | N/A | USD/teraBtu | us | us | 460910418.6781
commercial cooking | Range, Electric-induction, 4 burner, oven, 11 inch griddle | 2026 | CAPITAL | NEW | N/A | USD/teraBtu | us | us | 65878033330.1339
commercial cooking | Range, Electric-induction, 4 burner, oven, 11 inch griddle | 2026 | CAPITAL | REPLACEMENT | N/A | USD/teraBtu | us | us | 65878033330.1339
commercial cooking | Range, Electric-induction, 4 burner, oven, 11 inch griddle | 2026 | FIXED_OM | NEW | N/A | USD/teraBtu | us | us | 460910418.6781
commercial cooking | Range, Electric-induction, 4 burner, oven, 11 inch griddle | 2026 | FIXED_OM | REPLACEMENT | N/A | USD/teraBtu | us | us | 460910418.6781
commercial cooking | Range, Electric-induction, 4 burner, oven, 11 inch griddle | 2027 | CAPITAL | NEW | N/A | USD/teraBtu | us | us | 65878033330.1339
commercial cooking | Range, Electric-induction, 4 burner, oven, 11 inch griddle | 2027 | CAPITAL | REPLACEMENT | N/A | USD/teraBtu | us | us | 65878033330.1339
commercial cooking | Range, Electric-induction, 4 burner, oven, 11 inch griddle | 2027 | FIXED_OM | NEW | N/A | USD/teraBtu | us | us | 460910418.6781
commercial cooking | Range, Electric-induction, 4 burner, oven, 11 inch griddle | 2027 | FIXED_OM | REPLACEMENT | N/A | USD/teraBtu | us | us | 460910418.6781
commercial cooking | Range, Electric-induction, 4 burner, oven, 11 inch griddle | 2028 | CAPITAL | NEW | N/A | USD/teraBtu | us | us | 65878033330.1339
commercial cooking | Range, Electric-induction, 4 burner, oven, 11 inch griddle | 2028 | CAPITAL | REPLACEMENT | N/A | USD/teraBtu | us | us | 65878033330.1339
commercial cooking | Range, Electric-induction, 4 burner, oven, 11 inch griddle | 2028 | FIXED_OM | NEW | N/A | USD/teraBtu | us | us | 460910418.6781
commercial cooking | Range, Electric-induction, 4 burner, oven, 11 inch griddle | 2028 | FIXED_OM | REPLACEMENT | N/A | USD/teraBtu | us | us | 460910418.6781
commercial cooking | Range, Electric-induction, 4 burner, oven, 11 inch griddle | 2029 | CAPITAL | NEW | N/A | USD/teraBtu | us | us | 65878033330.1339
commercial cooking | Range, Electric-induction, 4 burner, oven, 11 inch griddle | 2029 | CAPITAL | REPLACEMENT | N/A | USD/teraBtu | us | us | 65878033330.1339
commercial cooking | Range, Electric-induction, 4 burner, oven, 11 inch griddle | 2029 | FIXED_OM | NEW | N/A | USD/teraBtu | us | us | 460910418.6781
commercial cooking | Range, Electric-induction, 4 burner, oven, 11 inch griddle | 2029 | FIXED_OM | REPLACEMENT | N/A | USD/teraBtu | us | us | 460910418.6781
commercial cooking | Range, Electric-induction, 4 burner, oven, 11 inch griddle | 2030 | CAPITAL | NEW | N/A | USD/teraBtu | us | us | 65878033330.1339
commercial cooking | Range, Electric-induction, 4 burner, oven, 11 inch griddle | 2030 | CAPITAL | REPLACEMENT | N/A | USD/teraBtu | us | us | 65878033330.1339
commercial cooking | Range, Electric-induction, 4 burner, oven, 11 inch griddle | 2030 | FIXED_OM | NEW | N/A | USD/teraBtu | us | us | 460910418.6781
commercial cooking | Range, Electric-induction, 4 burner, oven, 11 inch griddle | 2030 | FIXED_OM | REPLACEMENT | N/A | USD/teraBtu | us | us | 460910418.6781
commercial cooking | Range, Electric-induction, 4 burner, oven, 11 inch griddle | 2031 | CAPITAL | NEW | N/A | USD/teraBtu | us | us | 65878033330.1339
commercial cooking | Range, Electric-induction, 4 burner, oven, 11 inch griddle | 2031 | CAPITAL | REPLACEMENT | N/A | USD/teraBtu | us | us | 65878033330.1339
commercial cooking | Range, Electric-induction, 4 burner, oven, 11 inch griddle | 2031 | FIXED_OM | NEW | N/A | USD/teraBtu | us | us | 460910418.6781
commercial cooking | Range, Electric-induction, 4 burner, oven, 11 inch griddle | 2031 | FIXED_OM | REPLACEMENT | N/A | USD/teraBtu | us | us | 460910418.6781
commercial cooking | Range, Electric-induction, 4 burner, oven, 11 inch griddle | 2032 | CAPITAL | NEW | N/A | USD/teraBtu | us | us | 65878033330.1339
commercial cooking | Range, Electric-induction, 4 burner, oven, 11 inch griddle | 2032 | CAPITAL | REPLACEMENT | N/A | USD/teraBtu | us | us | 65878033330.1339
commercial cooking | Range, Electric-induction, 4 burner, oven, 11 inch griddle | 2032 | FIXED_OM | NEW | N/A | USD/teraBtu | us | us | 460910418.6781
commercial cooking | Range, Electric-induction, 4 burner, oven, 11 inch griddle | 2032 | FIXED_OM | REPLACEMENT | N/A | USD/teraBtu | us | us | 460910418.6781
commercial cooking | Range, Electric-induction, 4 burner, oven, 11 inch griddle | 2033 | CAPITAL | NEW | N/A | USD/teraBtu | us | us | 65878033330.1339
commercial cooking | Range, Electric-induction, 4 burner, oven, 11 inch griddle | 2033 | CAPITAL | REPLACEMENT | N/A | USD/teraBtu | us | us | 65878033330.1339
commercial cooking | Range, Electric-induction, 4 burner, oven, 11 inch griddle | 2033 | FIXED_OM | NEW | N/A | USD/teraBtu | us | us | 460910418.6781
commercial cooking | Range, Electric-induction, 4 burner, oven, 11 inch griddle | 2033 | FIXED_OM | REPLACEMENT | N/A | USD/teraBtu | us | us | 460910418.6781
commercial cooking | Range, Electric-induction, 4 burner, oven, 11 inch griddle | 2034 | CAPITAL | NEW | N/A | USD/teraBtu | us | us | 65878033330.1339
commercial cooking | Range, Electric-induction, 4 burner, oven, 11 inch griddle | 2034 | CAPITAL | REPLACEMENT | N/A | USD/teraBtu | us | us | 65878033330.1339
commercial cooking | Range, Electric-induction, 4 burner, oven, 11 inch griddle | 2034 | FIXED_OM | NEW | N/A | USD/teraBtu | us | us | 460910418.6781
commercial cooking | Range, Electric-induction, 4 burner, oven, 11 inch griddle | 2034 | FIXED_OM | REPLACEMENT | N/A | USD/teraBtu | us | us | 460910418.6781
commercial cooking | Range, Electric-induction, 4 burner, oven, 11 inch griddle | 2035 | CAPITAL | NEW | N/A | USD/teraBtu | us | us | 65878033330.1339
commercial cooking | Range, Electric-induction, 4 burner, oven, 11 inch griddle | 2035 | CAPITAL | REPLACEMENT | N/A | USD/teraBtu | us | us | 65878033330.1339
commercial cooking | Range, Electric-induction, 4 burner, oven, 11 inch griddle | 2035 | FIXED_OM | NEW | N/A | USD/teraBtu | us | us | 460910418.6781
commercial cooking | Range, Electric-induction, 4 burner, oven, 11 inch griddle | 2035 | FIXED_OM | REPLACEMENT | N/A | USD/teraBtu | us | us | 460910418.6781
commercial cooking | Range, Electric-induction, 4 burner, oven, 11 inch griddle | 2036 | CAPITAL | NEW | N/A | USD/teraBtu | us | us | 65878033330.1339
commercial cooking | Range, Electric-induction, 4 burner, oven, 11 inch griddle | 2036 | CAPITAL | REPLACEMENT | N/A | USD/teraBtu | us | us | 65878033330.1339
commercial cooking | Range, Electric-induction, 4 burner, oven, 11 inch griddle | 2036 | FIXED_OM | NEW | N/A | USD/teraBtu | us | us | 460910418.6781
commercial cooking | Range, Electric-induction, 4 burner, oven, 11 inch griddle | 2036 | FIXED_OM | REPLACEMENT | N/A | USD/teraBtu | us | us | 460910418.6781
commercial cooking | Range, Electric-induction, 4 burner, oven, 11 inch griddle | 2037 | CAPITAL | NEW | N/A | USD/teraBtu | us | us | 65878033330.1339
commercial cooking | Range, Electric-induction, 4 burner, oven, 11 inch griddle | 2037 | CAPITAL | REPLACEMENT | N/A | USD/teraBtu | us | us | 65878033330.1339
commercial cooking | Range, Electric-induction, 4 burner, oven, 11 inch griddle | 2037 | FIXED_OM | NEW | N/A | USD/teraBtu | us | us | 460910418.6781
commercial cooking | Range, Electric-induction, 4 burner, oven, 11 inch griddle | 2037 | FIXED_OM | REPLACEMENT | N/A | USD/teraBtu | us | us | 460910418.6781
commercial cooking | Range, Electric-induction, 4 burner, oven, 11 inch griddle | 2038 | CAPITAL | NEW | N/A | USD/teraBtu | us | us | 65878033330.1339
commercial cooking | Range, Electric-induction, 4 burner, oven, 11 inch griddle | 2038 | CAPITAL | REPLACEMENT | N/A | USD/teraBtu | us | us | 65878033330.1339
commercial cooking | Range, Electric-induction, 4 burner, oven, 11 inch griddle | 2038 | FIXED_OM | NEW | N/A | USD/teraBtu | us | us | 460910418.6781
commercial cooking | Range, Electric-induction, 4 burner, oven, 11 inch griddle | 2038 | FIXED_OM | REPLACEMENT | N/A | USD/teraBtu | us | us | 460910418.6781
commercial cooking | Range, Electric-induction, 4 burner, oven, 11 inch griddle | 2039 | CAPITAL | NEW | N/A | USD/teraBtu | us | us | 65878033330.1339
commercial cooking | Range, Electric-induction, 4 burner, oven, 11 inch griddle | 2039 | CAPITAL | REPLACEMENT | N/A | USD/teraBtu | us | us | 65878033330.1339
commercial cooking | Range, Electric-induction, 4 burner, oven, 11 inch griddle | 2039 | FIXED_OM | NEW | N/A | USD/teraBtu | us | us | 460910418.6781
commercial cooking | Range, Electric-induction, 4 burner, oven, 11 inch griddle | 2039 | FIXED_OM | REPLACEMENT | N/A | USD/teraBtu | us | us | 460910418.6781
commercial cooking | Range, Electric-induction, 4 burner, oven, 11 inch griddle | 2040 | CAPITAL | NEW | N/A | USD/teraBtu | us | us | 65878033330.1339
commercial cooking | Range, Electric-induction, 4 burner, oven, 11 inch griddle | 2040 | CAPITAL | REPLACEMENT | N/A | USD/teraBtu | us | us | 65878033330.1339
commercial cooking | Range, Electric-induction, 4 burner, oven, 11 inch griddle | 2040 | FIXED_OM | NEW | N/A | USD/teraBtu | us | us | 460910418.6781
commercial cooking | Range, Electric-induction, 4 burner, oven, 11 inch griddle | 2040 | FIXED_OM | REPLACEMENT | N/A | USD/teraBtu | us | us | 460910418.6781
commercial cooking | Range, Electric-induction, 4 burner, oven, 11 inch griddle | 2041 | CAPITAL | NEW | N/A | USD/teraBtu | us | us | 65878033330.1339
commercial cooking | Range, Electric-induction, 4 burner, oven, 11 inch griddle | 2041 | CAPITAL | REPLACEMENT | N/A | USD/teraBtu | us | us | 65878033330.1339
commercial cooking | Range, Electric-induction, 4 burner, oven, 11 inch griddle | 2041 | FIXED_OM | NEW | N/A | USD/teraBtu | us | us | 460910418.6781
commercial cooking | Range, Electric-induction, 4 burner, oven, 11 inch griddle | 2041 | FIXED_OM | REPLACEMENT | N/A | USD/teraBtu | us | us | 460910418.6781
commercial cooking | Range, Electric-induction, 4 burner, oven, 11 inch griddle | 2042 | CAPITAL | NEW | N/A | USD/teraBtu | us | us | 65878033330.1339
commercial cooking | Range, Electric-induction, 4 burner, oven, 11 inch griddle | 2042 | CAPITAL | REPLACEMENT | N/A | USD/teraBtu | us | us | 65878033330.1339
commercial cooking | Range, Electric-induction, 4 burner, oven, 11 inch griddle | 2042 | FIXED_OM | NEW | N/A | USD/teraBtu | us | us | 460910418.6781
commercial cooking | Range, Electric-induction, 4 burner, oven, 11 inch griddle | 2042 | FIXED_OM | REPLACEMENT | N/A | USD/teraBtu | us | us | 460910418.6781
commercial cooking | Range, Electric-induction, 4 burner, oven, 11 inch griddle | 2043 | CAPITAL | NEW | N/A | USD/teraBtu | us | us | 65878033330.1339
commercial cooking | Range, Electric-induction, 4 burner, oven, 11 inch griddle | 2043 | CAPITAL | REPLACEMENT | N/A | USD/teraBtu | us | us | 65878033330.1339
commercial cooking | Range, Electric-induction, 4 burner, oven, 11 inch griddle | 2043 | FIXED_OM | NEW | N/A | USD/teraBtu | us | us | 460910418.6781
commercial cooking | Range, Electric-induction, 4 burner, oven, 11 inch griddle | 2043 | FIXED_OM | REPLACEMENT | N/A | USD/teraBtu | us | us | 460910418.6781
commercial cooking | Range, Electric-induction, 4 burner, oven, 11 inch griddle | 2044 | CAPITAL | NEW | N/A | USD/teraBtu | us | us | 65878033330.1339
commercial cooking | Range, Electric-induction, 4 burner, oven, 11 inch griddle | 2044 | CAPITAL | REPLACEMENT | N/A | USD/teraBtu | us | us | 65878033330.1339
commercial cooking | Range, Electric-induction, 4 burner, oven, 11 inch griddle | 2044 | FIXED_OM | NEW | N/A | USD/teraBtu | us | us | 460910418.6781
commercial cooking | Range, Electric-induction, 4 burner, oven, 11 inch griddle | 2044 | FIXED_OM | REPLACEMENT | N/A | USD/teraBtu | us | us | 460910418.6781
commercial cooking | Range, Electric-induction, 4 burner, oven, 11 inch griddle | 2045 | CAPITAL | NEW | N/A | USD/teraBtu | us | us | 65878033330.1339
commercial cooking | Range, Electric-induction, 4 burner, oven, 11 inch griddle | 2045 | CAPITAL | REPLACEMENT | N/A | USD/teraBtu | us | us | 65878033330.1339
commercial cooking | Range, Electric-induction, 4 burner, oven, 11 inch griddle | 2045 | FIXED_OM | NEW | N/A | USD/teraBtu | us | us | 460910418.6781
commercial cooking | Range, Electric-induction, 4 burner, oven, 11 inch griddle | 2045 | FIXED_OM | REPLACEMENT | N/A | USD/teraBtu | us | us | 460910418.6781
commercial cooking | Range, Electric-induction, 4 burner, oven, 11 inch griddle | 2046 | CAPITAL | NEW | N/A | USD/teraBtu | us | us | 65878033330.1339
commercial cooking | Range, Electric-induction, 4 burner, oven, 11 inch griddle | 2046 | CAPITAL | REPLACEMENT | N/A | USD/teraBtu | us | us | 65878033330.1339
commercial cooking | Range, Electric-induction, 4 burner, oven, 11 inch griddle | 2046 | FIXED_OM | NEW | N/A | USD/teraBtu | us | us | 460910418.6781
commercial cooking | Range, Electric-induction, 4 burner, oven, 11 inch griddle | 2046 | FIXED_OM | REPLACEMENT | N/A | USD/teraBtu | us | us | 460910418.6781
commercial cooking | Range, Electric-induction, 4 burner, oven, 11 inch griddle | 2047 | CAPITAL | NEW | N/A | USD/teraBtu | us | us | 65878033330.1339
commercial cooking | Range, Electric-induction, 4 burner, oven, 11 inch griddle | 2047 | CAPITAL | REPLACEMENT | N/A | USD/teraBtu | us | us | 65878033330.1339
commercial cooking | Range, Electric-induction, 4 burner, oven, 11 inch griddle | 2047 | FIXED_OM | NEW | N/A | USD/teraBtu | us | us | 460910418.6781
commercial cooking | Range, Electric-induction, 4 burner, oven, 11 inch griddle | 2047 | FIXED_OM | REPLACEMENT | N/A | USD/teraBtu | us | us | 460910418.6781
commercial cooking | Range, Electric-induction, 4 burner, oven, 11 inch griddle | 2048 | CAPITAL | NEW | N/A | USD/teraBtu | us | us | 65878033330.1339
commercial cooking | Range, Electric-induction, 4 burner, oven, 11 inch griddle | 2048 | CAPITAL | REPLACEMENT | N/A | USD/teraBtu | us | us | 65878033330.1339
commercial cooking | Range, Electric-induction, 4 burner, oven, 11 inch griddle | 2048 | FIXED_OM | NEW | N/A | USD/teraBtu | us | us | 460910418.6781
commercial cooking | Range, Electric-induction, 4 burner, oven, 11 inch griddle | 2048 | FIXED_OM | REPLACEMENT | N/A | USD/teraBtu | us | us | 460910418.6781
commercial cooking | Range, Electric-induction, 4 burner, oven, 11 inch griddle | 2049 | CAPITAL | NEW | N/A | USD/teraBtu | us | us | 65878033330.1339
commercial cooking | Range, Electric-induction, 4 burner, oven, 11 inch griddle | 2049 | CAPITAL | REPLACEMENT | N/A | USD/teraBtu | us | us | 65878033330.1339
commercial cooking | Range, Electric-induction, 4 burner, oven, 11 inch griddle | 2049 | FIXED_OM | NEW | N/A | USD/teraBtu | us | us | 460910418.6781
commercial cooking | Range, Electric-induction, 4 burner, oven, 11 inch griddle | 2049 | FIXED_OM | REPLACEMENT | N/A | USD/teraBtu | us | us | 460910418.6781
commercial cooking | Range, Electric-induction, 4 burner, oven, 11 inch griddle | 2050 | CAPITAL | NEW | N/A | USD/teraBtu | us | us | 65878033330.1339
commercial cooking | Range, Electric-induction, 4 burner, oven, 11 inch griddle | 2050 | CAPITAL | REPLACEMENT | N/A | USD/teraBtu | us | us | 65878033330.1339
commercial cooking | Range, Electric-induction, 4 burner, oven, 11 inch griddle | 2050 | FIXED_OM | NEW | N/A | USD/teraBtu | us | us | 460910418.6781
commercial cooking | Range, Electric-induction, 4 burner, oven, 11 inch griddle | 2050 | FIXED_OM | REPLACEMENT | N/A | USD/teraBtu | us | us | 460910418.6781
commercial cooking | Range, Gas, 4 burner, oven, 11 inch griddle | 2020 | CAPITAL | NEW | N/A | USD/teraBtu | us | us | 40410052986.4309
commercial cooking | Range, Gas, 4 burner, oven, 11 inch griddle | 2020 | CAPITAL | REPLACEMENT | N/A | USD/teraBtu | us | us | 40410052986.4309
commercial cooking | Range, Gas, 4 burner, oven, 11 inch griddle | 2020 | FIXED_OM | NEW | N/A | USD/teraBtu | us | us | 460910418.6781
commercial cooking | Range, Gas, 4 burner, oven, 11 inch griddle | 2020 | FIXED_OM | REPLACEMENT | N/A | USD/teraBtu | us | us | 460910418.6781
commercial cooking | Range, Gas, 4 burner, oven, 11 inch griddle | 2021 | CAPITAL | NEW | N/A | USD/teraBtu | us | us | 40410052986.4309
commercial cooking | Range, Gas, 4 burner, oven, 11 inch griddle | 2021 | CAPITAL | REPLACEMENT | N/A | USD/teraBtu | us | us | 40410052986.4309
commercial cooking | Range, Gas, 4 burner, oven, 11 inch griddle | 2021 | FIXED_OM | NEW | N/A | USD/teraBtu | us | us | 460910418.6781
commercial cooking | Range, Gas, 4 burner, oven, 11 inch griddle | 2021 | FIXED_OM | REPLACEMENT | N/A | USD/teraBtu | us | us | 460910418.6781
commercial cooking | Range, Gas, 4 burner, oven, 11 inch griddle | 2022 | CAPITAL | NEW | N/A | USD/teraBtu | us | us | 40410052986.4309
commercial cooking | Range, Gas, 4 burner, oven, 11 inch griddle | 2022 | CAPITAL | REPLACEMENT | N/A | USD/teraBtu | us | us | 40410052986.4309
commercial cooking | Range, Gas, 4 burner, oven, 11 inch griddle | 2022 | FIXED_OM | NEW | N/A | USD/teraBtu | us | us | 460910418.6781
commercial cooking | Range, Gas, 4 burner, oven, 11 inch griddle | 2022 | FIXED_OM | REPLACEMENT | N/A | USD/teraBtu | us | us | 460910418.6781
commercial cooking | Range, Gas, 4 burner, oven, 11 inch griddle | 2023 | CAPITAL | NEW | N/A | USD/teraBtu | us | us | 40410052986.4309
commercial cooking | Range, Gas, 4 burner, oven, 11 inch griddle | 2023 | CAPITAL | REPLACEMENT | N/A | USD/teraBtu | us | us | 40410052986.4309
commercial cooking | Range, Gas, 4 burner, oven, 11 inch griddle | 2023 | FIXED_OM | NEW | N/A | USD/teraBtu | us | us | 460910418.6781
commercial cooking | Range, Gas, 4 burner, oven, 11 inch griddle | 2023 | FIXED_OM | REPLACEMENT | N/A | USD/teraBtu | us | us | 460910418.6781
commercial cooking | Range, Gas, 4 burner, oven, 11 inch griddle | 2024 | CAPITAL | NEW | N/A | USD/teraBtu | us | us | 40410052986.4309
commercial cooking | Range, Gas, 4 burner, oven, 11 inch griddle | 2024 | CAPITAL | REPLACEMENT | N/A | USD/teraBtu | us | us | 40410052986.4309
commercial cooking | Range, Gas, 4 burner, oven, 11 inch griddle | 2024 | FIXED_OM | NEW | N/A | USD/teraBtu | us | us | 460910418.6781
commercial cooking | Range, Gas, 4 burner, oven, 11 inch griddle | 2024 | FIXED_OM | REPLACEMENT | N/A | USD/teraBtu | us | us | 460910418.6781
commercial cooking | Range, Gas, 4 burner, oven, 11 inch griddle | 2025 | CAPITAL | NEW | N/A | USD/teraBtu | us | us | 40410052986.4309
commercial cooking | Range, Gas, 4 burner, oven, 11 inch griddle | 2025 | CAPITAL | REPLACEMENT | N/A | USD/teraBtu | us | us | 40410052986.4309
commercial cooking | Range, Gas, 4 burner, oven, 11 inch griddle | 2025 | FIXED_OM | NEW | N/A | USD/teraBtu | us | us | 460910418.6781
commercial cooking | Range, Gas, 4 burner, oven, 11 inch griddle | 2025 | FIXED_OM | REPLACEMENT | N/A | USD/teraBtu | us | us | 460910418.6781
commercial cooking | Range, Gas, 4 burner, oven, 11 inch griddle | 2026 | CAPITAL | NEW | N/A | USD/teraBtu | us | us | 40410052986.4309
commercial cooking | Range, Gas, 4 burner, oven, 11 inch griddle | 2026 | CAPITAL | REPLACEMENT | N/A | USD/teraBtu | us | us | 40410052986.4309
commercial cooking | Range, Gas, 4 burner, oven, 11 inch griddle | 2026 | FIXED_OM | NEW | N/A | USD/teraBtu | us | us | 460910418.6781
commercial cooking | Range, Gas, 4 burner, oven, 11 inch griddle | 2026 | FIXED_OM | REPLACEMENT | N/A | USD/teraBtu | us | us | 460910418.6781
commercial cooking | Range, Gas, 4 burner, oven, 11 inch griddle | 2027 | CAPITAL | NEW | N/A | USD/teraBtu | us | us | 40410052986.4309
commercial cooking | Range, Gas, 4 burner, oven, 11 inch griddle | 2027 | CAPITAL | REPLACEMENT | N/A | USD/teraBtu | us | us | 40410052986.4309
commercial cooking | Range, Gas, 4 burner, oven, 11 inch griddle | 2027 | FIXED_OM | NEW | N/A | USD/teraBtu | us | us | 460910418.6781
commercial cooking | Range, Gas, 4 burner, oven, 11 inch griddle | 2027 | FIXED_OM | REPLACEMENT | N/A | USD/teraBtu | us | us | 460910418.6781
commercial cooking | Range, Gas, 4 burner, oven, 11 inch griddle | 2028 | CAPITAL | NEW | N/A | USD/teraBtu | us | us | 40410052986.4309
commercial cooking | Range, Gas, 4 burner, oven, 11 inch griddle | 2028 | CAPITAL | REPLACEMENT | N/A | USD/teraBtu | us | us | 40410052986.4309
commercial cooking | Range, Gas, 4 burner, oven, 11 inch griddle | 2028 | FIXED_OM | NEW | N/A | USD/teraBtu | us | us | 460910418.6781
commercial cooking | Range, Gas, 4 burner, oven, 11 inch griddle | 2028 | FIXED_OM | REPLACEMENT | N/A | USD/teraBtu | us | us | 460910418.6781
commercial cooking | Range, Gas, 4 burner, oven, 11 inch griddle | 2029 | CAPITAL | NEW | N/A | USD/teraBtu | us | us | 40410052986.4309
commercial cooking | Range, Gas, 4 burner, oven, 11 inch griddle | 2029 | CAPITAL | REPLACEMENT | N/A | USD/teraBtu | us | us | 40410052986.4309
commercial cooking | Range, Gas, 4 burner, oven, 11 inch griddle | 2029 | FIXED_OM | NEW | N/A | USD/teraBtu | us | us | 460910418.6781
commercial cooking | Range, Gas, 4 burner, oven, 11 inch griddle | 2029 | FIXED_OM | REPLACEMENT | N/A | USD/teraBtu | us | us | 460910418.6781
commercial cooking | Range, Gas, 4 burner, oven, 11 inch griddle | 2030 | CAPITAL | NEW | N/A | USD/teraBtu | us | us | 40410052986.4309
commercial cooking | Range, Gas, 4 burner, oven, 11 inch griddle | 2030 | CAPITAL | REPLACEMENT | N/A | USD/teraBtu | us | us | 40410052986.4309
commercial cooking | Range, Gas, 4 burner, oven, 11 inch griddle | 2030 | FIXED_OM | NEW | N/A | USD/teraBtu | us | us | 460910418.6781
commercial cooking | Range, Gas, 4 burner, oven, 11 inch griddle | 2030 | FIXED_OM | REPLACEMENT | N/A | USD/teraBtu | us | us | 460910418.6781
commercial cooking | Range, Gas, 4 burner, oven, 11 inch griddle | 2031 | CAPITAL | NEW | N/A | USD/teraBtu | us | us | 40410052986.4309
commercial cooking | Range, Gas, 4 burner, oven, 11 inch griddle | 2031 | CAPITAL | REPLACEMENT | N/A | USD/teraBtu | us | us | 40410052986.4309
commercial cooking | Range, Gas, 4 burner, oven, 11 inch griddle | 2031 | FIXED_OM | NEW | N/A | USD/teraBtu | us | us | 460910418.6781
commercial cooking | Range, Gas, 4 burner, oven, 11 inch griddle | 2031 | FIXED_OM | REPLACEMENT | N/A | USD/teraBtu | us | us | 460910418.6781
commercial cooking | Range, Gas, 4 burner, oven, 11 inch griddle | 2032 | CAPITAL | NEW | N/A | USD/teraBtu | us | us | 40410052986.4309
commercial cooking | Range, Gas, 4 burner, oven, 11 inch griddle | 2032 | CAPITAL | REPLACEMENT | N/A | USD/teraBtu | us | us | 40410052986.4309
commercial cooking | Range, Gas, 4 burner, oven, 11 inch griddle | 2032 | FIXED_OM | NEW | N/A | USD/teraBtu | us | us | 460910418.6781
commercial cooking | Range, Gas, 4 burner, oven, 11 inch griddle | 2032 | FIXED_OM | REPLACEMENT | N/A | USD/teraBtu | us | us | 460910418.6781
commercial cooking | Range, Gas, 4 burner, oven, 11 inch griddle | 2033 | CAPITAL | NEW | N/A | USD/teraBtu | us | us | 40410052986.4309
commercial cooking | Range, Gas, 4 burner, oven, 11 inch griddle | 2033 | CAPITAL | REPLACEMENT | N/A | USD/teraBtu | us | us | 40410052986.4309
commercial cooking | Range, Gas, 4 burner, oven, 11 inch griddle | 2033 | FIXED_OM | NEW | N/A | USD/teraBtu | us | us | 460910418.6781
commercial cooking | Range, Gas, 4 burner, oven, 11 inch griddle | 2033 | FIXED_OM | REPLACEMENT | N/A | USD/teraBtu | us | us | 460910418.6781
commercial cooking | Range, Gas, 4 burner, oven, 11 inch griddle | 2034 | CAPITAL | NEW | N/A | USD/teraBtu | us | us | 40410052986.4309
commercial cooking | Range, Gas, 4 burner, oven, 11 inch griddle | 2034 | CAPITAL | REPLACEMENT | N/A | USD/teraBtu | us | us | 40410052986.4309
commercial cooking | Range, Gas, 4 burner, oven, 11 inch griddle | 2034 | FIXED_OM | NEW | N/A | USD/teraBtu | us | us | 460910418.6781
commercial cooking | Range, Gas, 4 burner, oven, 11 inch griddle | 2034 | FIXED_OM | REPLACEMENT | N/A | USD/teraBtu | us | us | 460910418.6781
commercial cooking | Range, Gas, 4 burner, oven, 11 inch griddle | 2035 | CAPITAL | NEW | N/A | USD/teraBtu | us | us | 40410052986.4309
commercial cooking | Range, Gas, 4 burner, oven, 11 inch griddle | 2035 | CAPITAL | REPLACEMENT | N/A | USD/teraBtu | us | us | 40410052986.4309
commercial cooking | Range, Gas, 4 burner, oven, 11 inch griddle | 2035 | FIXED_OM | NEW | N/A | USD/teraBtu | us | us | 460910418.6781
commercial cooking | Range, Gas, 4 burner, oven, 11 inch griddle | 2035 | FIXED_OM | REPLACEMENT | N/A | USD/teraBtu | us | us | 460910418.6781
commercial cooking | Range, Gas, 4 burner, oven, 11 inch griddle | 2036 | CAPITAL | NEW | N/A | USD/teraBtu | us | us | 40410052986.4309
commercial cooking | Range, Gas, 4 burner, oven, 11 inch griddle | 2036 | CAPITAL | REPLACEMENT | N/A | USD/teraBtu | us | us | 40410052986.4309
commercial cooking | Range, Gas, 4 burner, oven, 11 inch griddle | 2036 | FIXED_OM | NEW | N/A | USD/teraBtu | us | us | 460910418.6781
commercial cooking | Range, Gas, 4 burner, oven, 11 inch griddle | 2036 | FIXED_OM | REPLACEMENT | N/A | USD/teraBtu | us | us | 460910418.6781
commercial cooking | Range, Gas, 4 burner, oven, 11 inch griddle | 2037 | CAPITAL | NEW | N/A | USD/teraBtu | us | us | 40410052986.4309
commercial cooking | Range, Gas, 4 burner, oven, 11 inch griddle | 2037 | CAPITAL | REPLACEMENT | N/A | USD/teraBtu | us | us | 40410052986.4309
commercial cooking | Range, Gas, 4 burner, oven, 11 inch griddle | 2037 | FIXED_OM | NEW | N/A | USD/teraBtu | us | us | 460910418.6781
commercial cooking | Range, Gas, 4 burner, oven, 11 inch griddle | 2037 | FIXED_OM | REPLACEMENT | N/A | USD/teraBtu | us | us | 460910418.6781
commercial cooking | Range, Gas, 4 burner, oven, 11 inch griddle | 2038 | CAPITAL | NEW | N/A | USD/teraBtu | us | us | 40410052986.4309
commercial cooking | Range, Gas, 4 burner, oven, 11 inch griddle | 2038 | CAPITAL | REPLACEMENT | N/A | USD/teraBtu | us | us | 40410052986.4309
commercial cooking | Range, Gas, 4 burner, oven, 11 inch griddle | 2038 | FIXED_OM | NEW | N/A | USD/teraBtu | us | us | 460910418.6781
commercial cooking | Range, Gas, 4 burner, oven, 11 inch griddle | 2038 | FIXED_OM | REPLACEMENT | N/A | USD/teraBtu | us | us | 460910418.6781
commercial cooking | Range, Gas, 4 burner, oven, 11 inch griddle | 2039 | CAPITAL | NEW | N/A | USD/teraBtu | us | us | 40410052986.4309
commercial cooking | Range, Gas, 4 burner, oven, 11 inch griddle | 2039 | CAPITAL | REPLACEMENT | N/A | USD/teraBtu | us | us | 40410052986.4309
commercial cooking | Range, Gas, 4 burner, oven, 11 inch griddle | 2039 | FIXED_OM | NEW | N/A | USD/teraBtu | us | us | 460910418.6781
commercial cooking | Range, Gas, 4 burner, oven, 11 inch griddle | 2039 | FIXED_OM | REPLACEMENT | N/A | USD/teraBtu | us | us | 460910418.6781
commercial cooking | Range, Gas, 4 burner, oven, 11 inch griddle | 2040 | CAPITAL | NEW | N/A | USD/teraBtu | us | us | 40410052986.4309
commercial cooking | Range, Gas, 4 burner, oven, 11 inch griddle | 2040 | CAPITAL | REPLACEMENT | N/A | USD/teraBtu | us | us | 40410052986.4309
commercial cooking | Range, Gas, 4 burner, oven, 11 inch griddle | 2040 | FIXED_OM | NEW | N/A | USD/teraBtu | us | us | 460910418.6781
commercial cooking | Range, Gas, 4 burner, oven, 11 inch griddle | 2040 | FIXED_OM | REPLACEMENT | N/A | USD/teraBtu | us | us | 460910418.6781
commercial cooking | Range, Gas, 4 burner, oven, 11 inch griddle | 2041 | CAPITAL | NEW | N/A | USD/teraBtu | us | us | 40410052986.4309
commercial cooking | Range, Gas, 4 burner, oven, 11 inch griddle | 2041 | CAPITAL | REPLACEMENT | N/A | USD/teraBtu | us | us | 40410052986.4309
commercial cooking | Range, Gas, 4 burner, oven, 11 inch griddle | 2041 | FIXED_OM | NEW | N/A | USD/teraBtu | us | us | 460910418.6781
commercial cooking | Range, Gas, 4 burner, oven, 11 inch griddle | 2041 | FIXED_OM | REPLACEMENT | N/A | USD/teraBtu | us | us | 460910418.6781
commercial cooking | Range, Gas, 4 burner, oven, 11 inch griddle | 2042 | CAPITAL | NEW | N/A | USD/teraBtu | us | us | 40410052986.4309
commercial cooking | Range, Gas, 4 burner, oven, 11 inch griddle | 2042 | CAPITAL | REPLACEMENT | N/A | USD/teraBtu | us | us | 40410052986.4309
commercial cooking | Range, Gas, 4 burner, oven, 11 inch griddle | 2042 | FIXED_OM | NEW | N/A | USD/teraBtu | us | us | 460910418.6781
commercial cooking | Range, Gas, 4 burner, oven, 11 inch griddle | 2042 | FIXED_OM | REPLACEMENT | N/A | USD/teraBtu | us | us | 460910418.6781
commercial cooking | Range, Gas, 4 burner, oven, 11 inch griddle | 2043 | CAPITAL | NEW | N/A | USD/teraBtu | us | us | 40410052986.4309
commercial cooking | Range, Gas, 4 burner, oven, 11 inch griddle | 2043 | CAPITAL | REPLACEMENT | N/A | USD/teraBtu | us | us | 40410052986.4309
commercial cooking | Range, Gas, 4 burner, oven, 11 inch griddle | 2043 | FIXED_OM | NEW | N/A | USD/teraBtu | us | us | 460910418.6781
commercial cooking | Range, Gas, 4 burner, oven, 11 inch griddle | 2043 | FIXED_OM | REPLACEMENT | N/A | USD/teraBtu | us | us | 460910418.6781
commercial cooking | Range, Gas, 4 burner, oven, 11 inch griddle | 2044 | CAPITAL | NEW | N/A | USD/teraBtu | us | us | 40410052986.4309
commercial cooking | Range, Gas, 4 burner, oven, 11 inch griddle | 2044 | CAPITAL | REPLACEMENT | N/A | USD/teraBtu | us | us | 40410052986.4309
commercial cooking | Range, Gas, 4 burner, oven, 11 inch griddle | 2044 | FIXED_OM | NEW | N/A | USD/teraBtu | us | us | 460910418.6781
commercial cooking | Range, Gas, 4 burner, oven, 11 inch griddle | 2044 | FIXED_OM | REPLACEMENT | N/A | USD/teraBtu | us | us | 460910418.6781
commercial cooking | Range, Gas, 4 burner, oven, 11 inch griddle | 2045 | CAPITAL | NEW | N/A | USD/teraBtu | us | us | 40410052986.4309
commercial cooking | Range, Gas, 4 burner, oven, 11 inch griddle | 2045 | CAPITAL | REPLACEMENT | N/A | USD/teraBtu | us | us | 40410052986.4309
commercial cooking | Range, Gas, 4 burner, oven, 11 inch griddle | 2045 | FIXED_OM | NEW | N/A | USD/teraBtu | us | us | 460910418.6781
commercial cooking | Range, Gas, 4 burner, oven, 11 inch griddle | 2045 | FIXED_OM | REPLACEMENT | N/A | USD/teraBtu | us | us | 460910418.6781
commercial cooking | Range, Gas, 4 burner, oven, 11 inch griddle | 2046 | CAPITAL | NEW | N/A | USD/teraBtu | us | us | 40410052986.4309
commercial cooking | Range, Gas, 4 burner, oven, 11 inch griddle | 2046 | CAPITAL | REPLACEMENT | N/A | USD/teraBtu | us | us | 40410052986.4309
commercial cooking | Range, Gas, 4 burner, oven, 11 inch griddle | 2046 | FIXED_OM | NEW | N/A | USD/teraBtu | us | us | 460910418.6781
commercial cooking | Range, Gas, 4 burner, oven, 11 inch griddle | 2046 | FIXED_OM | REPLACEMENT | N/A | USD/teraBtu | us | us | 460910418.6781
commercial cooking | Range, Gas, 4 burner, oven, 11 inch griddle | 2047 | CAPITAL | NEW | N/A | USD/teraBtu | us | us | 40410052986.4309
commercial cooking | Range, Gas, 4 burner, oven, 11 inch griddle | 2047 | CAPITAL | REPLACEMENT | N/A | USD/teraBtu | us | us | 40410052986.4309
commercial cooking | Range, Gas, 4 burner, oven, 11 inch griddle | 2047 | FIXED_OM | NEW | N/A | USD/teraBtu | us | us | 460910418.6781
commercial cooking | Range, Gas, 4 burner, oven, 11 inch griddle | 2047 | FIXED_OM | REPLACEMENT | N/A | USD/teraBtu | us | us | 460910418.6781
commercial cooking | Range, Gas, 4 burner, oven, 11 inch griddle | 2048 | CAPITAL | NEW | N/A | USD/teraBtu | us | us | 40410052986.4309
commercial cooking | Range, Gas, 4 burner, oven, 11 inch griddle | 2048 | CAPITAL | REPLACEMENT | N/A | USD/teraBtu | us | us | 40410052986.4309
commercial cooking | Range, Gas, 4 burner, oven, 11 inch griddle | 2048 | FIXED_OM | NEW | N/A | USD/teraBtu | us | us | 460910418.6781
commercial cooking | Range, Gas, 4 burner, oven, 11 inch griddle | 2048 | FIXED_OM | REPLACEMENT | N/A | USD/teraBtu | us | us | 460910418.6781
commercial cooking | Range, Gas, 4 burner, oven, 11 inch griddle | 2049 | CAPITAL | NEW | N/A | USD/teraBtu | us | us | 40410052986.4309
commercial cooking | Range, Gas, 4 burner, oven, 11 inch griddle | 2049 | CAPITAL | REPLACEMENT | N/A | USD/teraBtu | us | us | 40410052986.4309
commercial cooking | Range, Gas, 4 burner, oven, 11 inch griddle | 2049 | FIXED_OM | NEW | N/A | USD/teraBtu | us | us | 460910418.6781
commercial cooking | Range, Gas, 4 burner, oven, 11 inch griddle | 2049 | FIXED_OM | REPLACEMENT | N/A | USD/teraBtu | us | us | 460910418.6781
commercial cooking | Range, Gas, 4 burner, oven, 11 inch griddle | 2050 | CAPITAL | NEW | N/A | USD/teraBtu | us | us | 40410052986.4309
commercial cooking | Range, Gas, 4 burner, oven, 11 inch griddle | 2050 | CAPITAL | REPLACEMENT | N/A | USD/teraBtu | us | us | 40410052986.4309
commercial cooking | Range, Gas, 4 burner, oven, 11 inch griddle | 2050 | FIXED_OM | NEW | N/A | USD/teraBtu | us | us | 460910418.6781
commercial cooking | Range, Gas, 4 burner, oven, 11 inch griddle | 2050 | FIXED_OM | REPLACEMENT | N/A | USD/teraBtu | us | us | 460910418.6781
commercial cooking | Range, Gas, 4 powered burners, convect. oven, 11 inch griddle | 2020 | CAPITAL | NEW | N/A | USD/teraBtu | us | us | 55062716761.6169
commercial cooking | Range, Gas, 4 powered burners, convect. oven, 11 inch griddle | 2020 | CAPITAL | REPLACEMENT | N/A | USD/teraBtu | us | us | 55062716761.6169
commercial cooking | Range, Gas, 4 powered burners, convect. oven, 11 inch griddle | 2020 | FIXED_OM | NEW | N/A | USD/teraBtu | us | us | 460910418.6781
commercial cooking | Range, Gas, 4 powered burners, convect. oven, 11 inch griddle | 2020 | FIXED_OM | REPLACEMENT | N/A | USD/teraBtu | us | us | 460910418.6781
commercial cooking | Range, Gas, 4 powered burners, convect. oven, 11 inch griddle | 2021 | CAPITAL | NEW | N/A | USD/teraBtu | us | us | 55062716761.6169
commercial cooking | Range, Gas, 4 powered burners, convect. oven, 11 inch griddle | 2021 | CAPITAL | REPLACEMENT | N/A | USD/teraBtu | us | us | 55062716761.6169
commercial cooking | Range, Gas, 4 powered burners, convect. oven, 11 inch griddle | 2021 | FIXED_OM | NEW | N/A | USD/teraBtu | us | us | 460910418.6781
commercial cooking | Range, Gas, 4 powered burners, convect. oven, 11 inch griddle | 2021 | FIXED_OM | REPLACEMENT | N/A | USD/teraBtu | us | us | 460910418.6781
commercial cooking | Range, Gas, 4 powered burners, convect. oven, 11 inch griddle | 2022 | CAPITAL | NEW | N/A | USD/teraBtu | us | us | 55062716761.6169
commercial cooking | Range, Gas, 4 powered burners, convect. oven, 11 inch griddle | 2022 | CAPITAL | REPLACEMENT | N/A | USD/teraBtu | us | us | 55062716761.6169
commercial cooking | Range, Gas, 4 powered burners, convect. oven, 11 inch griddle | 2022 | FIXED_OM | NEW | N/A | USD/teraBtu | us | us | 460910418.6781
commercial cooking | Range, Gas, 4 powered burners, convect. oven, 11 inch griddle | 2022 | FIXED_OM | REPLACEMENT | N/A | USD/teraBtu | us | us | 460910418.6781
commercial cooking | Range, Gas, 4 powered burners, convect. oven, 11 inch griddle | 2023 | CAPITAL | NEW | N/A | USD/teraBtu | us | us | 55062716761.6169
commercial cooking | Range, Gas, 4 powered burners, convect. oven, 11 inch griddle | 2023 | CAPITAL | REPLACEMENT | N/A | USD/teraBtu | us | us | 55062716761.6169
commercial cooking | Range, Gas, 4 powered burners, convect. oven, 11 inch griddle | 2023 | FIXED_OM | NEW | N/A | USD/teraBtu | us | us | 460910418.6781
commercial cooking | Range, Gas, 4 powered burners, convect. oven, 11 inch griddle | 2023 | FIXED_OM | REPLACEMENT | N/A | USD/teraBtu | us | us | 460910418.6781
commercial cooking | Range, Gas, 4 powered burners, convect. oven, 11 inch griddle | 2024 | CAPITAL | NEW | N/A | USD/teraBtu | us | us | 55062716761.6169
commercial cooking | Range, Gas, 4 powered burners, convect. oven, 11 inch griddle | 2024 | CAPITAL | REPLACEMENT | N/A | USD/teraBtu | us | us | 55062716761.6169
commercial cooking | Range, Gas, 4 powered burners, convect. oven, 11 inch griddle | 2024 | FIXED_OM | NEW | N/A | USD/teraBtu | us | us | 460910418.6781
commercial cooking | Range, Gas, 4 powered burners, convect. oven, 11 inch griddle | 2024 | FIXED_OM | REPLACEMENT | N/A | USD/teraBtu | us | us | 460910418.6781
commercial cooking | Range, Gas, 4 powered burners, convect. oven, 11 inch griddle | 2025 | CAPITAL | NEW | N/A | USD/teraBtu | us | us | 55062716761.6169
commercial cooking | Range, Gas, 4 powered burners, convect. oven, 11 inch griddle | 2025 | CAPITAL | REPLACEMENT | N/A | USD/teraBtu | us | us | 55062716761.6169
commercial cooking | Range, Gas, 4 powered burners, convect. oven, 11 inch griddle | 2025 | FIXED_OM | NEW | N/A | USD/teraBtu | us | us | 460910418.6781
commercial cooking | Range, Gas, 4 powered burners, convect. oven, 11 inch griddle | 2025 | FIXED_OM | REPLACEMENT | N/A | USD/teraBtu | us | us | 460910418.6781
commercial cooking | Range, Gas, 4 powered burners, convect. oven, 11 inch griddle | 2026 | CAPITAL | NEW | N/A | USD/teraBtu | us | us | 55062716761.6169
commercial cooking | Range, Gas, 4 powered burners, convect. oven, 11 inch griddle | 2026 | CAPITAL | REPLACEMENT | N/A | USD/teraBtu | us | us | 55062716761.6169
commercial cooking | Range, Gas, 4 powered burners, convect. oven, 11 inch griddle | 2026 | FIXED_OM | NEW | N/A | USD/teraBtu | us | us | 460910418.6781
commercial cooking | Range, Gas, 4 powered burners, convect. oven, 11 inch griddle | 2026 | FIXED_OM | REPLACEMENT | N/A | USD/teraBtu | us | us | 460910418.6781
commercial cooking | Range, Gas, 4 powered burners, convect. oven, 11 inch griddle | 2027 | CAPITAL | NEW | N/A | USD/teraBtu | us | us | 55062716761.6169
commercial cooking | Range, Gas, 4 powered burners, convect. oven, 11 inch griddle | 2027 | CAPITAL | REPLACEMENT | N/A | USD/teraBtu | us | us | 55062716761.6169
commercial cooking | Range, Gas, 4 powered burners, convect. oven, 11 inch griddle | 2027 | FIXED_OM | NEW | N/A | USD/teraBtu | us | us | 460910418.6781
commercial cooking | Range, Gas, 4 powered burners, convect. oven, 11 inch griddle | 2027 | FIXED_OM | REPLACEMENT | N/A | USD/teraBtu | us | us | 460910418.6781
commercial cooking | Range, Gas, 4 powered burners, convect. oven, 11 inch griddle | 2028 | CAPITAL | NEW | N/A | USD/teraBtu | us | us | 55062716761.6169
commercial cooking | Range, Gas, 4 powered burners, convect. oven, 11 inch griddle | 2028 | CAPITAL | REPLACEMENT | N/A | USD/teraBtu | us | us | 55062716761.6169
commercial cooking | Range, Gas, 4 powered burners, convect. oven, 11 inch griddle | 2028 | FIXED_OM | NEW | N/A | USD/teraBtu | us | us | 460910418.6781
commercial cooking | Range, Gas, 4 powered burners, convect. oven, 11 inch griddle | 2028 | FIXED_OM | REPLACEMENT | N/A | USD/teraBtu | us | us | 460910418.6781
commercial cooking | Range, Gas, 4 powered burners, convect. oven, 11 inch griddle | 2029 | CAPITAL | NEW | N/A | USD/teraBtu | us | us | 55062716761.6169
commercial cooking | Range, Gas, 4 powered burners, convect. oven, 11 inch griddle | 2029 | CAPITAL | REPLACEMENT | N/A | USD/teraBtu | us | us | 55062716761.6169
commercial cooking | Range, Gas, 4 powered burners, convect. oven, 11 inch griddle | 2029 | FIXED_OM | NEW | N/A | USD/teraBtu | us | us | 460910418.6781
commercial cooking | Range, Gas, 4 powered burners, convect. oven, 11 inch griddle | 2029 | FIXED_OM | REPLACEMENT | N/A | USD/teraBtu | us | us | 460910418.6781
commercial cooking | Range, Gas, 4 powered burners, convect. oven, 11 inch griddle | 2030 | CAPITAL | NEW | N/A | USD/teraBtu | us | us | 55062716761.6169
commercial cooking | Range, Gas, 4 powered burners, convect. oven, 11 inch griddle | 2030 | CAPITAL | REPLACEMENT | N/A | USD/teraBtu | us | us | 55062716761.6169
commercial cooking | Range, Gas, 4 powered burners, convect. oven, 11 inch griddle | 2030 | FIXED_OM | NEW | N/A | USD/teraBtu | us | us | 460910418.6781
commercial cooking | Range, Gas, 4 powered burners, convect. oven, 11 inch griddle | 2030 | FIXED_OM | REPLACEMENT | N/A | USD/teraBtu | us | us | 460910418.6781
commercial cooking | Range, Gas, 4 powered burners, convect. oven, 11 inch griddle | 2031 | CAPITAL | NEW | N/A | USD/teraBtu | us | us | 55062716761.6169
commercial cooking | Range, Gas, 4 powered burners, convect. oven, 11 inch griddle | 2031 | CAPITAL | REPLACEMENT | N/A | USD/teraBtu | us | us | 55062716761.6169
commercial cooking | Range, Gas, 4 powered burners, convect. oven, 11 inch griddle | 2031 | FIXED_OM | NEW | N/A | USD/teraBtu | us | us | 460910418.6781
commercial cooking | Range, Gas, 4 powered burners, convect. oven, 11 inch griddle | 2031 | FIXED_OM | REPLACEMENT | N/A | USD/teraBtu | us | us | 460910418.6781
commercial cooking | Range, Gas, 4 powered burners, convect. oven, 11 inch griddle | 2032 | CAPITAL | NEW | N/A | USD/teraBtu | us | us | 55062716761.6169
commercial cooking | Range, Gas, 4 powered burners, convect. oven, 11 inch griddle | 2032 | CAPITAL | REPLACEMENT | N/A | USD/teraBtu | us | us | 55062716761.6169
commercial cooking | Range, Gas, 4 powered burners, convect. oven, 11 inch griddle | 2032 | FIXED_OM | NEW | N/A | USD/teraBtu | us | us | 460910418.6781
commercial cooking | Range, Gas, 4 powered burners, convect. oven, 11 inch griddle | 2032 | FIXED_OM | REPLACEMENT | N/A | USD/teraBtu | us | us | 460910418.6781
commercial cooking | Range, Gas, 4 powered burners, convect. oven, 11 inch griddle | 2033 | CAPITAL | NEW | N/A | USD/teraBtu | us | us | 55062716761.6169
commercial cooking | Range, Gas, 4 powered burners, convect. oven, 11 inch griddle | 2033 | CAPITAL | REPLACEMENT | N/A | USD/teraBtu | us | us | 55062716761.6169
commercial cooking | Range, Gas, 4 powered burners, convect. oven, 11 inch griddle | 2033 | FIXED_OM | NEW | N/A | USD/teraBtu | us | us | 460910418.6781
commercial cooking | Range, Gas, 4 powered burners, convect. oven, 11 inch griddle | 2033 | FIXED_OM | REPLACEMENT | N/A | USD/teraBtu | us | us | 460910418.6781
commercial cooking | Range, Gas, 4 powered burners, convect. oven, 11 inch griddle | 2034 | CAPITAL | NEW | N/A | USD/teraBtu | us | us | 55062716761.6169
commercial cooking | Range, Gas, 4 powered burners, convect. oven, 11 inch griddle | 2034 | CAPITAL | REPLACEMENT | N/A | USD/teraBtu | us | us | 55062716761.6169
commercial cooking | Range, Gas, 4 powered burners, convect. oven, 11 inch griddle | 2034 | FIXED_OM | NEW | N/A | USD/teraBtu | us | us | 460910418.6781
commercial cooking | Range, Gas, 4 powered burners, convect. oven, 11 inch griddle | 2034 | FIXED_OM | REPLACEMENT | N/A | USD/teraBtu | us | us | 460910418.6781
commercial cooking | Range, Gas, 4 powered burners, convect. oven, 11 inch griddle | 2035 | CAPITAL | NEW | N/A | USD/teraBtu | us | us | 55062716761.6169
commercial cooking | Range, Gas, 4 powered burners, convect. oven, 11 inch griddle | 2035 | CAPITAL | REPLACEMENT | N/A | USD/teraBtu | us | us | 55062716761.6169
commercial cooking | Range, Gas, 4 powered burners, convect. oven, 11 inch griddle | 2035 | FIXED_OM | NEW | N/A | USD/teraBtu | us | us | 460910418.6781
commercial cooking | Range, Gas, 4 powered burners, convect. oven, 11 inch griddle | 2035 | FIXED_OM | REPLACEMENT | N/A | USD/teraBtu | us | us | 460910418.6781
commercial cooking | Range, Gas, 4 powered burners, convect. oven, 11 inch griddle | 2036 | CAPITAL | NEW | N/A | USD/teraBtu | us | us | 55062716761.6169
commercial cooking | Range, Gas, 4 powered burners, convect. oven, 11 inch griddle | 2036 | CAPITAL | REPLACEMENT | N/A | USD/teraBtu | us | us | 55062716761.6169
commercial cooking | Range, Gas, 4 powered burners, convect. oven, 11 inch griddle | 2036 | FIXED_OM | NEW | N/A | USD/teraBtu | us | us | 460910418.6781
commercial cooking | Range, Gas, 4 powered burners, convect. oven, 11 inch griddle | 2036 | FIXED_OM | REPLACEMENT | N/A | USD/teraBtu | us | us | 460910418.6781
commercial cooking | Range, Gas, 4 powered burners, convect. oven, 11 inch griddle | 2037 | CAPITAL | NEW | N/A | USD/teraBtu | us | us | 55062716761.6169
commercial cooking | Range, Gas, 4 powered burners, convect. oven, 11 inch griddle | 2037 | CAPITAL | REPLACEMENT | N/A | USD/teraBtu | us | us | 55062716761.6169
commercial cooking | Range, Gas, 4 powered burners, convect. oven, 11 inch griddle | 2037 | FIXED_OM | NEW | N/A | USD/teraBtu | us | us | 460910418.6781
commercial cooking | Range, Gas, 4 powered burners, convect. oven, 11 inch griddle | 2037 | FIXED_OM | REPLACEMENT | N/A | USD/teraBtu | us | us | 460910418.6781
commercial cooking | Range, Gas, 4 powered burners, convect. oven, 11 inch griddle | 2038 | CAPITAL | NEW | N/A | USD/teraBtu | us | us | 55062716761.6169
commercial cooking | Range, Gas, 4 powered burners, convect. oven, 11 inch griddle | 2038 | CAPITAL | REPLACEMENT | N/A | USD/teraBtu | us | us | 55062716761.6169
commercial cooking | Range, Gas, 4 powered burners, convect. oven, 11 inch griddle | 2038 | FIXED_OM | NEW | N/A | USD/teraBtu | us | us | 460910418.6781
commercial cooking | Range, Gas, 4 powered burners, convect. oven, 11 inch griddle | 2038 | FIXED_OM | REPLACEMENT | N/A | USD/teraBtu | us | us | 460910418.6781
commercial cooking | Range, Gas, 4 powered burners, convect. oven, 11 inch griddle | 2039 | CAPITAL | NEW | N/A | USD/teraBtu | us | us | 55062716761.6169
commercial cooking | Range, Gas, 4 powered burners, convect. oven, 11 inch griddle | 2039 | CAPITAL | REPLACEMENT | N/A | USD/teraBtu | us | us | 55062716761.6169
commercial cooking | Range, Gas, 4 powered burners, convect. oven, 11 inch griddle | 2039 | FIXED_OM | NEW | N/A | USD/teraBtu | us | us | 460910418.6781
commercial cooking | Range, Gas, 4 powered burners, convect. oven, 11 inch griddle | 2039 | FIXED_OM | REPLACEMENT | N/A | USD/teraBtu | us | us | 460910418.6781
commercial cooking | Range, Gas, 4 powered burners, convect. oven, 11 inch griddle | 2040 | CAPITAL | NEW | N/A | USD/teraBtu | us | us | 55062716761.6169
commercial cooking | Range, Gas, 4 powered burners, convect. oven, 11 inch griddle | 2040 | CAPITAL | REPLACEMENT | N/A | USD/teraBtu | us | us | 55062716761.6169
commercial cooking | Range, Gas, 4 powered burners, convect. oven, 11 inch griddle | 2040 | FIXED_OM | NEW | N/A | USD/teraBtu | us | us | 460910418.6781
commercial cooking | Range, Gas, 4 powered burners, convect. oven, 11 inch griddle | 2040 | FIXED_OM | REPLACEMENT | N/A | USD/teraBtu | us | us | 460910418.6781
commercial cooking | Range, Gas, 4 powered burners, convect. oven, 11 inch griddle | 2041 | CAPITAL | NEW | N/A | USD/teraBtu | us | us | 55062716761.6169
commercial cooking | Range, Gas, 4 powered burners, convect. oven, 11 inch griddle | 2041 | CAPITAL | REPLACEMENT | N/A | USD/teraBtu | us | us | 55062716761.6169
commercial cooking | Range, Gas, 4 powered burners, convect. oven, 11 inch griddle | 2041 | FIXED_OM | NEW | N/A | USD/teraBtu | us | us | 460910418.6781
commercial cooking | Range, Gas, 4 powered burners, convect. oven, 11 inch griddle | 2041 | FIXED_OM | REPLACEMENT | N/A | USD/teraBtu | us | us | 460910418.6781
commercial cooking | Range, Gas, 4 powered burners, convect. oven, 11 inch griddle | 2042 | CAPITAL | NEW | N/A | USD/teraBtu | us | us | 55062716761.6169
commercial cooking | Range, Gas, 4 powered burners, convect. oven, 11 inch griddle | 2042 | CAPITAL | REPLACEMENT | N/A | USD/teraBtu | us | us | 55062716761.6169
commercial cooking | Range, Gas, 4 powered burners, convect. oven, 11 inch griddle | 2042 | FIXED_OM | NEW | N/A | USD/teraBtu | us | us | 460910418.6781
commercial cooking | Range, Gas, 4 powered burners, convect. oven, 11 inch griddle | 2042 | FIXED_OM | REPLACEMENT | N/A | USD/teraBtu | us | us | 460910418.6781
commercial cooking | Range, Gas, 4 powered burners, convect. oven, 11 inch griddle | 2043 | CAPITAL | NEW | N/A | USD/teraBtu | us | us | 55062716761.6169
commercial cooking | Range, Gas, 4 powered burners, convect. oven, 11 inch griddle | 2043 | CAPITAL | REPLACEMENT | N/A | USD/teraBtu | us | us | 55062716761.6169
commercial cooking | Range, Gas, 4 powered burners, convect. oven, 11 inch griddle | 2043 | FIXED_OM | NEW | N/A | USD/teraBtu | us | us | 460910418.6781
commercial cooking | Range, Gas, 4 powered burners, convect. oven, 11 inch griddle | 2043 | FIXED_OM | REPLACEMENT | N/A | USD/teraBtu | us | us | 460910418.6781
commercial cooking | Range, Gas, 4 powered burners, convect. oven, 11 inch griddle | 2044 | CAPITAL | NEW | N/A | USD/teraBtu | us | us | 55062716761.6169
commercial cooking | Range, Gas, 4 powered burners, convect. oven, 11 inch griddle | 2044 | CAPITAL | REPLACEMENT | N/A | USD/teraBtu | us | us | 55062716761.6169
commercial cooking | Range, Gas, 4 powered burners, convect. oven, 11 inch griddle | 2044 | FIXED_OM | NEW | N/A | USD/teraBtu | us | us | 460910418.6781
commercial cooking | Range, Gas, 4 powered burners, convect. oven, 11 inch griddle | 2044 | FIXED_OM | REPLACEMENT | N/A | USD/teraBtu | us | us | 460910418.6781
commercial cooking | Range, Gas, 4 powered burners, convect. oven, 11 inch griddle | 2045 | CAPITAL | NEW | N/A | USD/teraBtu | us | us | 55062716761.6169
commercial cooking | Range, Gas, 4 powered burners, convect. oven, 11 inch griddle | 2045 | CAPITAL | REPLACEMENT | N/A | USD/teraBtu | us | us | 55062716761.6169
commercial cooking | Range, Gas, 4 powered burners, convect. oven, 11 inch griddle | 2045 | FIXED_OM | NEW | N/A | USD/teraBtu | us | us | 460910418.6781
commercial cooking | Range, Gas, 4 powered burners, convect. oven, 11 inch griddle | 2045 | FIXED_OM | REPLACEMENT | N/A | USD/teraBtu | us | us | 460910418.6781
commercial cooking | Range, Gas, 4 powered burners, convect. oven, 11 inch griddle | 2046 | CAPITAL | NEW | N/A | USD/teraBtu | us | us | 55062716761.6169
commercial cooking | Range, Gas, 4 powered burners, convect. oven, 11 inch griddle | 2046 | CAPITAL | REPLACEMENT | N/A | USD/teraBtu | us | us | 55062716761.6169
commercial cooking | Range, Gas, 4 powered burners, convect. oven, 11 inch griddle | 2046 | FIXED_OM | NEW | N/A | USD/teraBtu | us | us | 460910418.6781
commercial cooking | Range, Gas, 4 powered burners, convect. oven, 11 inch griddle | 2046 | FIXED_OM | REPLACEMENT | N/A | USD/teraBtu | us | us | 460910418.6781
commercial cooking | Range, Gas, 4 powered burners, convect. oven, 11 inch griddle | 2047 | CAPITAL | NEW | N/A | USD/teraBtu | us | us | 55062716761.6169
commercial cooking | Range, Gas, 4 powered burners, convect. oven, 11 inch griddle | 2047 | CAPITAL | REPLACEMENT | N/A | USD/teraBtu | us | us | 55062716761.6169
commercial cooking | Range, Gas, 4 powered burners, convect. oven, 11 inch griddle | 2047 | FIXED_OM | NEW | N/A | USD/teraBtu | us | us | 460910418.6781
commercial cooking | Range, Gas, 4 powered burners, convect. oven, 11 inch griddle | 2047 | FIXED_OM | REPLACEMENT | N/A | USD/teraBtu | us | us | 460910418.6781
commercial cooking | Range, Gas, 4 powered burners, convect. oven, 11 inch griddle | 2048 | CAPITAL | NEW | N/A | USD/teraBtu | us | us | 55062716761.6169
commercial cooking | Range, Gas, 4 powered burners, convect. oven, 11 inch griddle | 2048 | CAPITAL | REPLACEMENT | N/A | USD/teraBtu | us | us | 55062716761.6169
commercial cooking | Range, Gas, 4 powered burners, convect. oven, 11 inch griddle | 2048 | FIXED_OM | NEW | N/A | USD/teraBtu | us | us | 460910418.6781
commercial cooking | Range, Gas, 4 powered burners, convect. oven, 11 inch griddle | 2048 | FIXED_OM | REPLACEMENT | N/A | USD/teraBtu | us | us | 460910418.6781
commercial cooking | Range, Gas, 4 powered burners, convect. oven, 11 inch griddle | 2049 | CAPITAL | NEW | N/A | USD/teraBtu | us | us | 55062716761.6169
commercial cooking | Range, Gas, 4 powered burners, convect. oven, 11 inch griddle | 2049 | CAPITAL | REPLACEMENT | N/A | USD/teraBtu | us | us | 55062716761.6169
commercial cooking | Range, Gas, 4 powered burners, convect. oven, 11 inch griddle | 2049 | FIXED_OM | NEW | N/A | USD/teraBtu | us | us | 460910418.6781
commercial cooking | Range, Gas, 4 powered burners, convect. oven, 11 inch griddle | 2049 | FIXED_OM | REPLACEMENT | N/A | USD/teraBtu | us | us | 460910418.6781
commercial cooking | Range, Gas, 4 powered burners, convect. oven, 11 inch griddle | 2050 | CAPITAL | NEW | N/A | USD/teraBtu | us | us | 55062716761.6169
commercial cooking | Range, Gas, 4 powered burners, convect. oven, 11 inch griddle | 2050 | CAPITAL | REPLACEMENT | N/A | USD/teraBtu | us | us | 55062716761.6169
commercial cooking | Range, Gas, 4 powered burners, convect. oven, 11 inch griddle | 2050 | FIXED_OM | NEW | N/A | USD/teraBtu | us | us | 460910418.6781
commercial cooking | Range, Gas, 4 powered burners, convect. oven, 11 inch griddle | 2050 | FIXED_OM | REPLACEMENT | N/A | USD/teraBtu | us | us | 460910418.6781
commercial lighting | 4ft LFL: LED Integrated Luminaire | 2020 | CAPITAL | NEW | assembly | USD/gigalumen_year | us | us | 250119937299.879
commercial lighting | 4ft LFL: LED Integrated Luminaire | 2020 | CAPITAL | NEW | education | USD/gigalumen_year | us | us | 250119937299.879
commercial lighting | 4ft LFL: LED Integrated Luminaire | 2020 | CAPITAL | NEW | food sales | USD/gigalumen_year | us | us | 250119937299.879
commercial lighting | 4ft LFL: LED Integrated Luminaire | 2020 | CAPITAL | NEW | food service | USD/gigalumen_year | us | us | 250119937299.879
commercial lighting | 4ft LFL: LED Integrated Luminaire | 2020 | CAPITAL | NEW | health | USD/gigalumen_year | us | us | 250119937299.879
commercial lighting | 4ft LFL: LED Integrated Luminaire | 2020 | CAPITAL | NEW | lodging | USD/gigalumen_year | us | us | 250119937299.879
commercial lighting | 4ft LFL: LED Integrated Luminaire | 2020 | CAPITAL | NEW | merc/service | USD/gigalumen_year | us | us | 250119937299.879
commercial lighting | 4ft LFL: LED Integrated Luminaire | 2020 | CAPITAL | NEW | office-large | USD/gigalumen_year | us | us | 250119937299.879
commercial lighting | 4ft LFL: LED Integrated Luminaire | 2020 | CAPITAL | NEW | office-small | USD/gigalumen_year | us | us | 250119937299.879
commercial lighting | 4ft LFL: LED Integrated Luminaire | 2020 | CAPITAL | NEW | other | USD/gigalumen_year | us | us | 250119937299.879
commercial lighting | 4ft LFL: LED Integrated Luminaire | 2020 | CAPITAL | NEW | warehouse | USD/gigalumen_year | us | us | 250119937299.879
commercial lighting | 4ft LFL: LED Integrated Luminaire | 2020 | CAPITAL | REPLACEMENT | assembly | USD/gigalumen_year | us | us | 250119937299.879
commercial lighting | 4ft LFL: LED Integrated Luminaire | 2020 | CAPITAL | REPLACEMENT | education | USD/gigalumen_year | us | us | 250119937299.879
commercial lighting | 4ft LFL: LED Integrated Luminaire | 2020 | CAPITAL | REPLACEMENT | food sales | USD/gigalumen_year | us | us | 250119937299.879
commercial lighting | 4ft LFL: LED Integrated Luminaire | 2020 | CAPITAL | REPLACEMENT | food service | USD/gigalumen_year | us | us | 250119937299.879
commercial lighting | 4ft LFL: LED Integrated Luminaire | 2020 | CAPITAL | REPLACEMENT | health | USD/gigalumen_year | us | us | 250119937299.879
commercial lighting | 4ft LFL: LED Integrated Luminaire | 2020 | CAPITAL | REPLACEMENT | lodging | USD/gigalumen_year | us | us | 250119937299.879
commercial lighting | 4ft LFL: LED Integrated Luminaire | 2020 | CAPITAL | REPLACEMENT | merc/service | USD/gigalumen_year | us | us | 250119937299.879
commercial lighting | 4ft LFL: LED Integrated Luminaire | 2020 | CAPITAL | REPLACEMENT | office-large | USD/gigalumen_year | us | us | 250119937299.879
commercial lighting | 4ft LFL: LED Integrated Luminaire | 2020 | CAPITAL | REPLACEMENT | office-small | USD/gigalumen_year | us | us | 250119937299.879
commercial lighting | 4ft LFL: LED Integrated Luminaire | 2020 | CAPITAL | REPLACEMENT | other | USD/gigalumen_year | us | us | 250119937299.879
commercial lighting | 4ft LFL: LED Integrated Luminaire | 2020 | CAPITAL | REPLACEMENT | warehouse | USD/gigalumen_year | us | us | 250119937299.879
commercial lighting | 4ft LFL: LED Integrated Luminaire | 2020 | FIXED_OM | NEW | assembly | USD/gigalumen_year | us | us | 10429494004.6155
commercial lighting | 4ft LFL: LED Integrated Luminaire | 2020 | FIXED_OM | NEW | education | USD/gigalumen_year | us | us | 10429494004.6155
commercial lighting | 4ft LFL: LED Integrated Luminaire | 2020 | FIXED_OM | NEW | food sales | USD/gigalumen_year | us | us | 10429494004.6155
commercial lighting | 4ft LFL: LED Integrated Luminaire | 2020 | FIXED_OM | NEW | food service | USD/gigalumen_year | us | us | 10429494004.6155
commercial lighting | 4ft LFL: LED Integrated Luminaire | 2020 | FIXED_OM | NEW | health | USD/gigalumen_year | us | us | 10429494004.6155
commercial lighting | 4ft LFL: LED Integrated Luminaire | 2020 | FIXED_OM | NEW | lodging | USD/gigalumen_year | us | us | 10429494004.6155
commercial lighting | 4ft LFL: LED Integrated Luminaire | 2020 | FIXED_OM | NEW | merc/service | USD/gigalumen_year | us | us | 10429494004.6155
commercial lighting | 4ft LFL: LED Integrated Luminaire | 2020 | FIXED_OM | NEW | office-large | USD/gigalumen_year | us | us | 10429494004.6155
commercial lighting | 4ft LFL: LED Integrated Luminaire | 2020 | FIXED_OM | NEW | office-small | USD/gigalumen_year | us | us | 10429494004.6155
commercial lighting | 4ft LFL: LED Integrated Luminaire | 2020 | FIXED_OM | NEW | other | USD/gigalumen_year | us | us | 10429494004.6155
commercial lighting | 4ft LFL: LED Integrated Luminaire | 2020 | FIXED_OM | NEW | warehouse | USD/gigalumen_year | us | us | 10429494004.6155
commercial lighting | 4ft LFL: LED Integrated Luminaire | 2020 | FIXED_OM | REPLACEMENT | assembly | USD/gigalumen_year | us | us | 10429494004.6155
commercial lighting | 4ft LFL: LED Integrated Luminaire | 2020 | FIXED_OM | REPLACEMENT | education | USD/gigalumen_year | us | us | 10429494004.6155
commercial lighting | 4ft LFL: LED Integrated Luminaire | 2020 | FIXED_OM | REPLACEMENT | food sales | USD/gigalumen_year | us | us | 10429494004.6155
commercial lighting | 4ft LFL: LED Integrated Luminaire | 2020 | FIXED_OM | REPLACEMENT | food service | USD/gigalumen_year | us | us | 10429494004.6155
commercial lighting | 4ft LFL: LED Integrated Luminaire | 2020 | FIXED_OM | REPLACEMENT | health | USD/gigalumen_year | us | us | 10429494004.6155
commercial lighting | 4ft LFL: LED Integrated Luminaire | 2020 | FIXED_OM | REPLACEMENT | lodging | USD/gigalumen_year | us | us | 10429494004.6155
commercial lighting | 4ft LFL: LED Integrated Luminaire | 2020 | FIXED_OM | REPLACEMENT | merc/service | USD/gigalumen_year | us | us | 10429494004.6155
commercial lighting | 4ft LFL: LED Integrated Luminaire | 2020 | FIXED_OM | REPLACEMENT | office-large | USD/gigalumen_year | us | us | 10429494004.6155
commercial lighting | 4ft LFL: LED Integrated Luminaire | 2020 | FIXED_OM | REPLACEMENT | office-small | USD/gigalumen_year | us | us | 10429494004.6155
commercial lighting | 4ft LFL: LED Integrated Luminaire | 2020 | FIXED_OM | REPLACEMENT | other | USD/gigalumen_year | us | us | 10429494004.6155
commercial lighting | 4ft LFL: LED Integrated Luminaire | 2020 | FIXED_OM | REPLACEMENT | warehouse | USD/gigalumen_year | us | us | 10429494004.6155
commercial lighting | 4ft LFL: LED Integrated Luminaire | 2021 | CAPITAL | NEW | assembly | USD/gigalumen_year | us | us | 250119937299.879
commercial lighting | 4ft LFL: LED Integrated Luminaire | 2021 | CAPITAL | NEW | education | USD/gigalumen_year | us | us | 250119937299.879
commercial lighting | 4ft LFL: LED Integrated Luminaire | 2021 | CAPITAL | NEW | food sales | USD/gigalumen_year | us | us | 250119937299.879
commercial lighting | 4ft LFL: LED Integrated Luminaire | 2021 | CAPITAL | NEW | food service | USD/gigalumen_year | us | us | 250119937299.879
commercial lighting | 4ft LFL: LED Integrated Luminaire | 2021 | CAPITAL | NEW | health | USD/gigalumen_year | us | us | 250119937299.879
commercial lighting | 4ft LFL: LED Integrated Luminaire | 2021 | CAPITAL | NEW | lodging | USD/gigalumen_year | us | us | 250119937299.879
commercial lighting | 4ft LFL: LED Integrated Luminaire | 2021 | CAPITAL | NEW | merc/service | USD/gigalumen_year | us | us | 250119937299.879
commercial lighting | 4ft LFL: LED Integrated Luminaire | 2021 | CAPITAL | NEW | office-large | USD/gigalumen_year | us | us | 250119937299.879
commercial lighting | 4ft LFL: LED Integrated Luminaire | 2021 | CAPITAL | NEW | office-small | USD/gigalumen_year | us | us | 250119937299.879
commercial lighting | 4ft LFL: LED Integrated Luminaire | 2021 | CAPITAL | NEW | other | USD/gigalumen_year | us | us | 250119937299.879
commercial lighting | 4ft LFL: LED Integrated Luminaire | 2021 | CAPITAL | NEW | warehouse | USD/gigalumen_year | us | us | 250119937299.879
commercial lighting | 4ft LFL: LED Integrated Luminaire | 2021 | CAPITAL | REPLACEMENT | assembly | USD/gigalumen_year | us | us | 250119937299.879
commercial lighting | 4ft LFL: LED Integrated Luminaire | 2021 | CAPITAL | REPLACEMENT | education | USD/gigalumen_year | us | us | 250119937299.879
commercial lighting | 4ft LFL: LED Integrated Luminaire | 2021 | CAPITAL | REPLACEMENT | food sales | USD/gigalumen_year | us | us | 250119937299.879
commercial lighting | 4ft LFL: LED Integrated Luminaire | 2021 | CAPITAL | REPLACEMENT | food service | USD/gigalumen_year | us | us | 250119937299.879
commercial lighting | 4ft LFL: LED Integrated Luminaire | 2021 | CAPITAL | REPLACEMENT | health | USD/gigalumen_year | us | us | 250119937299.879
commercial lighting | 4ft LFL: LED Integrated Luminaire | 2021 | CAPITAL | REPLACEMENT | lodging | USD/gigalumen_year | us | us | 250119937299.879
commercial lighting | 4ft LFL: LED Integrated Luminaire | 2021 | CAPITAL | REPLACEMENT | merc/service | USD/gigalumen_year | us | us | 250119937299.879
commercial lighting | 4ft LFL: LED Integrated Luminaire | 2021 | CAPITAL | REPLACEMENT | office-large | USD/gigalumen_year | us | us | 250119937299.879
commercial lighting | 4ft LFL: LED Integrated Luminaire | 2021 | CAPITAL | REPLACEMENT | office-small | USD/gigalumen_year | us | us | 250119937299.879
commercial lighting | 4ft LFL: LED Integrated Luminaire | 2021 | CAPITAL | REPLACEMENT | other | USD/gigalumen_year | us | us | 250119937299.879
commercial lighting | 4ft LFL: LED Integrated Luminaire | 2021 | CAPITAL | REPLACEMENT | warehouse | USD/gigalumen_year | us | us | 250119937299.879
commercial lighting | 4ft LFL: LED Integrated Luminaire | 2021 | FIXED_OM | NEW | assembly | USD/gigalumen_year | us | us | 10429494004.6155
commercial lighting | 4ft LFL: LED Integrated Luminaire | 2021 | FIXED_OM | NEW | education | USD/gigalumen_year | us | us | 10429494004.6155
commercial lighting | 4ft LFL: LED Integrated Luminaire | 2021 | FIXED_OM | NEW | food sales | USD/gigalumen_year | us | us | 10429494004.6155
commercial lighting | 4ft LFL: LED Integrated Luminaire | 2021 | FIXED_OM | NEW | food service | USD/gigalumen_year | us | us | 10429494004.6155
commercial lighting | 4ft LFL: LED Integrated Luminaire | 2021 | FIXED_OM | NEW | health | USD/gigalumen_year | us | us | 10429494004.6155
commercial lighting | 4ft LFL: LED Integrated Luminaire | 2021 | FIXED_OM | NEW | lodging | USD/gigalumen_year | us | us | 10429494004.6155
commercial lighting | 4ft LFL: LED Integrated Luminaire | 2021 | FIXED_OM | NEW | merc/service | USD/gigalumen_year | us | us | 10429494004.6155
commercial lighting | 4ft LFL: LED Integrated Luminaire | 2021 | FIXED_OM | NEW | office-large | USD/gigalumen_year | us | us | 10429494004.6155
commercial lighting | 4ft LFL: LED Integrated Luminaire | 2021 | FIXED_OM | NEW | office-small | USD/gigalumen_year | us | us | 10429494004.6155
commercial lighting | 4ft LFL: LED Integrated Luminaire | 2021 | FIXED_OM | NEW | other | USD/gigalumen_year | us | us | 10429494004.6155
commercial lighting | 4ft LFL: LED Integrated Luminaire | 2021 | FIXED_OM | NEW | warehouse | USD/gigalumen_year | us | us | 10429494004.6155
commercial lighting | 4ft LFL: LED Integrated Luminaire | 2021 | FIXED_OM | REPLACEMENT | assembly | USD/gigalumen_year | us | us | 10429494004.6155
commercial lighting | 4ft LFL: LED Integrated Luminaire | 2021 | FIXED_OM | REPLACEMENT | education | USD/gigalumen_year | us | us | 10429494004.6155
commercial lighting | 4ft LFL: LED Integrated Luminaire | 2021 | FIXED_OM | REPLACEMENT | food sales | USD/gigalumen_year | us | us | 10429494004.6155
commercial lighting | 4ft LFL: LED Integrated Luminaire | 2021 | FIXED_OM | REPLACEMENT | food service | USD/gigalumen_year | us | us | 10429494004.6155
commercial lighting | 4ft LFL: LED Integrated Luminaire | 2021 | FIXED_OM | REPLACEMENT | health | USD/gigalumen_year | us | us | 10429494004.6155
commercial lighting | 4ft LFL: LED Integrated Luminaire | 2021 | FIXED_OM | REPLACEMENT | lodging | USD/gigalumen_year | us | us | 10429494004.6155
commercial lighting | 4ft LFL: LED Integrated Luminaire | 2021 | FIXED_OM | REPLACEMENT | merc/service | USD/gigalumen_year | us | us | 10429494004.6155
commercial lighting | 4ft LFL: LED Integrated Luminaire | 2021 | FIXED_OM | REPLACEMENT | office-large | USD/gigalumen_year | us | us | 10429494004.6155
commercial lighting | 4ft LFL: LED Integrated Luminaire | 2021 | FIXED_OM | REPLACEMENT | office-small | USD/gigalumen_year | us | us | 10429494004.6155
commercial lighting | 4ft LFL: LED Integrated Luminaire | 2021 | FIXED_OM | REPLACEMENT | other | USD/gigalumen_year | us | us | 10429494004.6155
commercial lighting | 4ft LFL: LED Integrated Luminaire | 2021 | FIXED_OM | REPLACEMENT | warehouse | USD/gigalumen_year | us | us | 10429494004.6155
commercial lighting | 4ft LFL: LED Integrated Luminaire | 2022 | CAPITAL | NEW | assembly | USD/gigalumen_year | us | us | 250119937299.879
commercial lighting | 4ft LFL: LED Integrated Luminaire | 2022 | CAPITAL | NEW | education | USD/gigalumen_year | us | us | 250119937299.879
commercial lighting | 4ft LFL: LED Integrated Luminaire | 2022 | CAPITAL | NEW | food sales | USD/gigalumen_year | us | us | 250119937299.879
commercial lighting | 4ft LFL: LED Integrated Luminaire | 2022 | CAPITAL | NEW | food service | USD/gigalumen_year | us | us | 250119937299.879
commercial lighting | 4ft LFL: LED Integrated Luminaire | 2022 | CAPITAL | NEW | health | USD/gigalumen_year | us | us | 250119937299.879
commercial lighting | 4ft LFL: LED Integrated Luminaire | 2022 | CAPITAL | NEW | lodging | USD/gigalumen_year | us | us | 250119937299.879
commercial lighting | 4ft LFL: LED Integrated Luminaire | 2022 | CAPITAL | NEW | merc/service | USD/gigalumen_year | us | us | 250119937299.879
commercial lighting | 4ft LFL: LED Integrated Luminaire | 2022 | CAPITAL | NEW | office-large | USD/gigalumen_year | us | us | 250119937299.879
commercial lighting | 4ft LFL: LED Integrated Luminaire | 2022 | CAPITAL | NEW | office-small | USD/gigalumen_year | us | us | 250119937299.879
commercial lighting | 4ft LFL: LED Integrated Luminaire | 2022 | CAPITAL | NEW | other | USD/gigalumen_year | us | us | 250119937299.879
commercial lighting | 4ft LFL: LED Integrated Luminaire | 2022 | CAPITAL | NEW | warehouse | USD/gigalumen_year | us | us | 250119937299.879
commercial lighting | 4ft LFL: LED Integrated Luminaire | 2022 | CAPITAL | REPLACEMENT | assembly | USD/gigalumen_year | us | us | 250119937299.879
commercial lighting | 4ft LFL: LED Integrated Luminaire | 2022 | CAPITAL | REPLACEMENT | education | USD/gigalumen_year | us | us | 250119937299.879
commercial lighting | 4ft LFL: LED Integrated Luminaire | 2022 | CAPITAL | REPLACEMENT | food sales | USD/gigalumen_year | us | us | 250119937299.879
commercial lighting | 4ft LFL: LED Integrated Luminaire | 2022 | CAPITAL | REPLACEMENT | food service | USD/gigalumen_year | us | us | 250119937299.879
commercial lighting | 4ft LFL: LED Integrated Luminaire | 2022 | CAPITAL | REPLACEMENT | health | USD/gigalumen_year | us | us | 250119937299.879
commercial lighting | 4ft LFL: LED Integrated Luminaire | 2022 | CAPITAL | REPLACEMENT | lodging | USD/gigalumen_year | us | us | 250119937299.879
commercial lighting | 4ft LFL: LED Integrated Luminaire | 2022 | CAPITAL | REPLACEMENT | merc/service | USD/gigalumen_year | us | us | 250119937299.879
commercial lighting | 4ft LFL: LED Integrated Luminaire | 2022 | CAPITAL | REPLACEMENT | office-large | USD/gigalumen_year | us | us | 250119937299.879
commercial lighting | 4ft LFL: LED Integrated Luminaire | 2022 | CAPITAL | REPLACEMENT | office-small | USD/gigalumen_year | us | us | 250119937299.879
commercial lighting | 4ft LFL: LED Integrated Luminaire | 2022 | CAPITAL | REPLACEMENT | other | USD/gigalumen_year | us | us | 250119937299.879
commercial lighting | 4ft LFL: LED Integrated Luminaire | 2022 | CAPITAL | REPLACEMENT | warehouse | USD/gigalumen_year | us | us | 250119937299.879
commercial lighting | 4ft LFL: LED Integrated Luminaire | 2022 | FIXED_OM | NEW | assembly | USD/gigalumen_year | us | us | 10429494004.6155
commercial lighting | 4ft LFL: LED Integrated Luminaire | 2022 | FIXED_OM | NEW | education | USD/gigalumen_year | us | us | 10429494004.6155
commercial lighting | 4ft LFL: LED Integrated Luminaire | 2022 | FIXED_OM | NEW | food sales | USD/gigalumen_year | us | us | 10429494004.6155
commercial lighting | 4ft LFL: LED Integrated Luminaire | 2022 | FIXED_OM | NEW | food service | USD/gigalumen_year | us | us | 10429494004.6155
commercial lighting | 4ft LFL: LED Integrated Luminaire | 2022 | FIXED_OM | NEW | health | USD/gigalumen_year | us | us | 10429494004.6155
commercial lighting | 4ft LFL: LED Integrated Luminaire | 2022 | FIXED_OM | NEW | lodging | USD/gigalumen_year | us | us | 10429494004.6155
commercial lighting | 4ft LFL: LED Integrated Luminaire | 2022 | FIXED_OM | NEW | merc/service | USD/gigalumen_year | us | us | 10429494004.6155
commercial lighting | 4ft LFL: LED Integrated Luminaire | 2022 | FIXED_OM | NEW | office-large | USD/gigalumen_year | us | us | 10429494004.6155
commercial lighting | 4ft LFL: LED Integrated Luminaire | 2022 | FIXED_OM | NEW | office-small | USD/gigalumen_year | us | us | 10429494004.6155
commercial lighting | 4ft LFL: LED Integrated Luminaire | 2022 | FIXED_OM | NEW | other | USD/gigalumen_year | us | us | 10429494004.6155
commercial lighting | 4ft LFL: LED Integrated Luminaire | 2022 | FIXED_OM | NEW | warehouse | USD/gigalumen_year | us | us | 10429494004.6155
commercial lighting | 4ft LFL: LED Integrated Luminaire | 2022 | FIXED_OM | REPLACEMENT | assembly | USD/gigalumen_year | us | us | 10429494004.6155
commercial lighting | 4ft LFL: LED Integrated Luminaire | 2022 | FIXED_OM | REPLACEMENT | education | USD/gigalumen_year | us | us | 10429494004.6155
commercial lighting | 4ft LFL: LED Integrated Luminaire | 2022 | FIXED_OM | REPLACEMENT | food sales | USD/gigalumen_year | us | us | 10429494004.6155
commercial lighting | 4ft LFL: LED Integrated Luminaire | 2022 | FIXED_OM | REPLACEMENT | food service | USD/gigalumen_year | us | us | 10429494004.6155
commercial lighting | 4ft LFL: LED Integrated Luminaire | 2022 | FIXED_OM | REPLACEMENT | health | USD/gigalumen_year | us | us | 10429494004.6155
commercial lighting | 4ft LFL: LED Integrated Luminaire | 2022 | FIXED_OM | REPLACEMENT | lodging | USD/gigalumen_year | us | us | 10429494004.6155
commercial lighting | 4ft LFL: LED Integrated Luminaire | 2022 | FIXED_OM | REPLACEMENT | merc/service | USD/gigalumen_year | us | us | 10429494004.6155
commercial lighting | 4ft LFL: LED Integrated Luminaire | 2022 | FIXED_OM | REPLACEMENT | office-large | USD/gigalumen_year | us | us | 10429494004.6155
commercial lighting | 4ft LFL: LED Integrated Luminaire | 2022 | FIXED_OM | REPLACEMENT | office-small | USD/gigalumen_year | us | us | 10429494004.6155
commercial lighting | 4ft LFL: LED Integrated Luminaire | 2022 | FIXED_OM | REPLACEMENT | other | USD/gigalumen_year | us | us | 10429494004.6155
commercial lighting | 4ft LFL: LED Integrated Luminaire | 2022 | FIXED_OM | REPLACEMENT | warehouse | USD/gigalumen_year | us | us | 10429494004.6155
commercial lighting | 4ft LFL: LED Integrated Luminaire | 2023 | CAPITAL | NEW | assembly | USD/gigalumen_year | us | us | 239220646268.028
commercial lighting | 4ft LFL: LED Integrated Luminaire | 2023 | CAPITAL | NEW | education | USD/gigalumen_year | us | us | 239220646268.028
commercial lighting | 4ft LFL: LED Integrated Luminaire | 2023 | CAPITAL | NEW | food sales | USD/gigalumen_year | us | us | 239220646268.028
commercial lighting | 4ft LFL: LED Integrated Luminaire | 2023 | CAPITAL | NEW | food service | USD/gigalumen_year | us | us | 239220646268.028
commercial lighting | 4ft LFL: LED Integrated Luminaire | 2023 | CAPITAL | NEW | health | USD/gigalumen_year | us | us | 239220646268.028
commercial lighting | 4ft LFL: LED Integrated Luminaire | 2023 | CAPITAL | NEW | lodging | USD/gigalumen_year | us | us | 239220646268.028
commercial lighting | 4ft LFL: LED Integrated Luminaire | 2023 | CAPITAL | NEW | merc/service | USD/gigalumen_year | us | us | 239220646268.028
commercial lighting | 4ft LFL: LED Integrated Luminaire | 2023 | CAPITAL | NEW | office-large | USD/gigalumen_year | us | us | 239220646268.028
commercial lighting | 4ft LFL: LED Integrated Luminaire | 2023 | CAPITAL | NEW | office-small | USD/gigalumen_year | us | us | 239220646268.028
commercial lighting | 4ft LFL: LED Integrated Luminaire | 2023 | CAPITAL | NEW | other | USD/gigalumen_year | us | us | 239220646268.028
commercial lighting | 4ft LFL: LED Integrated Luminaire | 2023 | CAPITAL | NEW | warehouse | USD/gigalumen_year | us | us | 239220646268.028
commercial lighting | 4ft LFL: LED Integrated Luminaire | 2023 | CAPITAL | REPLACEMENT | assembly | USD/gigalumen_year | us | us | 239220646268.028
commercial lighting | 4ft LFL: LED Integrated Luminaire | 2023 | CAPITAL | REPLACEMENT | education | USD/gigalumen_year | us | us | 239220646268.028
commercial lighting | 4ft LFL: LED Integrated Luminaire | 2023 | CAPITAL | REPLACEMENT | food sales | USD/gigalumen_year | us | us | 239220646268.028
commercial lighting | 4ft LFL: LED Integrated Luminaire | 2023 | CAPITAL | REPLACEMENT | food service | USD/gigalumen_year | us | us | 239220646268.028
commercial lighting | 4ft LFL: LED Integrated Luminaire | 2023 | CAPITAL | REPLACEMENT | health | USD/gigalumen_year | us | us | 239220646268.028
commercial lighting | 4ft LFL: LED Integrated Luminaire | 2023 | CAPITAL | REPLACEMENT | lodging | USD/gigalumen_year | us | us | 239220646268.028
commercial lighting | 4ft LFL: LED Integrated Luminaire | 2023 | CAPITAL | REPLACEMENT | merc/service | USD/gigalumen_year | us | us | 239220646268.028
commercial lighting | 4ft LFL: LED Integrated Luminaire | 2023 | CAPITAL | REPLACEMENT | office-large | USD/gigalumen_year | us | us | 239220646268.028
commercial lighting | 4ft LFL: LED Integrated Luminaire | 2023 | CAPITAL | REPLACEMENT | office-small | USD/gigalumen_year | us | us | 239220646268.028
commercial lighting | 4ft LFL: LED Integrated Luminaire | 2023 | CAPITAL | REPLACEMENT | other | USD/gigalumen_year | us | us | 239220646268.028
commercial lighting | 4ft LFL: LED Integrated Luminaire | 2023 | CAPITAL | REPLACEMENT | warehouse | USD/gigalumen_year | us | us | 239220646268.028
commercial lighting | 4ft LFL: LED Integrated Luminaire | 2023 | FIXED_OM | NEW | assembly | USD/gigalumen_year | us | us | 9947952051.6997
commercial lighting | 4ft LFL: LED Integrated Luminaire | 2023 | FIXED_OM | NEW | education | USD/gigalumen_year | us | us | 9947952051.6997
commercial lighting | 4ft LFL: LED Integrated Luminaire | 2023 | FIXED_OM | NEW | food sales | USD/gigalumen_year | us | us | 9947952051.6997
commercial lighting | 4ft LFL: LED Integrated Luminaire | 2023 | FIXED_OM | NEW | food service | USD/gigalumen_year | us | us | 9947952051.6997
commercial lighting | 4ft LFL: LED Integrated Luminaire | 2023 | FIXED_OM | NEW | health | USD/gigalumen_year | us | us | 9947952051.6997
commercial lighting | 4ft LFL: LED Integrated Luminaire | 2023 | FIXED_OM | NEW | lodging | USD/gigalumen_year | us | us | 9947952051.6997
commercial lighting | 4ft LFL: LED Integrated Luminaire | 2023 | FIXED_OM | NEW | merc/service | USD/gigalumen_year | us | us | 9947952051.6997
commercial lighting | 4ft LFL: LED Integrated Luminaire | 2023 | FIXED_OM | NEW | office-large | USD/gigalumen_year | us | us | 9947952051.6997
commercial lighting | 4ft LFL: LED Integrated Luminaire | 2023 | FIXED_OM | NEW | office-small | USD/gigalumen_year | us | us | 9947952051.6997
commercial lighting | 4ft LFL: LED Integrated Luminaire | 2023 | FIXED_OM | NEW | other | USD/gigalumen_year | us | us | 9947952051.6997
commercial lighting | 4ft LFL: LED Integrated Luminaire | 2023 | FIXED_OM | NEW | warehouse | USD/gigalumen_year | us | us | 9947952051.6997
commercial lighting | 4ft LFL: LED Integrated Luminaire | 2023 | FIXED_OM | REPLACEMENT | assembly | USD/gigalumen_year | us | us | 9947952051.6997
commercial lighting | 4ft LFL: LED Integrated Luminaire | 2023 | FIXED_OM | REPLACEMENT | education | USD/gigalumen_year | us | us | 9947952051.6997
commercial lighting | 4ft LFL: LED Integrated Luminaire | 2023 | FIXED_OM | REPLACEMENT | food sales | USD/gigalumen_year | us | us | 9947952051.6997
commercial lighting | 4ft LFL: LED Integrated Luminaire | 2023 | FIXED_OM | REPLACEMENT | food service | USD/gigalumen_year | us | us | 9947952051.6997
commercial lighting | 4ft LFL: LED Integrated Luminaire | 2023 | FIXED_OM | REPLACEMENT | health | USD/gigalumen_year | us | us | 9947952051.6997
commercial lighting | 4ft LFL: LED Integrated Luminaire | 2023 | FIXED_OM | REPLACEMENT | lodging | USD/gigalumen_year | us | us | 9947952051.6997
commercial lighting | 4ft LFL: LED Integrated Luminaire | 2023 | FIXED_OM | REPLACEMENT | merc/service | USD/gigalumen_year | us | us | 9947952051.6997
commercial lighting | 4ft LFL: LED Integrated Luminaire | 2023 | FIXED_OM | REPLACEMENT | office-large | USD/gigalumen_year | us | us | 9947952051.6997
commercial lighting | 4ft LFL: LED Integrated Luminaire | 2023 | FIXED_OM | REPLACEMENT | office-small | USD/gigalumen_year | us | us | 9947952051.6997
commercial lighting | 4ft LFL: LED Integrated Luminaire | 2023 | FIXED_OM | REPLACEMENT | other | USD/gigalumen_year | us | us | 9947952051.6997
commercial lighting | 4ft LFL: LED Integrated Luminaire | 2023 | FIXED_OM | REPLACEMENT | warehouse | USD/gigalumen_year | us | us | 9947952051.6997
commercial lighting | 4ft LFL: LED Integrated Luminaire | 2024 | CAPITAL | NEW | assembly | USD/gigalumen_year | us | us | 228321355236.178
commercial lighting | 4ft LFL: LED Integrated Luminaire | 2024 | CAPITAL | NEW | education | USD/gigalumen_year | us | us | 228321355236.178
commercial lighting | 4ft LFL: LED Integrated Luminaire | 2024 | CAPITAL | NEW | food sales | USD/gigalumen_year | us | us | 228321355236.178
commercial lighting | 4ft LFL: LED Integrated Luminaire | 2024 | CAPITAL | NEW | food service | USD/gigalumen_year | us | us | 228321355236.178
commercial lighting | 4ft LFL: LED Integrated Luminaire | 2024 | CAPITAL | NEW | health | USD/gigalumen_year | us | us | 228321355236.178
commercial lighting | 4ft LFL: LED Integrated Luminaire | 2024 | CAPITAL | NEW | lodging | USD/gigalumen_year | us | us | 228321355236.178
commercial lighting | 4ft LFL: LED Integrated Luminaire | 2024 | CAPITAL | NEW | merc/service | USD/gigalumen_year | us | us | 228321355236.178
commercial lighting | 4ft LFL: LED Integrated Luminaire | 2024 | CAPITAL | NEW | office-large | USD/gigalumen_year | us | us | 228321355236.178
commercial lighting | 4ft LFL: LED Integrated Luminaire | 2024 | CAPITAL | NEW | office-small | USD/gigalumen_year | us | us | 228321355236.178
commercial lighting | 4ft LFL: LED Integrated Luminaire | 2024 | CAPITAL | NEW | other | USD/gigalumen_year | us | us | 228321355236.178
commercial lighting | 4ft LFL: LED Integrated Luminaire | 2024 | CAPITAL | NEW | warehouse | USD/gigalumen_year | us | us | 228321355236.178
commercial lighting | 4ft LFL: LED Integrated Luminaire | 2024 | CAPITAL | REPLACEMENT | assembly | USD/gigalumen_year | us | us | 228321355236.178
commercial lighting | 4ft LFL: LED Integrated Luminaire | 2024 | CAPITAL | REPLACEMENT | education | USD/gigalumen_year | us | us | 228321355236.178
commercial lighting | 4ft LFL: LED Integrated Luminaire | 2024 | CAPITAL | REPLACEMENT | food sales | USD/gigalumen_year | us | us | 228321355236.178
commercial lighting | 4ft LFL: LED Integrated Luminaire | 2024 | CAPITAL | REPLACEMENT | food service | USD/gigalumen_year | us | us | 228321355236.178
commercial lighting | 4ft LFL: LED Integrated Luminaire | 2024 | CAPITAL | REPLACEMENT | health | USD/gigalumen_year | us | us | 228321355236.178
commercial lighting | 4ft LFL: LED Integrated Luminaire | 2024 | CAPITAL | REPLACEMENT | lodging | USD/gigalumen_year | us | us | 228321355236.178
commercial lighting | 4ft LFL: LED Integrated Luminaire | 2024 | CAPITAL | REPLACEMENT | merc/service | USD/gigalumen_year | us | us | 228321355236.178
commercial lighting | 4ft LFL: LED Integrated Luminaire | 2024 | CAPITAL | REPLACEMENT | office-large | USD/gigalumen_year | us | us | 228321355236.178
commercial lighting | 4ft LFL: LED Integrated Luminaire | 2024 | CAPITAL | REPLACEMENT | office-small | USD/gigalumen_year | us | us | 228321355236.178
commercial lighting | 4ft LFL: LED Integrated Luminaire | 2024 | CAPITAL | REPLACEMENT | other | USD/gigalumen_year | us | us | 228321355236.178
commercial lighting | 4ft LFL: LED Integrated Luminaire | 2024 | CAPITAL | REPLACEMENT | warehouse | USD/gigalumen_year | us | us | 228321355236.178
commercial lighting | 4ft LFL: LED Integrated Luminaire | 2024 | FIXED_OM | NEW | assembly | USD/gigalumen_year | us | us | 9466410098.7839
commercial lighting | 4ft LFL: LED Integrated Luminaire | 2024 | FIXED_OM | NEW | education | USD/gigalumen_year | us | us | 9466410098.7839
commercial lighting | 4ft LFL: LED Integrated Luminaire | 2024 | FIXED_OM | NEW | food sales | USD/gigalumen_year | us | us | 9466410098.7839
commercial lighting | 4ft LFL: LED Integrated Luminaire | 2024 | FIXED_OM | NEW | food service | USD/gigalumen_year | us | us | 9466410098.7839
commercial lighting | 4ft LFL: LED Integrated Luminaire | 2024 | FIXED_OM | NEW | health | USD/gigalumen_year | us | us | 9466410098.7839
commercial lighting | 4ft LFL: LED Integrated Luminaire | 2024 | FIXED_OM | NEW | lodging | USD/gigalumen_year | us | us | 9466410098.7839
commercial lighting | 4ft LFL: LED Integrated Luminaire | 2024 | FIXED_OM | NEW | merc/service | USD/gigalumen_year | us | us | 9466410098.7839
commercial lighting | 4ft LFL: LED Integrated Luminaire | 2024 | FIXED_OM | NEW | office-large | USD/gigalumen_year | us | us | 9466410098.7839
commercial lighting | 4ft LFL: LED Integrated Luminaire | 2024 | FIXED_OM | NEW | office-small | USD/gigalumen_year | us | us | 9466410098.7839
commercial lighting | 4ft LFL: LED Integrated Luminaire | 2024 | FIXED_OM | NEW | other | USD/gigalumen_year | us | us | 9466410098.7839
commercial lighting | 4ft LFL: LED Integrated Luminaire | 2024 | FIXED_OM | NEW | warehouse | USD/gigalumen_year | us | us | 9466410098.7839
commercial lighting | 4ft LFL: LED Integrated Luminaire | 2024 | FIXED_OM | REPLACEMENT | assembly | USD/gigalumen_year | us | us | 9466410098.7839
commercial lighting | 4ft LFL: LED Integrated Luminaire | 2024 | FIXED_OM | REPLACEMENT | education | USD/gigalumen_year | us | us | 9466410098.7839
commercial lighting | 4ft LFL: LED Integrated Luminaire | 2024 | FIXED_OM | REPLACEMENT | food sales | USD/gigalumen_year | us | us | 9466410098.7839
commercial lighting | 4ft LFL: LED Integrated Luminaire | 2024 | FIXED_OM | REPLACEMENT | food service | USD/gigalumen_year | us | us | 9466410098.7839
commercial lighting | 4ft LFL: LED Integrated Luminaire | 2024 | FIXED_OM | REPLACEMENT | health | USD/gigalumen_year | us | us | 9466410098.7839
commercial lighting | 4ft LFL: LED Integrated Luminaire | 2024 | FIXED_OM | REPLACEMENT | lodging | USD/gigalumen_year | us | us | 9466410098.7839
commercial lighting | 4ft LFL: LED Integrated Luminaire | 2024 | FIXED_OM | REPLACEMENT | merc/service | USD/gigalumen_year | us | us | 9466410098.7839
commercial lighting | 4ft LFL: LED Integrated Luminaire | 2024 | FIXED_OM | REPLACEMENT | office-large | USD/gigalumen_year | us | us | 9466410098.7839
commercial lighting | 4ft LFL: LED Integrated Luminaire | 2024 | FIXED_OM | REPLACEMENT | office-small | USD/gigalumen_year | us | us | 9466410098.7839
commercial lighting | 4ft LFL: LED Integrated Luminaire | 2024 | FIXED_OM | REPLACEMENT | other | USD/gigalumen_year | us | us | 9466410098.7839
commercial lighting | 4ft LFL: LED Integrated Luminaire | 2024 | FIXED_OM | REPLACEMENT | warehouse | USD/gigalumen_year | us | us | 9466410098.7839
commercial lighting | 4ft LFL: LED Integrated Luminaire | 2025 | CAPITAL | NEW | assembly | USD/gigalumen_year | us | us | 217422064204.327
commercial lighting | 4ft LFL: LED Integrated Luminaire | 2025 | CAPITAL | NEW | education | USD/gigalumen_year | us | us | 217422064204.327
commercial lighting | 4ft LFL: LED Integrated Luminaire | 2025 | CAPITAL | NEW | food sales | USD/gigalumen_year | us | us | 217422064204.327
commercial lighting | 4ft LFL: LED Integrated Luminaire | 2025 | CAPITAL | NEW | food service | USD/gigalumen_year | us | us | 217422064204.327
commercial lighting | 4ft LFL: LED Integrated Luminaire | 2025 | CAPITAL | NEW | health | USD/gigalumen_year | us | us | 217422064204.327
commercial lighting | 4ft LFL: LED Integrated Luminaire | 2025 | CAPITAL | NEW | lodging | USD/gigalumen_year | us | us | 217422064204.327
commercial lighting | 4ft LFL: LED Integrated Luminaire | 2025 | CAPITAL | NEW | merc/service | USD/gigalumen_year | us | us | 217422064204.327
commercial lighting | 4ft LFL: LED Integrated Luminaire | 2025 | CAPITAL | NEW | office-large | USD/gigalumen_year | us | us | 217422064204.327
commercial lighting | 4ft LFL: LED Integrated Luminaire | 2025 | CAPITAL | NEW | office-small | USD/gigalumen_year | us | us | 217422064204.327
commercial lighting | 4ft LFL: LED Integrated Luminaire | 2025 | CAPITAL | NEW | other | USD/gigalumen_year | us | us | 217422064204.327
commercial lighting | 4ft LFL: LED Integrated Luminaire | 2025 | CAPITAL | NEW | warehouse | USD/gigalumen_year | us | us | 217422064204.327
commercial lighting | 4ft LFL: LED Integrated Luminaire | 2025 | CAPITAL | REPLACEMENT | assembly | USD/gigalumen_year | us | us | 217422064204.327
commercial lighting | 4ft LFL: LED Integrated Luminaire | 2025 | CAPITAL | REPLACEMENT | education | USD/gigalumen_year | us | us | 217422064204.327
commercial lighting | 4ft LFL: LED Integrated Luminaire | 2025 | CAPITAL | REPLACEMENT | food sales | USD/gigalumen_year | us | us | 217422064204.327
commercial lighting | 4ft LFL: LED Integrated Luminaire | 2025 | CAPITAL | REPLACEMENT | food service | USD/gigalumen_year | us | us | 217422064204.327
commercial lighting | 4ft LFL: LED Integrated Luminaire | 2025 | CAPITAL | REPLACEMENT | health | USD/gigalumen_year | us | us | 217422064204.327
commercial lighting | 4ft LFL: LED Integrated Luminaire | 2025 | CAPITAL | REPLACEMENT | lodging | USD/gigalumen_year | us | us | 217422064204.327
commercial lighting | 4ft LFL: LED Integrated Luminaire | 2025 | CAPITAL | REPLACEMENT | merc/service | USD/gigalumen_year | us | us | 217422064204.327
commercial lighting | 4ft LFL: LED Integrated Luminaire | 2025 | CAPITAL | REPLACEMENT | office-large | USD/gigalumen_year | us | us | 217422064204.327
commercial lighting | 4ft LFL: LED Integrated Luminaire | 2025 | CAPITAL | REPLACEMENT | office-small | USD/gigalumen_year | us | us | 217422064204.327
commercial lighting | 4ft LFL: LED Integrated Luminaire | 2025 | CAPITAL | REPLACEMENT | other | USD/gigalumen_year | us | us | 217422064204.327
commercial lighting | 4ft LFL: LED Integrated Luminaire | 2025 | CAPITAL | REPLACEMENT | warehouse | USD/gigalumen_year | us | us | 217422064204.327
commercial lighting | 4ft LFL: LED Integrated Luminaire | 2025 | FIXED_OM | NEW | assembly | USD/gigalumen_year | us | us | 8984868145.8681
commercial lighting | 4ft LFL: LED Integrated Luminaire | 2025 | FIXED_OM | NEW | education | USD/gigalumen_year | us | us | 8984868145.8681
commercial lighting | 4ft LFL: LED Integrated Luminaire | 2025 | FIXED_OM | NEW | food sales | USD/gigalumen_year | us | us | 8984868145.8681
commercial lighting | 4ft LFL: LED Integrated Luminaire | 2025 | FIXED_OM | NEW | food service | USD/gigalumen_year | us | us | 8984868145.8681
commercial lighting | 4ft LFL: LED Integrated Luminaire | 2025 | FIXED_OM | NEW | health | USD/gigalumen_year | us | us | 8984868145.8681
commercial lighting | 4ft LFL: LED Integrated Luminaire | 2025 | FIXED_OM | NEW | lodging | USD/gigalumen_year | us | us | 8984868145.8681
commercial lighting | 4ft LFL: LED Integrated Luminaire | 2025 | FIXED_OM | NEW | merc/service | USD/gigalumen_year | us | us | 8984868145.8681
commercial lighting | 4ft LFL: LED Integrated Luminaire | 2025 | FIXED_OM | NEW | office-large | USD/gigalumen_year | us | us | 8984868145.8681
commercial lighting | 4ft LFL: LED Integrated Luminaire | 2025 | FIXED_OM | NEW | office-small | USD/gigalumen_year | us | us | 8984868145.8681
commercial lighting | 4ft LFL: LED Integrated Luminaire | 2025 | FIXED_OM | NEW | other | USD/gigalumen_year | us | us | 8984868145.8681
commercial lighting | 4ft LFL: LED Integrated Luminaire | 2025 | FIXED_OM | NEW | warehouse | USD/gigalumen_year | us | us | 8984868145.8681
commercial lighting | 4ft LFL: LED Integrated Luminaire | 2025 | FIXED_OM | REPLACEMENT | assembly | USD/gigalumen_year | us | us | 8984868145.8681
commercial lighting | 4ft LFL: LED Integrated Luminaire | 2025 | FIXED_OM | REPLACEMENT | education | USD/gigalumen_year | us | us | 8984868145.8681
commercial lighting | 4ft LFL: LED Integrated Luminaire | 2025 | FIXED_OM | REPLACEMENT | food sales | USD/gigalumen_year | us | us | 8984868145.8681
commercial lighting | 4ft LFL: LED Integrated Luminaire | 2025 | FIXED_OM | REPLACEMENT | food service | USD/gigalumen_year | us | us | 8984868145.8681
commercial lighting | 4ft LFL: LED Integrated Luminaire | 2025 | FIXED_OM | REPLACEMENT | health | USD/gigalumen_year | us | us | 8984868145.8681
commercial lighting | 4ft LFL: LED Integrated Luminaire | 2025 | FIXED_OM | REPLACEMENT | lodging | USD/gigalumen_year | us | us | 8984868145.8681
commercial lighting | 4ft LFL: LED Integrated Luminaire | 2025 | FIXED_OM | REPLACEMENT | merc/service | USD/gigalumen_year | us | us | 8984868145.8681
commercial lighting | 4ft LFL: LED Integrated Luminaire | 2025 | FIXED_OM | REPLACEMENT | office-large | USD/gigalumen_year | us | us | 8984868145.8681
commercial lighting | 4ft LFL: LED Integrated Luminaire | 2025 | FIXED_OM | REPLACEMENT | office-small | USD/gigalumen_year | us | us | 8984868145.8681
commercial lighting | 4ft LFL: LED Integrated Luminaire | 2025 | FIXED_OM | REPLACEMENT | other | USD/gigalumen_year | us | us | 8984868145.8681
commercial lighting | 4ft LFL: LED Integrated Luminaire | 2025 | FIXED_OM | REPLACEMENT | warehouse | USD/gigalumen_year | us | us | 8984868145.8681
commercial lighting | 4ft LFL: LED Integrated Luminaire | 2026 | CAPITAL | NEW | assembly | USD/gigalumen_year | us | us | 206522773172.477
commercial lighting | 4ft LFL: LED Integrated Luminaire | 2026 | CAPITAL | NEW | education | USD/gigalumen_year | us | us | 206522773172.477
commercial lighting | 4ft LFL: LED Integrated Luminaire | 2026 | CAPITAL | NEW | food sales | USD/gigalumen_year | us | us | 206522773172.477
commercial lighting | 4ft LFL: LED Integrated Luminaire | 2026 | CAPITAL | NEW | food service | USD/gigalumen_year | us | us | 206522773172.477
commercial lighting | 4ft LFL: LED Integrated Luminaire | 2026 | CAPITAL | NEW | health | USD/gigalumen_year | us | us | 206522773172.477
commercial lighting | 4ft LFL: LED Integrated Luminaire | 2026 | CAPITAL | NEW | lodging | USD/gigalumen_year | us | us | 206522773172.477
commercial lighting | 4ft LFL: LED Integrated Luminaire | 2026 | CAPITAL | NEW | merc/service | USD/gigalumen_year | us | us | 206522773172.477
commercial lighting | 4ft LFL: LED Integrated Luminaire | 2026 | CAPITAL | NEW | office-large | USD/gigalumen_year | us | us | 206522773172.477
commercial lighting | 4ft LFL: LED Integrated Luminaire | 2026 | CAPITAL | NEW | office-small | USD/gigalumen_year | us | us | 206522773172.477
commercial lighting | 4ft LFL: LED Integrated Luminaire | 2026 | CAPITAL | NEW | other | USD/gigalumen_year | us | us | 206522773172.477
commercial lighting | 4ft LFL: LED Integrated Luminaire | 2026 | CAPITAL | NEW | warehouse | USD/gigalumen_year | us | us | 206522773172.477
commercial lighting | 4ft LFL: LED Integrated Luminaire | 2026 | CAPITAL | REPLACEMENT | assembly | USD/gigalumen_year | us | us | 206522773172.477
commercial lighting | 4ft LFL: LED Integrated Luminaire | 2026 | CAPITAL | REPLACEMENT | education | USD/gigalumen_year | us | us | 206522773172.477
commercial lighting | 4ft LFL: LED Integrated Luminaire | 2026 | CAPITAL | REPLACEMENT | food sales | USD/gigalumen_year | us | us | 206522773172.477
commercial lighting | 4ft LFL: LED Integrated Luminaire | 2026 | CAPITAL | REPLACEMENT | food service | USD/gigalumen_year | us | us | 206522773172.477
commercial lighting | 4ft LFL: LED Integrated Luminaire | 2026 | CAPITAL | REPLACEMENT | health | USD/gigalumen_year | us | us | 206522773172.477
commercial lighting | 4ft LFL: LED Integrated Luminaire | 2026 | CAPITAL | REPLACEMENT | lodging | USD/gigalumen_year | us | us | 206522773172.477
commercial lighting | 4ft LFL: LED Integrated Luminaire | 2026 | CAPITAL | REPLACEMENT | merc/service | USD/gigalumen_year | us | us | 206522773172.477
commercial lighting | 4ft LFL: LED Integrated Luminaire | 2026 | CAPITAL | REPLACEMENT | office-large | USD/gigalumen_year | us | us | 206522773172.477
commercial lighting | 4ft LFL: LED Integrated Luminaire | 2026 | CAPITAL | REPLACEMENT | office-small | USD/gigalumen_year | us | us | 206522773172.477
commercial lighting | 4ft LFL: LED Integrated Luminaire | 2026 | CAPITAL | REPLACEMENT | other | USD/gigalumen_year | us | us | 206522773172.477
commercial lighting | 4ft LFL: LED Integrated Luminaire | 2026 | CAPITAL | REPLACEMENT | warehouse | USD/gigalumen_year | us | us | 206522773172.477
commercial lighting | 4ft LFL: LED Integrated Luminaire | 2026 | FIXED_OM | NEW | assembly | USD/gigalumen_year | us | us | 8503326192.9523
commercial lighting | 4ft LFL: LED Integrated Luminaire | 2026 | FIXED_OM | NEW | education | USD/gigalumen_year | us | us | 8503326192.9523
commercial lighting | 4ft LFL: LED Integrated Luminaire | 2026 | FIXED_OM | NEW | food sales | USD/gigalumen_year | us | us | 8503326192.9523
commercial lighting | 4ft LFL: LED Integrated Luminaire | 2026 | FIXED_OM | NEW | food service | USD/gigalumen_year | us | us | 8503326192.9523
commercial lighting | 4ft LFL: LED Integrated Luminaire | 2026 | FIXED_OM | NEW | health | USD/gigalumen_year | us | us | 8503326192.9523
commercial lighting | 4ft LFL: LED Integrated Luminaire | 2026 | FIXED_OM | NEW | lodging | USD/gigalumen_year | us | us | 8503326192.9523
commercial lighting | 4ft LFL: LED Integrated Luminaire | 2026 | FIXED_OM | NEW | merc/service | USD/gigalumen_year | us | us | 8503326192.9523
commercial lighting | 4ft LFL: LED Integrated Luminaire | 2026 | FIXED_OM | NEW | office-large | USD/gigalumen_year | us | us | 8503326192.9523
commercial lighting | 4ft LFL: LED Integrated Luminaire | 2026 | FIXED_OM | NEW | office-small | USD/gigalumen_year | us | us | 8503326192.9523
commercial lighting | 4ft LFL: LED Integrated Luminaire | 2026 | FIXED_OM | NEW | other | USD/gigalumen_year | us | us | 8503326192.9523
commercial lighting | 4ft LFL: LED Integrated Luminaire | 2026 | FIXED_OM | NEW | warehouse | USD/gigalumen_year | us | us | 8503326192.9523
commercial lighting | 4ft LFL: LED Integrated Luminaire | 2026 | FIXED_OM | REPLACEMENT | assembly | USD/gigalumen_year | us | us | 8503326192.9523
commercial lighting | 4ft LFL: LED Integrated Luminaire | 2026 | FIXED_OM | REPLACEMENT | education | USD/gigalumen_year | us | us | 8503326192.9523
commercial lighting | 4ft LFL: LED Integrated Luminaire | 2026 | FIXED_OM | REPLACEMENT | food sales | USD/gigalumen_year | us | us | 8503326192.9523
commercial lighting | 4ft LFL: LED Integrated Luminaire | 2026 | FIXED_OM | REPLACEMENT | food service | USD/gigalumen_year | us | us | 8503326192.9523
commercial lighting | 4ft LFL: LED Integrated Luminaire | 2026 | FIXED_OM | REPLACEMENT | health | USD/gigalumen_year | us | us | 8503326192.9523
commercial lighting | 4ft LFL: LED Integrated Luminaire | 2026 | FIXED_OM | REPLACEMENT | lodging | USD/gigalumen_year | us | us | 8503326192.9523
commercial lighting | 4ft LFL: LED Integrated Luminaire | 2026 | FIXED_OM | REPLACEMENT | merc/service | USD/gigalumen_year | us | us | 8503326192.9523
commercial lighting | 4ft LFL: LED Integrated Luminaire | 2026 | FIXED_OM | REPLACEMENT | office-large | USD/gigalumen_year | us | us | 8503326192.9523
commercial lighting | 4ft LFL: LED Integrated Luminaire | 2026 | FIXED_OM | REPLACEMENT | office-small | USD/gigalumen_year | us | us | 8503326192.9523
commercial lighting | 4ft LFL: LED Integrated Luminaire | 2026 | FIXED_OM | REPLACEMENT | other | USD/gigalumen_year | us | us | 8503326192.9523
commercial lighting | 4ft LFL: LED Integrated Luminaire | 2026 | FIXED_OM | REPLACEMENT | warehouse | USD/gigalumen_year | us | us | 8503326192.9523
commercial lighting | 4ft LFL: LED Integrated Luminaire | 2027 | CAPITAL | NEW | assembly | USD/gigalumen_year | us | us | 195623482140.626
commercial lighting | 4ft LFL: LED Integrated Luminaire | 2027 | CAPITAL | NEW | education | USD/gigalumen_year | us | us | 195623482140.626
commercial lighting | 4ft LFL: LED Integrated Luminaire | 2027 | CAPITAL | NEW | food sales | USD/gigalumen_year | us | us | 195623482140.626
commercial lighting | 4ft LFL: LED Integrated Luminaire | 2027 | CAPITAL | NEW | food service | USD/gigalumen_year | us | us | 195623482140.626
commercial lighting | 4ft LFL: LED Integrated Luminaire | 2027 | CAPITAL | NEW | health | USD/gigalumen_year | us | us | 195623482140.626
commercial lighting | 4ft LFL: LED Integrated Luminaire | 2027 | CAPITAL | NEW | lodging | USD/gigalumen_year | us | us | 195623482140.626
commercial lighting | 4ft LFL: LED Integrated Luminaire | 2027 | CAPITAL | NEW | merc/service | USD/gigalumen_year | us | us | 195623482140.626
commercial lighting | 4ft LFL: LED Integrated Luminaire | 2027 | CAPITAL | NEW | office-large | USD/gigalumen_year | us | us | 195623482140.626
commercial lighting | 4ft LFL: LED Integrated Luminaire | 2027 | CAPITAL | NEW | office-small | USD/gigalumen_year | us | us | 195623482140.626
commercial lighting | 4ft LFL: LED Integrated Luminaire | 2027 | CAPITAL | NEW | other | USD/gigalumen_year | us | us | 195623482140.626
commercial lighting | 4ft LFL: LED Integrated Luminaire | 2027 | CAPITAL | NEW | warehouse | USD/gigalumen_year | us | us | 195623482140.626
commercial lighting | 4ft LFL: LED Integrated Luminaire | 2027 | CAPITAL | REPLACEMENT | assembly | USD/gigalumen_year | us | us | 195623482140.626
commercial lighting | 4ft LFL: LED Integrated Luminaire | 2027 | CAPITAL | REPLACEMENT | education | USD/gigalumen_year | us | us | 195623482140.626
commercial lighting | 4ft LFL: LED Integrated Luminaire | 2027 | CAPITAL | REPLACEMENT | food sales | USD/gigalumen_year | us | us | 195623482140.626
commercial lighting | 4ft LFL: LED Integrated Luminaire | 2027 | CAPITAL | REPLACEMENT | food service | USD/gigalumen_year | us | us | 195623482140.626
commercial lighting | 4ft LFL: LED Integrated Luminaire | 2027 | CAPITAL | REPLACEMENT | health | USD/gigalumen_year | us | us | 195623482140.626
commercial lighting | 4ft LFL: LED Integrated Luminaire | 2027 | CAPITAL | REPLACEMENT | lodging | USD/gigalumen_year | us | us | 195623482140.626
commercial lighting | 4ft LFL: LED Integrated Luminaire | 2027 | CAPITAL | REPLACEMENT | merc/service | USD/gigalumen_year | us | us | 195623482140.626
commercial lighting | 4ft LFL: LED Integrated Luminaire | 2027 | CAPITAL | REPLACEMENT | office-large | USD/gigalumen_year | us | us | 195623482140.626
commercial lighting | 4ft LFL: LED Integrated Luminaire | 2027 | CAPITAL | REPLACEMENT | office-small | USD/gigalumen_year | us | us | 195623482140.626
commercial lighting | 4ft LFL: LED Integrated Luminaire | 2027 | CAPITAL | REPLACEMENT | other | USD/gigalumen_year | us | us | 195623482140.626
commercial lighting | 4ft LFL: LED Integrated Luminaire | 2027 | CAPITAL | REPLACEMENT | warehouse | USD/gigalumen_year | us | us | 195623482140.626
commercial lighting | 4ft LFL: LED Integrated Luminaire | 2027 | FIXED_OM | NEW | assembly | USD/gigalumen_year | us | us | 8021784240.0365
commercial lighting | 4ft LFL: LED Integrated Luminaire | 2027 | FIXED_OM | NEW | education | USD/gigalumen_year | us | us | 8021784240.0365
commercial lighting | 4ft LFL: LED Integrated Luminaire | 2027 | FIXED_OM | NEW | food sales | USD/gigalumen_year | us | us | 8021784240.0365
commercial lighting | 4ft LFL: LED Integrated Luminaire | 2027 | FIXED_OM | NEW | food service | USD/gigalumen_year | us | us | 8021784240.0365
commercial lighting | 4ft LFL: LED Integrated Luminaire | 2027 | FIXED_OM | NEW | health | USD/gigalumen_year | us | us | 8021784240.0365
commercial lighting | 4ft LFL: LED Integrated Luminaire | 2027 | FIXED_OM | NEW | lodging | USD/gigalumen_year | us | us | 8021784240.0365
commercial lighting | 4ft LFL: LED Integrated Luminaire | 2027 | FIXED_OM | NEW | merc/service | USD/gigalumen_year | us | us | 8021784240.0365
commercial lighting | 4ft LFL: LED Integrated Luminaire | 2027 | FIXED_OM | NEW | office-large | USD/gigalumen_year | us | us | 8021784240.0365
commercial lighting | 4ft LFL: LED Integrated Luminaire | 2027 | FIXED_OM | NEW | office-small | USD/gigalumen_year | us | us | 8021784240.0365
commercial lighting | 4ft LFL: LED Integrated Luminaire | 2027 | FIXED_OM | NEW | other | USD/gigalumen_year | us | us | 8021784240.0365
commercial lighting | 4ft LFL: LED Integrated Luminaire | 2027 | FIXED_OM | NEW | warehouse | USD/gigalumen_year | us | us | 8021784240.0365
commercial lighting | 4ft LFL: LED Integrated Luminaire | 2027 | FIXED_OM | REPLACEMENT | assembly | USD/gigalumen_year | us | us | 8021784240.0365
commercial lighting | 4ft LFL: LED Integrated Luminaire | 2027 | FIXED_OM | REPLACEMENT | education | USD/gigalumen_year | us | us | 8021784240.0365
commercial lighting | 4ft LFL: LED Integrated Luminaire | 2027 | FIXED_OM | REPLACEMENT | food sales | USD/gigalumen_year | us | us | 8021784240.0365
commercial lighting | 4ft LFL: LED Integrated Luminaire | 2027 | FIXED_OM | REPLACEMENT | food service | USD/gigalumen_year | us | us | 8021784240.0365
commercial lighting | 4ft LFL: LED Integrated Luminaire | 2027 | FIXED_OM | REPLACEMENT | health | USD/gigalumen_year | us | us | 8021784240.0365
commercial lighting | 4ft LFL: LED Integrated Luminaire | 2027 | FIXED_OM | REPLACEMENT | lodging | USD/gigalumen_year | us | us | 8021784240.0365
commercial lighting | 4ft LFL: LED Integrated Luminaire | 2027 | FIXED_OM | REPLACEMENT | merc/service | USD/gigalumen_year | us | us | 8021784240.0365
commercial lighting | 4ft LFL: LED Integrated Luminaire | 2027 | FIXED_OM | REPLACEMENT | office-large | USD/gigalumen_year | us | us | 8021784240.0365
commercial lighting | 4ft LFL: LED Integrated Luminaire | 2027 | FIXED_OM | REPLACEMENT | office-small | USD/gigalumen_year | us | us | 8021784240.0365
commercial lighting | 4ft LFL: LED Integrated Luminaire | 2027 | FIXED_OM | REPLACEMENT | other | USD/gigalumen_year | us | us | 8021784240.0365
commercial lighting | 4ft LFL: LED Integrated Luminaire | 2027 | FIXED_OM | REPLACEMENT | warehouse | USD/gigalumen_year | us | us | 8021784240.0365
commercial lighting | 4ft LFL: LED Integrated Luminaire | 2028 | CAPITAL | NEW | assembly | USD/gigalumen_year | us | us | 184724191108.776
commercial lighting | 4ft LFL: LED Integrated Luminaire | 2028 | CAPITAL | NEW | education | USD/gigalumen_year | us | us | 184724191108.776
commercial lighting | 4ft LFL: LED Integrated Luminaire | 2028 | CAPITAL | NEW | food sales | USD/gigalumen_year | us | us | 184724191108.776
commercial lighting | 4ft LFL: LED Integrated Luminaire | 2028 | CAPITAL | NEW | food service | USD/gigalumen_year | us | us | 184724191108.776
commercial lighting | 4ft LFL: LED Integrated Luminaire | 2028 | CAPITAL | NEW | health | USD/gigalumen_year | us | us | 184724191108.776
commercial lighting | 4ft LFL: LED Integrated Luminaire | 2028 | CAPITAL | NEW | lodging | USD/gigalumen_year | us | us | 184724191108.776
commercial lighting | 4ft LFL: LED Integrated Luminaire | 2028 | CAPITAL | NEW | merc/service | USD/gigalumen_year | us | us | 184724191108.776
commercial lighting | 4ft LFL: LED Integrated Luminaire | 2028 | CAPITAL | NEW | office-large | USD/gigalumen_year | us | us | 184724191108.776
commercial lighting | 4ft LFL: LED Integrated Luminaire | 2028 | CAPITAL | NEW | office-small | USD/gigalumen_year | us | us | 184724191108.776
commercial lighting | 4ft LFL: LED Integrated Luminaire | 2028 | CAPITAL | NEW | other | USD/gigalumen_year | us | us | 184724191108.776
commercial lighting | 4ft LFL: LED Integrated Luminaire | 2028 | CAPITAL | NEW | warehouse | USD/gigalumen_year | us | us | 184724191108.776
commercial lighting | 4ft LFL: LED Integrated Luminaire | 2028 | CAPITAL | REPLACEMENT | assembly | USD/gigalumen_year | us | us | 184724191108.776
commercial lighting | 4ft LFL: LED Integrated Luminaire | 2028 | CAPITAL | REPLACEMENT | education | USD/gigalumen_year | us | us | 184724191108.776
commercial lighting | 4ft LFL: LED Integrated Luminaire | 2028 | CAPITAL | REPLACEMENT | food sales | USD/gigalumen_year | us | us | 184724191108.776
commercial lighting | 4ft LFL: LED Integrated Luminaire | 2028 | CAPITAL | REPLACEMENT | food service | USD/gigalumen_year | us | us | 184724191108.776
commercial lighting | 4ft LFL: LED Integrated Luminaire | 2028 | CAPITAL | REPLACEMENT | health | USD/gigalumen_year | us | us | 184724191108.776
commercial lighting | 4ft LFL: LED Integrated Luminaire | 2028 | CAPITAL | REPLACEMENT | lodging | USD/gigalumen_year | us | us | 184724191108.776
commercial lighting | 4ft LFL: LED Integrated Luminaire | 2028 | CAPITAL | REPLACEMENT | merc/service | USD/gigalumen_year | us | us | 184724191108.776
commercial lighting | 4ft LFL: LED Integrated Luminaire | 2028 | CAPITAL | REPLACEMENT | office-large | USD/gigalumen_year | us | us | 184724191108.776
commercial lighting | 4ft LFL: LED Integrated Luminaire | 2028 | CAPITAL | REPLACEMENT | office-small | USD/gigalumen_year | us | us | 184724191108.776
commercial lighting | 4ft LFL: LED Integrated Luminaire | 2028 | CAPITAL | REPLACEMENT | other | USD/gigalumen_year | us | us | 184724191108.776
commercial lighting | 4ft LFL: LED Integrated Luminaire | 2028 | CAPITAL | REPLACEMENT | warehouse | USD/gigalumen_year | us | us | 184724191108.776
commercial lighting | 4ft LFL: LED Integrated Luminaire | 2028 | FIXED_OM | NEW | assembly | USD/gigalumen_year | us | us | 7540242287.1207
commercial lighting | 4ft LFL: LED Integrated Luminaire | 2028 | FIXED_OM | NEW | education | USD/gigalumen_year | us | us | 7540242287.1207
commercial lighting | 4ft LFL: LED Integrated Luminaire | 2028 | FIXED_OM | NEW | food sales | USD/gigalumen_year | us | us | 7540242287.1207
commercial lighting | 4ft LFL: LED Integrated Luminaire | 2028 | FIXED_OM | NEW | food service | USD/gigalumen_year | us | us | 7540242287.1207
commercial lighting | 4ft LFL: LED Integrated Luminaire | 2028 | FIXED_OM | NEW | health | USD/gigalumen_year | us | us | 7540242287.1207
commercial lighting | 4ft LFL: LED Integrated Luminaire | 2028 | FIXED_OM | NEW | lodging | USD/gigalumen_year | us | us | 7540242287.1207
commercial lighting | 4ft LFL: LED Integrated Luminaire | 2028 | FIXED_OM | NEW | merc/service | USD/gigalumen_year | us | us | 7540242287.1207
commercial lighting | 4ft LFL: LED Integrated Luminaire | 2028 | FIXED_OM | NEW | office-large | USD/gigalumen_year | us | us | 7540242287.1207
commercial lighting | 4ft LFL: LED Integrated Luminaire | 2028 | FIXED_OM | NEW | office-small | USD/gigalumen_year | us | us | 7540242287.1207
commercial lighting | 4ft LFL: LED Integrated Luminaire | 2028 | FIXED_OM | NEW | other | USD/gigalumen_year | us | us | 7540242287.1207
commercial lighting | 4ft LFL: LED Integrated Luminaire | 2028 | FIXED_OM | NEW | warehouse | USD/gigalumen_year | us | us | 7540242287.1207
commercial lighting | 4ft LFL: LED Integrated Luminaire | 2028 | FIXED_OM | REPLACEMENT | assembly | USD/gigalumen_year | us | us | 7540242287.1207
commercial lighting | 4ft LFL: LED Integrated Luminaire | 2028 | FIXED_OM | REPLACEMENT | education | USD/gigalumen_year | us | us | 7540242287.1207
commercial lighting | 4ft LFL: LED Integrated Luminaire | 2028 | FIXED_OM | REPLACEMENT | food sales | USD/gigalumen_year | us | us | 7540242287.1207
commercial lighting | 4ft LFL: LED Integrated Luminaire | 2028 | FIXED_OM | REPLACEMENT | food service | USD/gigalumen_year | us | us | 7540242287.1207
commercial lighting | 4ft LFL: LED Integrated Luminaire | 2028 | FIXED_OM | REPLACEMENT | health | USD/gigalumen_year | us | us | 7540242287.1207
commercial lighting | 4ft LFL: LED Integrated Luminaire | 2028 | FIXED_OM | REPLACEMENT | lodging | USD/gigalumen_year | us | us | 7540242287.1207
commercial lighting | 4ft LFL: LED Integrated Luminaire | 2028 | FIXED_OM | REPLACEMENT | merc/service | USD/gigalumen_year | us | us | 7540242287.1207
commercial lighting | 4ft LFL: LED Integrated Luminaire | 2028 | FIXED_OM | REPLACEMENT | office-large | USD/gigalumen_year | us | us | 7540242287.1207
commercial lighting | 4ft LFL: LED Integrated Luminaire | 2028 | FIXED_OM | REPLACEMENT | office-small | USD/gigalumen_year | us | us | 7540242287.1207
commercial lighting | 4ft LFL: LED Integrated Luminaire | 2028 | FIXED_OM | REPLACEMENT | other | USD/gigalumen_year | us | us | 7540242287.1207
commercial lighting | 4ft LFL: LED Integrated Luminaire | 2028 | FIXED_OM | REPLACEMENT | warehouse | USD/gigalumen_year | us | us | 7540242287.1207
commercial lighting | 4ft LFL: LED Integrated Luminaire | 2029 | CAPITAL | NEW | assembly | USD/gigalumen_year | us | us | 173824900076.925
commercial lighting | 4ft LFL: LED Integrated Luminaire | 2029 | CAPITAL | NEW | education | USD/gigalumen_year | us | us | 173824900076.925
commercial lighting | 4ft LFL: LED Integrated Luminaire | 2029 | CAPITAL | NEW | food sales | USD/gigalumen_year | us | us | 173824900076.925
commercial lighting | 4ft LFL: LED Integrated Luminaire | 2029 | CAPITAL | NEW | food service | USD/gigalumen_year | us | us | 173824900076.925
commercial lighting | 4ft LFL: LED Integrated Luminaire | 2029 | CAPITAL | NEW | health | USD/gigalumen_year | us | us | 173824900076.925
commercial lighting | 4ft LFL: LED Integrated Luminaire | 2029 | CAPITAL | NEW | lodging | USD/gigalumen_year | us | us | 173824900076.925
commercial lighting | 4ft LFL: LED Integrated Luminaire | 2029 | CAPITAL | NEW | merc/service | USD/gigalumen_year | us | us | 173824900076.925
commercial lighting | 4ft LFL: LED Integrated Luminaire | 2029 | CAPITAL | NEW | office-large | USD/gigalumen_year | us | us | 173824900076.925
commercial lighting | 4ft LFL: LED Integrated Luminaire | 2029 | CAPITAL | NEW | office-small | USD/gigalumen_year | us | us | 173824900076.925
commercial lighting | 4ft LFL: LED Integrated Luminaire | 2029 | CAPITAL | NEW | other | USD/gigalumen_year | us | us | 173824900076.925
commercial lighting | 4ft LFL: LED Integrated Luminaire | 2029 | CAPITAL | NEW | warehouse | USD/gigalumen_year | us | us | 173824900076.925
commercial lighting | 4ft LFL: LED Integrated Luminaire | 2029 | CAPITAL | REPLACEMENT | assembly | USD/gigalumen_year | us | us | 173824900076.925
commercial lighting | 4ft LFL: LED Integrated Luminaire | 2029 | CAPITAL | REPLACEMENT | education | USD/gigalumen_year | us | us | 173824900076.925
commercial lighting | 4ft LFL: LED Integrated Luminaire | 2029 | CAPITAL | REPLACEMENT | food sales | USD/gigalumen_year | us | us | 173824900076.925
commercial lighting | 4ft LFL: LED Integrated Luminaire | 2029 | CAPITAL | REPLACEMENT | food service | USD/gigalumen_year | us | us | 173824900076.925
commercial lighting | 4ft LFL: LED Integrated Luminaire | 2029 | CAPITAL | REPLACEMENT | health | USD/gigalumen_year | us | us | 173824900076.925
commercial lighting | 4ft LFL: LED Integrated Luminaire | 2029 | CAPITAL | REPLACEMENT | lodging | USD/gigalumen_year | us | us | 173824900076.925
commercial lighting | 4ft LFL: LED Integrated Luminaire | 2029 | CAPITAL | REPLACEMENT | merc/service | USD/gigalumen_year | us | us | 173824900076.925
commercial lighting | 4ft LFL: LED Integrated Luminaire | 2029 | CAPITAL | REPLACEMENT | office-large | USD/gigalumen_year | us | us | 173824900076.925
commercial lighting | 4ft LFL: LED Integrated Luminaire | 2029 | CAPITAL | REPLACEMENT | office-small | USD/gigalumen_year | us | us | 173824900076.925
commercial lighting | 4ft LFL: LED Integrated Luminaire | 2029 | CAPITAL | REPLACEMENT | other | USD/gigalumen_year | us | us | 173824900076.925
commercial lighting | 4ft LFL: LED Integrated Luminaire | 2029 | CAPITAL | REPLACEMENT | warehouse | USD/gigalumen_year | us | us | 173824900076.925
commercial lighting | 4ft LFL: LED Integrated Luminaire | 2029 | FIXED_OM | NEW | assembly | USD/gigalumen_year | us | us | 7058700334.2049
commercial lighting | 4ft LFL: LED Integrated Luminaire | 2029 | FIXED_OM | NEW | education | USD/gigalumen_year | us | us | 7058700334.2049
commercial lighting | 4ft LFL: LED Integrated Luminaire | 2029 | FIXED_OM | NEW | food sales | USD/gigalumen_year | us | us | 7058700334.2049
commercial lighting | 4ft LFL: LED Integrated Luminaire | 2029 | FIXED_OM | NEW | food service | USD/gigalumen_year | us | us | 7058700334.2049
commercial lighting | 4ft LFL: LED Integrated Luminaire | 2029 | FIXED_OM | NEW | health | USD/gigalumen_year | us | us | 7058700334.2049
commercial lighting | 4ft LFL: LED Integrated Luminaire | 2029 | FIXED_OM | NEW | lodging | USD/gigalumen_year | us | us | 7058700334.2049
commercial lighting | 4ft LFL: LED Integrated Luminaire | 2029 | FIXED_OM | NEW | merc/service | USD/gigalumen_year | us | us | 7058700334.2049
commercial lighting | 4ft LFL: LED Integrated Luminaire | 2029 | FIXED_OM | NEW | office-large | USD/gigalumen_year | us | us | 7058700334.2049
commercial lighting | 4ft LFL: LED Integrated Luminaire | 2029 | FIXED_OM | NEW | office-small | USD/gigalumen_year | us | us | 7058700334.2049
commercial lighting | 4ft LFL: LED Integrated Luminaire | 2029 | FIXED_OM | NEW | other | USD/gigalumen_year | us | us | 7058700334.2049
commercial lighting | 4ft LFL: LED Integrated Luminaire | 2029 | FIXED_OM | NEW | warehouse | USD/gigalumen_year | us | us | 7058700334.2049
commercial lighting | 4ft LFL: LED Integrated Luminaire | 2029 | FIXED_OM | REPLACEMENT | assembly | USD/gigalumen_year | us | us | 7058700334.2049
commercial lighting | 4ft LFL: LED Integrated Luminaire | 2029 | FIXED_OM | REPLACEMENT | education | USD/gigalumen_year | us | us | 7058700334.2049
commercial lighting | 4ft LFL: LED Integrated Luminaire | 2029 | FIXED_OM | REPLACEMENT | food sales | USD/gigalumen_year | us | us | 7058700334.2049
commercial lighting | 4ft LFL: LED Integrated Luminaire | 2029 | FIXED_OM | REPLACEMENT | food service | USD/gigalumen_year | us | us | 7058700334.2049
commercial lighting | 4ft LFL: LED Integrated Luminaire | 2029 | FIXED_OM | REPLACEMENT | health | USD/gigalumen_year | us | us | 7058700334.2049
commercial lighting | 4ft LFL: LED Integrated Luminaire | 2029 | FIXED_OM | REPLACEMENT | lodging | USD/gigalumen_year | us | us | 7058700334.2049
commercial lighting | 4ft LFL: LED Integrated Luminaire | 2029 | FIXED_OM | REPLACEMENT | merc/service | USD/gigalumen_year | us | us | 7058700334.2049
commercial lighting | 4ft LFL: LED Integrated Luminaire | 2029 | FIXED_OM | REPLACEMENT | office-large | USD/gigalumen_year | us | us | 7058700334.2049
commercial lighting | 4ft LFL: LED Integrated Luminaire | 2029 | FIXED_OM | REPLACEMENT | office-small | USD/gigalumen_year | us | us | 7058700334.2049
commercial lighting | 4ft LFL: LED Integrated Luminaire | 2029 | FIXED_OM | REPLACEMENT | other | USD/gigalumen_year | us | us | 7058700334.2049
commercial lighting | 4ft LFL: LED Integrated Luminaire | 2029 | FIXED_OM | REPLACEMENT | warehouse | USD/gigalumen_year | us | us | 7058700334.2049
commercial lighting | 4ft LFL: LED Integrated Luminaire | 2030 | CAPITAL | NEW | assembly | USD/gigalumen_year | us | us | 162925609045.075
commercial lighting | 4ft LFL: LED Integrated Luminaire | 2030 | CAPITAL | NEW | education | USD/gigalumen_year | us | us | 162925609045.075
commercial lighting | 4ft LFL: LED Integrated Luminaire | 2030 | CAPITAL | NEW | food sales | USD/gigalumen_year | us | us | 162925609045.075
commercial lighting | 4ft LFL: LED Integrated Luminaire | 2030 | CAPITAL | NEW | food service | USD/gigalumen_year | us | us | 162925609045.075
commercial lighting | 4ft LFL: LED Integrated Luminaire | 2030 | CAPITAL | NEW | health | USD/gigalumen_year | us | us | 162925609045.075
commercial lighting | 4ft LFL: LED Integrated Luminaire | 2030 | CAPITAL | NEW | lodging | USD/gigalumen_year | us | us | 162925609045.075
commercial lighting | 4ft LFL: LED Integrated Luminaire | 2030 | CAPITAL | NEW | merc/service | USD/gigalumen_year | us | us | 162925609045.075
commercial lighting | 4ft LFL: LED Integrated Luminaire | 2030 | CAPITAL | NEW | office-large | USD/gigalumen_year | us | us | 162925609045.075
commercial lighting | 4ft LFL: LED Integrated Luminaire | 2030 | CAPITAL | NEW | office-small | USD/gigalumen_year | us | us | 162925609045.075
commercial lighting | 4ft LFL: LED Integrated Luminaire | 2030 | CAPITAL | NEW | other | USD/gigalumen_year | us | us | 162925609045.075
commercial lighting | 4ft LFL: LED Integrated Luminaire | 2030 | CAPITAL | NEW | warehouse | USD/gigalumen_year | us | us | 162925609045.075
commercial lighting | 4ft LFL: LED Integrated Luminaire | 2030 | CAPITAL | REPLACEMENT | assembly | USD/gigalumen_year | us | us | 162925609045.075
commercial lighting | 4ft LFL: LED Integrated Luminaire | 2030 | CAPITAL | REPLACEMENT | education | USD/gigalumen_year | us | us | 162925609045.075
commercial lighting | 4ft LFL: LED Integrated Luminaire | 2030 | CAPITAL | REPLACEMENT | food sales | USD/gigalumen_year | us | us | 162925609045.075
commercial lighting | 4ft LFL: LED Integrated Luminaire | 2030 | CAPITAL | REPLACEMENT | food service | USD/gigalumen_year | us | us | 162925609045.075
commercial lighting | 4ft LFL: LED Integrated Luminaire | 2030 | CAPITAL | REPLACEMENT | health | USD/gigalumen_year | us | us | 162925609045.075
commercial lighting | 4ft LFL: LED Integrated Luminaire | 2030 | CAPITAL | REPLACEMENT | lodging | USD/gigalumen_year | us | us | 162925609045.075
commercial lighting | 4ft LFL: LED Integrated Luminaire | 2030 | CAPITAL | REPLACEMENT | merc/service | USD/gigalumen_year | us | us | 162925609045.075
commercial lighting | 4ft LFL: LED Integrated Luminaire | 2030 | CAPITAL | REPLACEMENT | office-large | USD/gigalumen_year | us | us | 162925609045.075
commercial lighting | 4ft LFL: LED Integrated Luminaire | 2030 | CAPITAL | REPLACEMENT | office-small | USD/gigalumen_year | us | us | 162925609045.075
commercial lighting | 4ft LFL: LED Integrated Luminaire | 2030 | CAPITAL | REPLACEMENT | other | USD/gigalumen_year | us | us | 162925609045.075
commercial lighting | 4ft LFL: LED Integrated Luminaire | 2030 | CAPITAL | REPLACEMENT | warehouse | USD/gigalumen_year | us | us | 162925609045.075
commercial lighting | 4ft LFL: LED Integrated Luminaire | 2030 | FIXED_OM | NEW | assembly | USD/gigalumen_year | us | us | 6577158381.2891
commercial lighting | 4ft LFL: LED Integrated Luminaire | 2030 | FIXED_OM | NEW | education | USD/gigalumen_year | us | us | 6577158381.2891
commercial lighting | 4ft LFL: LED Integrated Luminaire | 2030 | FIXED_OM | NEW | food sales | USD/gigalumen_year | us | us | 6577158381.2891
commercial lighting | 4ft LFL: LED Integrated Luminaire | 2030 | FIXED_OM | NEW | food service | USD/gigalumen_year | us | us | 6577158381.2891
commercial lighting | 4ft LFL: LED Integrated Luminaire | 2030 | FIXED_OM | NEW | health | USD/gigalumen_year | us | us | 6577158381.2891
commercial lighting | 4ft LFL: LED Integrated Luminaire | 2030 | FIXED_OM | NEW | lodging | USD/gigalumen_year | us | us | 6577158381.2891
commercial lighting | 4ft LFL: LED Integrated Luminaire | 2030 | FIXED_OM | NEW | merc/service | USD/gigalumen_year | us | us | 6577158381.2891
commercial lighting | 4ft LFL: LED Integrated Luminaire | 2030 | FIXED_OM | NEW | office-large | USD/gigalumen_year | us | us | 6577158381.2891
commercial lighting | 4ft LFL: LED Integrated Luminaire | 2030 | FIXED_OM | NEW | office-small | USD/gigalumen_year | us | us | 6577158381.2891
commercial lighting | 4ft LFL: LED Integrated Luminaire | 2030 | FIXED_OM | NEW | other | USD/gigalumen_year | us | us | 6577158381.2891
commercial lighting | 4ft LFL: LED Integrated Luminaire | 2030 | FIXED_OM | NEW | warehouse | USD/gigalumen_year | us | us | 6577158381.2891
commercial lighting | 4ft LFL: LED Integrated Luminaire | 2030 | FIXED_OM | REPLACEMENT | assembly | USD/gigalumen_year | us | us | 6577158381.2891
commercial lighting | 4ft LFL: LED Integrated Luminaire | 2030 | FIXED_OM | REPLACEMENT | education | USD/gigalumen_year | us | us | 6577158381.2891
commercial lighting | 4ft LFL: LED Integrated Luminaire | 2030 | FIXED_OM | REPLACEMENT | food sales | USD/gigalumen_year | us | us | 6577158381.2891
commercial lighting | 4ft LFL: LED Integrated Luminaire | 2030 | FIXED_OM | REPLACEMENT | food service | USD/gigalumen_year | us | us | 6577158381.2891
commercial lighting | 4ft LFL: LED Integrated Luminaire | 2030 | FIXED_OM | REPLACEMENT | health | USD/gigalumen_year | us | us | 6577158381.2891
commercial lighting | 4ft LFL: LED Integrated Luminaire | 2030 | FIXED_OM | REPLACEMENT | lodging | USD/gigalumen_year | us | us | 6577158381.2891
commercial lighting | 4ft LFL: LED Integrated Luminaire | 2030 | FIXED_OM | REPLACEMENT | merc/service | USD/gigalumen_year | us | us | 6577158381.2891
commercial lighting | 4ft LFL: LED Integrated Luminaire | 2030 | FIXED_OM | REPLACEMENT | office-large | USD/gigalumen_year | us | us | 6577158381.2891
commercial lighting | 4ft LFL: LED Integrated Luminaire | 2030 | FIXED_OM | REPLACEMENT | office-small | USD/gigalumen_year | us | us | 6577158381.2891
commercial lighting | 4ft LFL: LED Integrated Luminaire | 2030 | FIXED_OM | REPLACEMENT | other | USD/gigalumen_year | us | us | 6577158381.2891
commercial lighting | 4ft LFL: LED Integrated Luminaire | 2030 | FIXED_OM | REPLACEMENT | warehouse | USD/gigalumen_year | us | us | 6577158381.2891
commercial lighting | 4ft LFL: LED Integrated Luminaire | 2031 | CAPITAL | NEW | assembly | USD/gigalumen_year | us | us | 158293410356.538
commercial lighting | 4ft LFL: LED Integrated Luminaire | 2031 | CAPITAL | NEW | education | USD/gigalumen_year | us | us | 158293410356.538
commercial lighting | 4ft LFL: LED Integrated Luminaire | 2031 | CAPITAL | NEW | food sales | USD/gigalumen_year | us | us | 158293410356.538
commercial lighting | 4ft LFL: LED Integrated Luminaire | 2031 | CAPITAL | NEW | food service | USD/gigalumen_year | us | us | 158293410356.538
commercial lighting | 4ft LFL: LED Integrated Luminaire | 2031 | CAPITAL | NEW | health | USD/gigalumen_year | us | us | 158293410356.538
commercial lighting | 4ft LFL: LED Integrated Luminaire | 2031 | CAPITAL | NEW | lodging | USD/gigalumen_year | us | us | 158293410356.538
commercial lighting | 4ft LFL: LED Integrated Luminaire | 2031 | CAPITAL | NEW | merc/service | USD/gigalumen_year | us | us | 158293410356.538
commercial lighting | 4ft LFL: LED Integrated Luminaire | 2031 | CAPITAL | NEW | office-large | USD/gigalumen_year | us | us | 158293410356.538
commercial lighting | 4ft LFL: LED Integrated Luminaire | 2031 | CAPITAL | NEW | office-small | USD/gigalumen_year | us | us | 158293410356.538
commercial lighting | 4ft LFL: LED Integrated Luminaire | 2031 | CAPITAL | NEW | other | USD/gigalumen_year | us | us | 158293410356.538
commercial lighting | 4ft LFL: LED Integrated Luminaire | 2031 | CAPITAL | NEW | warehouse | USD/gigalumen_year | us | us | 158293410356.538
commercial lighting | 4ft LFL: LED Integrated Luminaire | 2031 | CAPITAL | REPLACEMENT | assembly | USD/gigalumen_year | us | us | 158293410356.538
commercial lighting | 4ft LFL: LED Integrated Luminaire | 2031 | CAPITAL | REPLACEMENT | education | USD/gigalumen_year | us | us | 158293410356.538
commercial lighting | 4ft LFL: LED Integrated Luminaire | 2031 | CAPITAL | REPLACEMENT | food sales | USD/gigalumen_year | us | us | 158293410356.538
commercial lighting | 4ft LFL: LED Integrated Luminaire | 2031 | CAPITAL | REPLACEMENT | food service | USD/gigalumen_year | us | us | 158293410356.538
commercial lighting | 4ft LFL: LED Integrated Luminaire | 2031 | CAPITAL | REPLACEMENT | health | USD/gigalumen_year | us | us | 158293410356.538
commercial lighting | 4ft LFL: LED Integrated Luminaire | 2031 | CAPITAL | REPLACEMENT | lodging | USD/gigalumen_year | us | us | 158293410356.538
commercial lighting | 4ft LFL: LED Integrated Luminaire | 2031 | CAPITAL | REPLACEMENT | merc/service | USD/gigalumen_year | us | us | 158293410356.538
commercial lighting | 4ft LFL: LED Integrated Luminaire | 2031 | CAPITAL | REPLACEMENT | office-large | USD/gigalumen_year | us | us | 158293410356.538
commercial lighting | 4ft LFL: LED Integrated Luminaire | 2031 | CAPITAL | REPLACEMENT | office-small | USD/gigalumen_year | us | us | 158293410356.538
commercial lighting | 4ft LFL: LED Integrated Luminaire | 2031 | CAPITAL | REPLACEMENT | other | USD/gigalumen_year | us | us | 158293410356.538
commercial lighting | 4ft LFL: LED Integrated Luminaire | 2031 | CAPITAL | REPLACEMENT | warehouse | USD/gigalumen_year | us | us | 158293410356.538
commercial lighting | 4ft LFL: LED Integrated Luminaire | 2031 | FIXED_OM | NEW | assembly | USD/gigalumen_year | us | us | 6389239570.3951
commercial lighting | 4ft LFL: LED Integrated Luminaire | 2031 | FIXED_OM | NEW | education | USD/gigalumen_year | us | us | 6389239570.3951
commercial lighting | 4ft LFL: LED Integrated Luminaire | 2031 | FIXED_OM | NEW | food sales | USD/gigalumen_year | us | us | 6389239570.3951
commercial lighting | 4ft LFL: LED Integrated Luminaire | 2031 | FIXED_OM | NEW | food service | USD/gigalumen_year | us | us | 6389239570.3951
commercial lighting | 4ft LFL: LED Integrated Luminaire | 2031 | FIXED_OM | NEW | health | USD/gigalumen_year | us | us | 6389239570.3951
commercial lighting | 4ft LFL: LED Integrated Luminaire | 2031 | FIXED_OM | NEW | lodging | USD/gigalumen_year | us | us | 6389239570.3951
commercial lighting | 4ft LFL: LED Integrated Luminaire | 2031 | FIXED_OM | NEW | merc/service | USD/gigalumen_year | us | us | 6389239570.3951
commercial lighting | 4ft LFL: LED Integrated Luminaire | 2031 | FIXED_OM | NEW | office-large | USD/gigalumen_year | us | us | 6389239570.3951
commercial lighting | 4ft LFL: LED Integrated Luminaire | 2031 | FIXED_OM | NEW | office-small | USD/gigalumen_year | us | us | 6389239570.3951
commercial lighting | 4ft LFL: LED Integrated Luminaire | 2031 | FIXED_OM | NEW | other | USD/gigalumen_year | us | us | 6389239570.3951
commercial lighting | 4ft LFL: LED Integrated Luminaire | 2031 | FIXED_OM | NEW | warehouse | USD/gigalumen_year | us | us | 6389239570.3951
commercial lighting | 4ft LFL: LED Integrated Luminaire | 2031 | FIXED_OM | REPLACEMENT | assembly | USD/gigalumen_year | us | us | 6389239570.3951
commercial lighting | 4ft LFL: LED Integrated Luminaire | 2031 | FIXED_OM | REPLACEMENT | education | USD/gigalumen_year | us | us | 6389239570.3951
commercial lighting | 4ft LFL: LED Integrated Luminaire | 2031 | FIXED_OM | REPLACEMENT | food sales | USD/gigalumen_year | us | us | 6389239570.3951
commercial lighting | 4ft LFL: LED Integrated Luminaire | 2031 | FIXED_OM | REPLACEMENT | food service | USD/gigalumen_year | us | us | 6389239570.3951
commercial lighting | 4ft LFL: LED Integrated Luminaire | 2031 | FIXED_OM | REPLACEMENT | health | USD/gigalumen_year | us | us | 6389239570.3951
commercial lighting | 4ft LFL: LED Integrated Luminaire | 2031 | FIXED_OM | REPLACEMENT | lodging | USD/gigalumen_year | us | us | 6389239570.3951
commercial lighting | 4ft LFL: LED Integrated Luminaire | 2031 | FIXED_OM | REPLACEMENT | merc/service | USD/gigalumen_year | us | us | 6389239570.3951
commercial lighting | 4ft LFL: LED Integrated Luminaire | 2031 | FIXED_OM | REPLACEMENT | office-large | USD/gigalumen_year | us | us | 6389239570.3951
commercial lighting | 4ft LFL: LED Integrated Luminaire | 2031 | FIXED_OM | REPLACEMENT | office-small | USD/gigalumen_year | us | us | 6389239570.3951
commercial lighting | 4ft LFL: LED Integrated Luminaire | 2031 | FIXED_OM | REPLACEMENT | other | USD/gigalumen_year | us | us | 6389239570.3951
commercial lighting | 4ft LFL: LED Integrated Luminaire | 2031 | FIXED_OM | REPLACEMENT | warehouse | USD/gigalumen_year | us | us | 6389239570.3951
commercial lighting | 4ft LFL: LED Integrated Luminaire | 2032 | CAPITAL | NEW | assembly | USD/gigalumen_year | us | us | 153661211668.002
commercial lighting | 4ft LFL: LED Integrated Luminaire | 2032 | CAPITAL | NEW | education | USD/gigalumen_year | us | us | 153661211668.002
commercial lighting | 4ft LFL: LED Integrated Luminaire | 2032 | CAPITAL | NEW | food sales | USD/gigalumen_year | us | us | 153661211668.002
commercial lighting | 4ft LFL: LED Integrated Luminaire | 2032 | CAPITAL | NEW | food service | USD/gigalumen_year | us | us | 153661211668.002
commercial lighting | 4ft LFL: LED Integrated Luminaire | 2032 | CAPITAL | NEW | health | USD/gigalumen_year | us | us | 153661211668.002
commercial lighting | 4ft LFL: LED Integrated Luminaire | 2032 | CAPITAL | NEW | lodging | USD/gigalumen_year | us | us | 153661211668.002
commercial lighting | 4ft LFL: LED Integrated Luminaire | 2032 | CAPITAL | NEW | merc/service | USD/gigalumen_year | us | us | 153661211668.002
commercial lighting | 4ft LFL: LED Integrated Luminaire | 2032 | CAPITAL | NEW | office-large | USD/gigalumen_year | us | us | 153661211668.002
commercial lighting | 4ft LFL: LED Integrated Luminaire | 2032 | CAPITAL | NEW | office-small | USD/gigalumen_year | us | us | 153661211668.002
commercial lighting | 4ft LFL: LED Integrated Luminaire | 2032 | CAPITAL | NEW | other | USD/gigalumen_year | us | us | 153661211668.002
commercial lighting | 4ft LFL: LED Integrated Luminaire | 2032 | CAPITAL | NEW | warehouse | USD/gigalumen_year | us | us | 153661211668.002
commercial lighting | 4ft LFL: LED Integrated Luminaire | 2032 | CAPITAL | REPLACEMENT | assembly | USD/gigalumen_year | us | us | 153661211668.002
commercial lighting | 4ft LFL: LED Integrated Luminaire | 2032 | CAPITAL | REPLACEMENT | education | USD/gigalumen_year | us | us | 153661211668.002
commercial lighting | 4ft LFL: LED Integrated Luminaire | 2032 | CAPITAL | REPLACEMENT | food sales | USD/gigalumen_year | us | us | 153661211668.002
commercial lighting | 4ft LFL: LED Integrated Luminaire | 2032 | CAPITAL | REPLACEMENT | food service | USD/gigalumen_year | us | us | 153661211668.002
commercial lighting | 4ft LFL: LED Integrated Luminaire | 2032 | CAPITAL | REPLACEMENT | health | USD/gigalumen_year | us | us | 153661211668.002
commercial lighting | 4ft LFL: LED Integrated Luminaire | 2032 | CAPITAL | REPLACEMENT | lodging | USD/gigalumen_year | us | us | 153661211668.002
commercial lighting | 4ft LFL: LED Integrated Luminaire | 2032 | CAPITAL | REPLACEMENT | merc/service | USD/gigalumen_year | us | us | 153661211668.002
commercial lighting | 4ft LFL: LED Integrated Luminaire | 2032 | CAPITAL | REPLACEMENT | office-large | USD/gigalumen_year | us | us | 153661211668.002
commercial lighting | 4ft LFL: LED Integrated Luminaire | 2032 | CAPITAL | REPLACEMENT | office-small | USD/gigalumen_year | us | us | 153661211668.002
commercial lighting | 4ft LFL: LED Integrated Luminaire | 2032 | CAPITAL | REPLACEMENT | other | USD/gigalumen_year | us | us | 153661211668.002
commercial lighting | 4ft LFL: LED Integrated Luminaire | 2032 | CAPITAL | REPLACEMENT | warehouse | USD/gigalumen_year | us | us | 153661211668.002
commercial lighting | 4ft LFL: LED Integrated Luminaire | 2032 | FIXED_OM | NEW | assembly | USD/gigalumen_year | us | us | 6201320759.5011
commercial lighting | 4ft LFL: LED Integrated Luminaire | 2032 | FIXED_OM | NEW | education | USD/gigalumen_year | us | us | 6201320759.5011
commercial lighting | 4ft LFL: LED Integrated Luminaire | 2032 | FIXED_OM | NEW | food sales | USD/gigalumen_year | us | us | 6201320759.5011
commercial lighting | 4ft LFL: LED Integrated Luminaire | 2032 | FIXED_OM | NEW | food service | USD/gigalumen_year | us | us | 6201320759.5011
commercial lighting | 4ft LFL: LED Integrated Luminaire | 2032 | FIXED_OM | NEW | health | USD/gigalumen_year | us | us | 6201320759.5011
commercial lighting | 4ft LFL: LED Integrated Luminaire | 2032 | FIXED_OM | NEW | lodging | USD/gigalumen_year | us | us | 6201320759.5011
commercial lighting | 4ft LFL: LED Integrated Luminaire | 2032 | FIXED_OM | NEW | merc/service | USD/gigalumen_year | us | us | 6201320759.5011
commercial lighting | 4ft LFL: LED Integrated Luminaire | 2032 | FIXED_OM | NEW | office-large | USD/gigalumen_year | us | us | 6201320759.5011
commercial lighting | 4ft LFL: LED Integrated Luminaire | 2032 | FIXED_OM | NEW | office-small | USD/gigalumen_year | us | us | 6201320759.5011
commercial lighting | 4ft LFL: LED Integrated Luminaire | 2032 | FIXED_OM | NEW | other | USD/gigalumen_year | us | us | 6201320759.5011
commercial lighting | 4ft LFL: LED Integrated Luminaire | 2032 | FIXED_OM | NEW | warehouse | USD/gigalumen_year | us | us | 6201320759.5011
commercial lighting | 4ft LFL: LED Integrated Luminaire | 2032 | FIXED_OM | REPLACEMENT | assembly | USD/gigalumen_year | us | us | 6201320759.5011
commercial lighting | 4ft LFL: LED Integrated Luminaire | 2032 | FIXED_OM | REPLACEMENT | education | USD/gigalumen_year | us | us | 6201320759.5011
commercial lighting | 4ft LFL: LED Integrated Luminaire | 2032 | FIXED_OM | REPLACEMENT | food sales | USD/gigalumen_year | us | us | 6201320759.5011
commercial lighting | 4ft LFL: LED Integrated Luminaire | 2032 | FIXED_OM | REPLACEMENT | food service | USD/gigalumen_year | us | us | 6201320759.5011
commercial lighting | 4ft LFL: LED Integrated Luminaire | 2032 | FIXED_OM | REPLACEMENT | health | USD/gigalumen_year | us | us | 6201320759.5011
commercial lighting | 4ft LFL: LED Integrated Luminaire | 2032 | FIXED_OM | REPLACEMENT | lodging | USD/gigalumen_year | us | us | 6201320759.5011
commercial lighting | 4ft LFL: LED Integrated Luminaire | 2032 | FIXED_OM | REPLACEMENT | merc/service | USD/gigalumen_year | us | us | 6201320759.5011
commercial lighting | 4ft LFL: LED Integrated Luminaire | 2032 | FIXED_OM | REPLACEMENT | office-large | USD/gigalumen_year | us | us | 6201320759.5011
commercial lighting | 4ft LFL: LED Integrated Luminaire | 2032 | FIXED_OM | REPLACEMENT | office-small | USD/gigalumen_year | us | us | 6201320759.5011
commercial lighting | 4ft LFL: LED Integrated Luminaire | 2032 | FIXED_OM | REPLACEMENT | other | USD/gigalumen_year | us | us | 6201320759.5011
commercial lighting | 4ft LFL: LED Integrated Luminaire | 2032 | FIXED_OM | REPLACEMENT | warehouse | USD/gigalumen_year | us | us | 6201320759.5011
commercial lighting | 4ft LFL: LED Integrated Luminaire | 2033 | CAPITAL | NEW | assembly | USD/gigalumen_year | us | us | 149029012979.466
commercial lighting | 4ft LFL: LED Integrated Luminaire | 2033 | CAPITAL | NEW | education | USD/gigalumen_year | us | us | 149029012979.466
commercial lighting | 4ft LFL: LED Integrated Luminaire | 2033 | CAPITAL | NEW | food sales | USD/gigalumen_year | us | us | 149029012979.466
commercial lighting | 4ft LFL: LED Integrated Luminaire | 2033 | CAPITAL | NEW | food service | USD/gigalumen_year | us | us | 149029012979.466
commercial lighting | 4ft LFL: LED Integrated Luminaire | 2033 | CAPITAL | NEW | health | USD/gigalumen_year | us | us | 149029012979.466
commercial lighting | 4ft LFL: LED Integrated Luminaire | 2033 | CAPITAL | NEW | lodging | USD/gigalumen_year | us | us | 149029012979.466
commercial lighting | 4ft LFL: LED Integrated Luminaire | 2033 | CAPITAL | NEW | merc/service | USD/gigalumen_year | us | us | 149029012979.466
commercial lighting | 4ft LFL: LED Integrated Luminaire | 2033 | CAPITAL | NEW | office-large | USD/gigalumen_year | us | us | 149029012979.466
commercial lighting | 4ft LFL: LED Integrated Luminaire | 2033 | CAPITAL | NEW | office-small | USD/gigalumen_year | us | us | 149029012979.466
commercial lighting | 4ft LFL: LED Integrated Luminaire | 2033 | CAPITAL | NEW | other | USD/gigalumen_year | us | us | 149029012979.466
commercial lighting | 4ft LFL: LED Integrated Luminaire | 2033 | CAPITAL | NEW | warehouse | USD/gigalumen_year | us | us | 149029012979.466
commercial lighting | 4ft LFL: LED Integrated Luminaire | 2033 | CAPITAL | REPLACEMENT | assembly | USD/gigalumen_year | us | us | 149029012979.466
commercial lighting | 4ft LFL: LED Integrated Luminaire | 2033 | CAPITAL | REPLACEMENT | education | USD/gigalumen_year | us | us | 149029012979.466
commercial lighting | 4ft LFL: LED Integrated Luminaire | 2033 | CAPITAL | REPLACEMENT | food sales | USD/gigalumen_year | us | us | 149029012979.466
commercial lighting | 4ft LFL: LED Integrated Luminaire | 2033 | CAPITAL | REPLACEMENT | food service | USD/gigalumen_year | us | us | 149029012979.466
commercial lighting | 4ft LFL: LED Integrated Luminaire | 2033 | CAPITAL | REPLACEMENT | health | USD/gigalumen_year | us | us | 149029012979.466
commercial lighting | 4ft LFL: LED Integrated Luminaire | 2033 | CAPITAL | REPLACEMENT | lodging | USD/gigalumen_year | us | us | 149029012979.466
commercial lighting | 4ft LFL: LED Integrated Luminaire | 2033 | CAPITAL | REPLACEMENT | merc/service | USD/gigalumen_year | us | us | 149029012979.466
commercial lighting | 4ft LFL: LED Integrated Luminaire | 2033 | CAPITAL | REPLACEMENT | office-large | USD/gigalumen_year | us | us | 149029012979.466
commercial lighting | 4ft LFL: LED Integrated Luminaire | 2033 | CAPITAL | REPLACEMENT | office-small | USD/gigalumen_year | us | us | 149029012979.466
commercial lighting | 4ft LFL: LED Integrated Luminaire | 2033 | CAPITAL | REPLACEMENT | other | USD/gigalumen_year | us | us | 149029012979.466
commercial lighting | 4ft LFL: LED Integrated Luminaire | 2033 | CAPITAL | REPLACEMENT | warehouse | USD/gigalumen_year | us | us | 149029012979.466
commercial lighting | 4ft LFL: LED Integrated Luminaire | 2033 | FIXED_OM | NEW | assembly | USD/gigalumen_year | us | us | 6013401948.6072
commercial lighting | 4ft LFL: LED Integrated Luminaire | 2033 | FIXED_OM | NEW | education | USD/gigalumen_year | us | us | 6013401948.6072
commercial lighting | 4ft LFL: LED Integrated Luminaire | 2033 | FIXED_OM | NEW | food sales | USD/gigalumen_year | us | us | 6013401948.6072
commercial lighting | 4ft LFL: LED Integrated Luminaire | 2033 | FIXED_OM | NEW | food service | USD/gigalumen_year | us | us | 6013401948.6072
commercial lighting | 4ft LFL: LED Integrated Luminaire | 2033 | FIXED_OM | NEW | health | USD/gigalumen_year | us | us | 6013401948.6072
commercial lighting | 4ft LFL: LED Integrated Luminaire | 2033 | FIXED_OM | NEW | lodging | USD/gigalumen_year | us | us | 6013401948.6072
commercial lighting | 4ft LFL: LED Integrated Luminaire | 2033 | FIXED_OM | NEW | merc/service | USD/gigalumen_year | us | us | 6013401948.6072
commercial lighting | 4ft LFL: LED Integrated Luminaire | 2033 | FIXED_OM | NEW | office-large | USD/gigalumen_year | us | us | 6013401948.6072
commercial lighting | 4ft LFL: LED Integrated Luminaire | 2033 | FIXED_OM | NEW | office-small | USD/gigalumen_year | us | us | 6013401948.6072
commercial lighting | 4ft LFL: LED Integrated Luminaire | 2033 | FIXED_OM | NEW | other | USD/gigalumen_year | us | us | 6013401948.6072
commercial lighting | 4ft LFL: LED Integrated Luminaire | 2033 | FIXED_OM | NEW | warehouse | USD/gigalumen_year | us | us | 6013401948.6072
commercial lighting | 4ft LFL: LED Integrated Luminaire | 2033 | FIXED_OM | REPLACEMENT | assembly | USD/gigalumen_year | us | us | 6013401948.6072
commercial lighting | 4ft LFL: LED Integrated Luminaire | 2033 | FIXED_OM | REPLACEMENT | education | USD/gigalumen_year | us | us | 6013401948.6072
commercial lighting | 4ft LFL: LED Integrated Luminaire | 2033 | FIXED_OM | REPLACEMENT | food sales | USD/gigalumen_year | us | us | 6013401948.6072
commercial lighting | 4ft LFL: LED Integrated Luminaire | 2033 | FIXED_OM | REPLACEMENT | food service | USD/gigalumen_year | us | us | 6013401948.6072
commercial lighting | 4ft LFL: LED Integrated Luminaire | 2033 | FIXED_OM | REPLACEMENT | health | USD/gigalumen_year | us | us | 6013401948.6072
commercial lighting | 4ft LFL: LED Integrated Luminaire | 2033 | FIXED_OM | REPLACEMENT | lodging | USD/gigalumen_year | us | us | 6013401948.6072
commercial lighting | 4ft LFL: LED Integrated Luminaire | 2033 | FIXED_OM | REPLACEMENT | merc/service | USD/gigalumen_year | us | us | 6013401948.6072
commercial lighting | 4ft LFL: LED Integrated Luminaire | 2033 | FIXED_OM | REPLACEMENT | office-large | USD/gigalumen_year | us | us | 6013401948.6072
commercial lighting | 4ft LFL: LED Integrated Luminaire | 2033 | FIXED_OM | REPLACEMENT | office-small | USD/gigalumen_year | us | us | 6013401948.6072
commercial lighting | 4ft LFL: LED Integrated Luminaire | 2033 | FIXED_OM | REPLACEMENT | other | USD/gigalumen_year | us | us | 6013401948.6072
commercial lighting | 4ft LFL: LED Integrated Luminaire | 2033 | FIXED_OM | REPLACEMENT | warehouse | USD/gigalumen_year | us | us | 6013401948.6072
commercial lighting | 4ft LFL: LED Integrated Luminaire | 2034 | CAPITAL | NEW | assembly | USD/gigalumen_year | us | us | 144396814290.929
commercial lighting | 4ft LFL: LED Integrated Luminaire | 2034 | CAPITAL | NEW | education | USD/gigalumen_year | us | us | 144396814290.929
commercial lighting | 4ft LFL: LED Integrated Luminaire | 2034 | CAPITAL | NEW | food sales | USD/gigalumen_year | us | us | 144396814290.929
commercial lighting | 4ft LFL: LED Integrated Luminaire | 2034 | CAPITAL | NEW | food service | USD/gigalumen_year | us | us | 144396814290.929
commercial lighting | 4ft LFL: LED Integrated Luminaire | 2034 | CAPITAL | NEW | health | USD/gigalumen_year | us | us | 144396814290.929
commercial lighting | 4ft LFL: LED Integrated Luminaire | 2034 | CAPITAL | NEW | lodging | USD/gigalumen_year | us | us | 144396814290.929
commercial lighting | 4ft LFL: LED Integrated Luminaire | 2034 | CAPITAL | NEW | merc/service | USD/gigalumen_year | us | us | 144396814290.929
commercial lighting | 4ft LFL: LED Integrated Luminaire | 2034 | CAPITAL | NEW | office-large | USD/gigalumen_year | us | us | 144396814290.929
commercial lighting | 4ft LFL: LED Integrated Luminaire | 2034 | CAPITAL | NEW | office-small | USD/gigalumen_year | us | us | 144396814290.929
commercial lighting | 4ft LFL: LED Integrated Luminaire | 2034 | CAPITAL | NEW | other | USD/gigalumen_year | us | us | 144396814290.929
commercial lighting | 4ft LFL: LED Integrated Luminaire | 2034 | CAPITAL | NEW | warehouse | USD/gigalumen_year | us | us | 144396814290.929
commercial lighting | 4ft LFL: LED Integrated Luminaire | 2034 | CAPITAL | REPLACEMENT | assembly | USD/gigalumen_year | us | us | 144396814290.929
commercial lighting | 4ft LFL: LED Integrated Luminaire | 2034 | CAPITAL | REPLACEMENT | education | USD/gigalumen_year | us | us | 144396814290.929
commercial lighting | 4ft LFL: LED Integrated Luminaire | 2034 | CAPITAL | REPLACEMENT | food sales | USD/gigalumen_year | us | us | 144396814290.929
commercial lighting | 4ft LFL: LED Integrated Luminaire | 2034 | CAPITAL | REPLACEMENT | food service | USD/gigalumen_year | us | us | 144396814290.929
commercial lighting | 4ft LFL: LED Integrated Luminaire | 2034 | CAPITAL | REPLACEMENT | health | USD/gigalumen_year | us | us | 144396814290.929
commercial lighting | 4ft LFL: LED Integrated Luminaire | 2034 | CAPITAL | REPLACEMENT | lodging | USD/gigalumen_year | us | us | 144396814290.929
commercial lighting | 4ft LFL: LED Integrated Luminaire | 2034 | CAPITAL | REPLACEMENT | merc/service | USD/gigalumen_year | us | us | 144396814290.929
commercial lighting | 4ft LFL: LED Integrated Luminaire | 2034 | CAPITAL | REPLACEMENT | office-large | USD/gigalumen_year | us | us | 144396814290.929
commercial lighting | 4ft LFL: LED Integrated Luminaire | 2034 | CAPITAL | REPLACEMENT | office-small | USD/gigalumen_year | us | us | 144396814290.929
commercial lighting | 4ft LFL: LED Integrated Luminaire | 2034 | CAPITAL | REPLACEMENT | other | USD/gigalumen_year | us | us | 144396814290.929
commercial lighting | 4ft LFL: LED Integrated Luminaire | 2034 | CAPITAL | REPLACEMENT | warehouse | USD/gigalumen_year | us | us | 144396814290.929
commercial lighting | 4ft LFL: LED Integrated Luminaire | 2034 | FIXED_OM | NEW | assembly | USD/gigalumen_year | us | us | 5825483137.7132
commercial lighting | 4ft LFL: LED Integrated Luminaire | 2034 | FIXED_OM | NEW | education | USD/gigalumen_year | us | us | 5825483137.7132
commercial lighting | 4ft LFL: LED Integrated Luminaire | 2034 | FIXED_OM | NEW | food sales | USD/gigalumen_year | us | us | 5825483137.7132
commercial lighting | 4ft LFL: LED Integrated Luminaire | 2034 | FIXED_OM | NEW | food service | USD/gigalumen_year | us | us | 5825483137.7132
commercial lighting | 4ft LFL: LED Integrated Luminaire | 2034 | FIXED_OM | NEW | health | USD/gigalumen_year | us | us | 5825483137.7132
commercial lighting | 4ft LFL: LED Integrated Luminaire | 2034 | FIXED_OM | NEW | lodging | USD/gigalumen_year | us | us | 5825483137.7132
commercial lighting | 4ft LFL: LED Integrated Luminaire | 2034 | FIXED_OM | NEW | merc/service | USD/gigalumen_year | us | us | 5825483137.7132
commercial lighting | 4ft LFL: LED Integrated Luminaire | 2034 | FIXED_OM | NEW | office-large | USD/gigalumen_year | us | us | 5825483137.7132
commercial lighting | 4ft LFL: LED Integrated Luminaire | 2034 | FIXED_OM | NEW | office-small | USD/gigalumen_year | us | us | 5825483137.7132
commercial lighting | 4ft LFL: LED Integrated Luminaire | 2034 | FIXED_OM | NEW | other | USD/gigalumen_year | us | us | 5825483137.7132
commercial lighting | 4ft LFL: LED Integrated Luminaire | 2034 | FIXED_OM | NEW | warehouse | USD/gigalumen_year | us | us | 5825483137.7132
commercial lighting | 4ft LFL: LED Integrated Luminaire | 2034 | FIXED_OM | REPLACEMENT | assembly | USD/gigalumen_year | us | us | 5825483137.7132
commercial lighting | 4ft LFL: LED Integrated Luminaire | 2034 | FIXED_OM | REPLACEMENT | education | USD/gigalumen_year | us | us | 5825483137.7132
commercial lighting | 4ft LFL: LED Integrated Luminaire | 2034 | FIXED_OM | REPLACEMENT | food sales | USD/gigalumen_year | us | us | 5825483137.7132
commercial lighting | 4ft LFL: LED Integrated Luminaire | 2034 | FIXED_OM | REPLACEMENT | food service | USD/gigalumen_year | us | us | 5825483137.7132
commercial lighting | 4ft LFL: LED Integrated Luminaire | 2034 | FIXED_OM | REPLACEMENT | health | USD/gigalumen_year | us | us | 5825483137.7132
commercial lighting | 4ft LFL: LED Integrated Luminaire | 2034 | FIXED_OM | REPLACEMENT | lodging | USD/gigalumen_year | us | us | 5825483137.7132
commercial lighting | 4ft LFL: LED Integrated Luminaire | 2034 | FIXED_OM | REPLACEMENT | merc/service | USD/gigalumen_year | us | us | 5825483137.7132
commercial lighting | 4ft LFL: LED Integrated Luminaire | 2034 | FIXED_OM | REPLACEMENT | office-large | USD/gigalumen_year | us | us | 5825483137.7132
commercial lighting | 4ft LFL: LED Integrated Luminaire | 2034 | FIXED_OM | REPLACEMENT | office-small | USD/gigalumen_year | us | us | 5825483137.7132
commercial lighting | 4ft LFL: LED Integrated Luminaire | 2034 | FIXED_OM | REPLACEMENT | other | USD/gigalumen_year | us | us | 5825483137.7132
commercial lighting | 4ft LFL: LED Integrated Luminaire | 2034 | FIXED_OM | REPLACEMENT | warehouse | USD/gigalumen_year | us | us | 5825483137.7132
commercial lighting | 4ft LFL: LED Integrated Luminaire | 2035 | CAPITAL | NEW | assembly | USD/gigalumen_year | us | us | 139764615602.393
commercial lighting | 4ft LFL: LED Integrated Luminaire | 2035 | CAPITAL | NEW | education | USD/gigalumen_year | us | us | 139764615602.393
commercial lighting | 4ft LFL: LED Integrated Luminaire | 2035 | CAPITAL | NEW | food sales | USD/gigalumen_year | us | us | 139764615602.393
commercial lighting | 4ft LFL: LED Integrated Luminaire | 2035 | CAPITAL | NEW | food service | USD/gigalumen_year | us | us | 139764615602.393
commercial lighting | 4ft LFL: LED Integrated Luminaire | 2035 | CAPITAL | NEW | health | USD/gigalumen_year | us | us | 139764615602.393
commercial lighting | 4ft LFL: LED Integrated Luminaire | 2035 | CAPITAL | NEW | lodging | USD/gigalumen_year | us | us | 139764615602.393
commercial lighting | 4ft LFL: LED Integrated Luminaire | 2035 | CAPITAL | NEW | merc/service | USD/gigalumen_year | us | us | 139764615602.393
commercial lighting | 4ft LFL: LED Integrated Luminaire | 2035 | CAPITAL | NEW | office-large | USD/gigalumen_year | us | us | 139764615602.393
commercial lighting | 4ft LFL: LED Integrated Luminaire | 2035 | CAPITAL | NEW | office-small | USD/gigalumen_year | us | us | 139764615602.393
commercial lighting | 4ft LFL: LED Integrated Luminaire | 2035 | CAPITAL | NEW | other | USD/gigalumen_year | us | us | 139764615602.393
commercial lighting | 4ft LFL: LED Integrated Luminaire | 2035 | CAPITAL | NEW | warehouse | USD/gigalumen_year | us | us | 139764615602.393
commercial lighting | 4ft LFL: LED Integrated Luminaire | 2035 | CAPITAL | REPLACEMENT | assembly | USD/gigalumen_year | us | us | 139764615602.393
commercial lighting | 4ft LFL: LED Integrated Luminaire | 2035 | CAPITAL | REPLACEMENT | education | USD/gigalumen_year | us | us | 139764615602.393
commercial lighting | 4ft LFL: LED Integrated Luminaire | 2035 | CAPITAL | REPLACEMENT | food sales | USD/gigalumen_year | us | us | 139764615602.393
commercial lighting | 4ft LFL: LED Integrated Luminaire | 2035 | CAPITAL | REPLACEMENT | food service | USD/gigalumen_year | us | us | 139764615602.393
commercial lighting | 4ft LFL: LED Integrated Luminaire | 2035 | CAPITAL | REPLACEMENT | health | USD/gigalumen_year | us | us | 139764615602.393
commercial lighting | 4ft LFL: LED Integrated Luminaire | 2035 | CAPITAL | REPLACEMENT | lodging | USD/gigalumen_year | us | us | 139764615602.393
commercial lighting | 4ft LFL: LED Integrated Luminaire | 2035 | CAPITAL | REPLACEMENT | merc/service | USD/gigalumen_year | us | us | 139764615602.393
commercial lighting | 4ft LFL: LED Integrated Luminaire | 2035 | CAPITAL | REPLACEMENT | office-large | USD/gigalumen_year | us | us | 139764615602.393
commercial lighting | 4ft LFL: LED Integrated Luminaire | 2035 | CAPITAL | REPLACEMENT | office-small | USD/gigalumen_year | us | us | 139764615602.393
commercial lighting | 4ft LFL: LED Integrated Luminaire | 2035 | CAPITAL | REPLACEMENT | other | USD/gigalumen_year | us | us | 139764615602.393
commercial lighting | 4ft LFL: LED Integrated Luminaire | 2035 | CAPITAL | REPLACEMENT | warehouse | USD/gigalumen_year | us | us | 139764615602.393
commercial lighting | 4ft LFL: LED Integrated Luminaire | 2035 | FIXED_OM | NEW | assembly | USD/gigalumen_year | us | us | 5637564326.8192
commercial lighting | 4ft LFL: LED Integrated Luminaire | 2035 | FIXED_OM | NEW | education | USD/gigalumen_year | us | us | 5637564326.8192
commercial lighting | 4ft LFL: LED Integrated Luminaire | 2035 | FIXED_OM | NEW | food sales | USD/gigalumen_year | us | us | 5637564326.8192
commercial lighting | 4ft LFL: LED Integrated Luminaire | 2035 | FIXED_OM | NEW | food service | USD/gigalumen_year | us | us | 5637564326.8192
commercial lighting | 4ft LFL: LED Integrated Luminaire | 2035 | FIXED_OM | NEW | health | USD/gigalumen_year | us | us | 5637564326.8192
commercial lighting | 4ft LFL: LED Integrated Luminaire | 2035 | FIXED_OM | NEW | lodging | USD/gigalumen_year | us | us | 5637564326.8192
commercial lighting | 4ft LFL: LED Integrated Luminaire | 2035 | FIXED_OM | NEW | merc/service | USD/gigalumen_year | us | us | 5637564326.8192
commercial lighting | 4ft LFL: LED Integrated Luminaire | 2035 | FIXED_OM | NEW | office-large | USD/gigalumen_year | us | us | 5637564326.8192
commercial lighting | 4ft LFL: LED Integrated Luminaire | 2035 | FIXED_OM | NEW | office-small | USD/gigalumen_year | us | us | 5637564326.8192
commercial lighting | 4ft LFL: LED Integrated Luminaire | 2035 | FIXED_OM | NEW | other | USD/gigalumen_year | us | us | 5637564326.8192
commercial lighting | 4ft LFL: LED Integrated Luminaire | 2035 | FIXED_OM | NEW | warehouse | USD/gigalumen_year | us | us | 5637564326.8192
commercial lighting | 4ft LFL: LED Integrated Luminaire | 2035 | FIXED_OM | REPLACEMENT | assembly | USD/gigalumen_year | us | us | 5637564326.8192
commercial lighting | 4ft LFL: LED Integrated Luminaire | 2035 | FIXED_OM | REPLACEMENT | education | USD/gigalumen_year | us | us | 5637564326.8192
commercial lighting | 4ft LFL: LED Integrated Luminaire | 2035 | FIXED_OM | REPLACEMENT | food sales | USD/gigalumen_year | us | us | 5637564326.8192
commercial lighting | 4ft LFL: LED Integrated Luminaire | 2035 | FIXED_OM | REPLACEMENT | food service | USD/gigalumen_year | us | us | 5637564326.8192
commercial lighting | 4ft LFL: LED Integrated Luminaire | 2035 | FIXED_OM | REPLACEMENT | health | USD/gigalumen_year | us | us | 5637564326.8192
commercial lighting | 4ft LFL: LED Integrated Luminaire | 2035 | FIXED_OM | REPLACEMENT | lodging | USD/gigalumen_year | us | us | 5637564326.8192
commercial lighting | 4ft LFL: LED Integrated Luminaire | 2035 | FIXED_OM | REPLACEMENT | merc/service | USD/gigalumen_year | us | us | 5637564326.8192
commercial lighting | 4ft LFL: LED Integrated Luminaire | 2035 | FIXED_OM | REPLACEMENT | office-large | USD/gigalumen_year | us | us | 5637564326.8192
commercial lighting | 4ft LFL: LED Integrated Luminaire | 2035 | FIXED_OM | REPLACEMENT | office-small | USD/gigalumen_year | us | us | 5637564326.8192
commercial lighting | 4ft LFL: LED Integrated Luminaire | 2035 | FIXED_OM | REPLACEMENT | other | USD/gigalumen_year | us | us | 5637564326.8192
commercial lighting | 4ft LFL: LED Integrated Luminaire | 2035 | FIXED_OM | REPLACEMENT | warehouse | USD/gigalumen_year | us | us | 5637564326.8192
commercial lighting | 4ft LFL: LED Integrated Luminaire | 2036 | CAPITAL | NEW | assembly | USD/gigalumen_year | us | us | 135132416913.856
commercial lighting | 4ft LFL: LED Integrated Luminaire | 2036 | CAPITAL | NEW | education | USD/gigalumen_year | us | us | 135132416913.856
commercial lighting | 4ft LFL: LED Integrated Luminaire | 2036 | CAPITAL | NEW | food sales | USD/gigalumen_year | us | us | 135132416913.856
commercial lighting | 4ft LFL: LED Integrated Luminaire | 2036 | CAPITAL | NEW | food service | USD/gigalumen_year | us | us | 135132416913.856
commercial lighting | 4ft LFL: LED Integrated Luminaire | 2036 | CAPITAL | NEW | health | USD/gigalumen_year | us | us | 135132416913.856
commercial lighting | 4ft LFL: LED Integrated Luminaire | 2036 | CAPITAL | NEW | lodging | USD/gigalumen_year | us | us | 135132416913.856
commercial lighting | 4ft LFL: LED Integrated Luminaire | 2036 | CAPITAL | NEW | merc/service | USD/gigalumen_year | us | us | 135132416913.856
commercial lighting | 4ft LFL: LED Integrated Luminaire | 2036 | CAPITAL | NEW | office-large | USD/gigalumen_year | us | us | 135132416913.856
commercial lighting | 4ft LFL: LED Integrated Luminaire | 2036 | CAPITAL | NEW | office-small | USD/gigalumen_year | us | us | 135132416913.856
commercial lighting | 4ft LFL: LED Integrated Luminaire | 2036 | CAPITAL | NEW | other | USD/gigalumen_year | us | us | 135132416913.856
commercial lighting | 4ft LFL: LED Integrated Luminaire | 2036 | CAPITAL | NEW | warehouse | USD/gigalumen_year | us | us | 135132416913.856
commercial lighting | 4ft LFL: LED Integrated Luminaire | 2036 | CAPITAL | REPLACEMENT | assembly | USD/gigalumen_year | us | us | 135132416913.856
commercial lighting | 4ft LFL: LED Integrated Luminaire | 2036 | CAPITAL | REPLACEMENT | education | USD/gigalumen_year | us | us | 135132416913.856
commercial lighting | 4ft LFL: LED Integrated Luminaire | 2036 | CAPITAL | REPLACEMENT | food sales | USD/gigalumen_year | us | us | 135132416913.856
commercial lighting | 4ft LFL: LED Integrated Luminaire | 2036 | CAPITAL | REPLACEMENT | food service | USD/gigalumen_year | us | us | 135132416913.856
commercial lighting | 4ft LFL: LED Integrated Luminaire | 2036 | CAPITAL | REPLACEMENT | health | USD/gigalumen_year | us | us | 135132416913.856
commercial lighting | 4ft LFL: LED Integrated Luminaire | 2036 | CAPITAL | REPLACEMENT | lodging | USD/gigalumen_year | us | us | 135132416913.856
commercial lighting | 4ft LFL: LED Integrated Luminaire | 2036 | CAPITAL | REPLACEMENT | merc/service | USD/gigalumen_year | us | us | 135132416913.856
commercial lighting | 4ft LFL: LED Integrated Luminaire | 2036 | CAPITAL | REPLACEMENT | office-large | USD/gigalumen_year | us | us | 135132416913.856
commercial lighting | 4ft LFL: LED Integrated Luminaire | 2036 | CAPITAL | REPLACEMENT | office-small | USD/gigalumen_year | us | us | 135132416913.856
commercial lighting | 4ft LFL: LED Integrated Luminaire | 2036 | CAPITAL | REPLACEMENT | other | USD/gigalumen_year | us | us | 135132416913.856
commercial lighting | 4ft LFL: LED Integrated Luminaire | 2036 | CAPITAL | REPLACEMENT | warehouse | USD/gigalumen_year | us | us | 135132416913.856
commercial lighting | 4ft LFL: LED Integrated Luminaire | 2036 | FIXED_OM | NEW | assembly | USD/gigalumen_year | us | us | 5449645515.9252
commercial lighting | 4ft LFL: LED Integrated Luminaire | 2036 | FIXED_OM | NEW | education | USD/gigalumen_year | us | us | 5449645515.9252
commercial lighting | 4ft LFL: LED Integrated Luminaire | 2036 | FIXED_OM | NEW | food sales | USD/gigalumen_year | us | us | 5449645515.9252
commercial lighting | 4ft LFL: LED Integrated Luminaire | 2036 | FIXED_OM | NEW | food service | USD/gigalumen_year | us | us | 5449645515.9252
commercial lighting | 4ft LFL: LED Integrated Luminaire | 2036 | FIXED_OM | NEW | health | USD/gigalumen_year | us | us | 5449645515.9252
commercial lighting | 4ft LFL: LED Integrated Luminaire | 2036 | FIXED_OM | NEW | lodging | USD/gigalumen_year | us | us | 5449645515.9252
commercial lighting | 4ft LFL: LED Integrated Luminaire | 2036 | FIXED_OM | NEW | merc/service | USD/gigalumen_year | us | us | 5449645515.9252
commercial lighting | 4ft LFL: LED Integrated Luminaire | 2036 | FIXED_OM | NEW | office-large | USD/gigalumen_year | us | us | 5449645515.9252
commercial lighting | 4ft LFL: LED Integrated Luminaire | 2036 | FIXED_OM | NEW | office-small | USD/gigalumen_year | us | us | 5449645515.9252
commercial lighting | 4ft LFL: LED Integrated Luminaire | 2036 | FIXED_OM | NEW | other | USD/gigalumen_year | us | us | 5449645515.9252
commercial lighting | 4ft LFL: LED Integrated Luminaire | 2036 | FIXED_OM | NEW | warehouse | USD/gigalumen_year | us | us | 5449645515.9252
commercial lighting | 4ft LFL: LED Integrated Luminaire | 2036 | FIXED_OM | REPLACEMENT | assembly | USD/gigalumen_year | us | us | 5449645515.9252
commercial lighting | 4ft LFL: LED Integrated Luminaire | 2036 | FIXED_OM | REPLACEMENT | education | USD/gigalumen_year | us | us | 5449645515.9252
commercial lighting | 4ft LFL: LED Integrated Luminaire | 2036 | FIXED_OM | REPLACEMENT | food sales | USD/gigalumen_year | us | us | 5449645515.9252
commercial lighting | 4ft LFL: LED Integrated Luminaire | 2036 | FIXED_OM | REPLACEMENT | food service | USD/gigalumen_year | us | us | 5449645515.9252
commercial lighting | 4ft LFL: LED Integrated Luminaire | 2036 | FIXED_OM | REPLACEMENT | health | USD/gigalumen_year | us | us | 5449645515.9252
commercial lighting | 4ft LFL: LED Integrated Luminaire | 2036 | FIXED_OM | REPLACEMENT | lodging | USD/gigalumen_year | us | us | 5449645515.9252
commercial lighting | 4ft LFL: LED Integrated Luminaire | 2036 | FIXED_OM | REPLACEMENT | merc/service | USD/gigalumen_year | us | us | 5449645515.9252
commercial lighting | 4ft LFL: LED Integrated Luminaire | 2036 | FIXED_OM | REPLACEMENT | office-large | USD/gigalumen_year | us | us | 5449645515.9252
commercial lighting | 4ft LFL: LED Integrated Luminaire | 2036 | FIXED_OM | REPLACEMENT | office-small | USD/gigalumen_year | us | us | 5449645515.9252
commercial lighting | 4ft LFL: LED Integrated Luminaire | 2036 | FIXED_OM | REPLACEMENT | other | USD/gigalumen_year | us | us | 5449645515.9252
commercial lighting | 4ft LFL: LED Integrated Luminaire | 2036 | FIXED_OM | REPLACEMENT | warehouse | USD/gigalumen_year | us | us | 5449645515.9252
commercial lighting | 4ft LFL: LED Integrated Luminaire | 2037 | CAPITAL | NEW | assembly | USD/gigalumen_year | us | us | 130500218225.32
commercial lighting | 4ft LFL: LED Integrated Luminaire | 2037 | CAPITAL | NEW | education | USD/gigalumen_year | us | us | 130500218225.32
commercial lighting | 4ft LFL: LED Integrated Luminaire | 2037 | CAPITAL | NEW | food sales | USD/gigalumen_year | us | us | 130500218225.32
commercial lighting | 4ft LFL: LED Integrated Luminaire | 2037 | CAPITAL | NEW | food service | USD/gigalumen_year | us | us | 130500218225.32
commercial lighting | 4ft LFL: LED Integrated Luminaire | 2037 | CAPITAL | NEW | health | USD/gigalumen_year | us | us | 130500218225.32
commercial lighting | 4ft LFL: LED Integrated Luminaire | 2037 | CAPITAL | NEW | lodging | USD/gigalumen_year | us | us | 130500218225.32
commercial lighting | 4ft LFL: LED Integrated Luminaire | 2037 | CAPITAL | NEW | merc/service | USD/gigalumen_year | us | us | 130500218225.32
commercial lighting | 4ft LFL: LED Integrated Luminaire | 2037 | CAPITAL | NEW | office-large | USD/gigalumen_year | us | us | 130500218225.32
commercial lighting | 4ft LFL: LED Integrated Luminaire | 2037 | CAPITAL | NEW | office-small | USD/gigalumen_year | us | us | 130500218225.32
commercial lighting | 4ft LFL: LED Integrated Luminaire | 2037 | CAPITAL | NEW | other | USD/gigalumen_year | us | us | 130500218225.32
commercial lighting | 4ft LFL: LED Integrated Luminaire | 2037 | CAPITAL | NEW | warehouse | USD/gigalumen_year | us | us | 130500218225.32
commercial lighting | 4ft LFL: LED Integrated Luminaire | 2037 | CAPITAL | REPLACEMENT | assembly | USD/gigalumen_year | us | us | 130500218225.32
commercial lighting | 4ft LFL: LED Integrated Luminaire | 2037 | CAPITAL | REPLACEMENT | education | USD/gigalumen_year | us | us | 130500218225.32
commercial lighting | 4ft LFL: LED Integrated Luminaire | 2037 | CAPITAL | REPLACEMENT | food sales | USD/gigalumen_year | us | us | 130500218225.32
commercial lighting | 4ft LFL: LED Integrated Luminaire | 2037 | CAPITAL | REPLACEMENT | food service | USD/gigalumen_year | us | us | 130500218225.32
commercial lighting | 4ft LFL: LED Integrated Luminaire | 2037 | CAPITAL | REPLACEMENT | health | USD/gigalumen_year | us | us | 130500218225.32
commercial lighting | 4ft LFL: LED Integrated Luminaire | 2037 | CAPITAL | REPLACEMENT | lodging | USD/gigalumen_year | us | us | 130500218225.32
commercial lighting | 4ft LFL: LED Integrated Luminaire | 2037 | CAPITAL | REPLACEMENT | merc/service | USD/gigalumen_year | us | us | 130500218225.32
commercial lighting | 4ft LFL: LED Integrated Luminaire | 2037 | CAPITAL | REPLACEMENT | office-large | USD/gigalumen_year | us | us | 130500218225.32
commercial lighting | 4ft LFL: LED Integrated Luminaire | 2037 | CAPITAL | REPLACEMENT | office-small | USD/gigalumen_year | us | us | 130500218225.32
commercial lighting | 4ft LFL: LED Integrated Luminaire | 2037 | CAPITAL | REPLACEMENT | other | USD/gigalumen_year | us | us | 130500218225.32
commercial lighting | 4ft LFL: LED Integrated Luminaire | 2037 | CAPITAL | REPLACEMENT | warehouse | USD/gigalumen_year | us | us | 130500218225.32
commercial lighting | 4ft LFL: LED Integrated Luminaire | 2037 | FIXED_OM | NEW | assembly | USD/gigalumen_year | us | us | 5261726705.0313
commercial lighting | 4ft LFL: LED Integrated Luminaire | 2037 | FIXED_OM | NEW | education | USD/gigalumen_year | us | us | 5261726705.0313
commercial lighting | 4ft LFL: LED Integrated Luminaire | 2037 | FIXED_OM | NEW | food sales | USD/gigalumen_year | us | us | 5261726705.0313
commercial lighting | 4ft LFL: LED Integrated Luminaire | 2037 | FIXED_OM | NEW | food service | USD/gigalumen_year | us | us | 5261726705.0313
commercial lighting | 4ft LFL: LED Integrated Luminaire | 2037 | FIXED_OM | NEW | health | USD/gigalumen_year | us | us | 5261726705.0313
commercial lighting | 4ft LFL: LED Integrated Luminaire | 2037 | FIXED_OM | NEW | lodging | USD/gigalumen_year | us | us | 5261726705.0313
commercial lighting | 4ft LFL: LED Integrated Luminaire | 2037 | FIXED_OM | NEW | merc/service | USD/gigalumen_year | us | us | 5261726705.0313
commercial lighting | 4ft LFL: LED Integrated Luminaire | 2037 | FIXED_OM | NEW | office-large | USD/gigalumen_year | us | us | 5261726705.0313
commercial lighting | 4ft LFL: LED Integrated Luminaire | 2037 | FIXED_OM | NEW | office-small | USD/gigalumen_year | us | us | 5261726705.0313
commercial lighting | 4ft LFL: LED Integrated Luminaire | 2037 | FIXED_OM | NEW | other | USD/gigalumen_year | us | us | 5261726705.0313
commercial lighting | 4ft LFL: LED Integrated Luminaire | 2037 | FIXED_OM | NEW | warehouse | USD/gigalumen_year | us | us | 5261726705.0313
commercial lighting | 4ft LFL: LED Integrated Luminaire | 2037 | FIXED_OM | REPLACEMENT | assembly | USD/gigalumen_year | us | us | 5261726705.0313
commercial lighting | 4ft LFL: LED Integrated Luminaire | 2037 | FIXED_OM | REPLACEMENT | education | USD/gigalumen_year | us | us | 5261726705.0313
commercial lighting | 4ft LFL: LED Integrated Luminaire | 2037 | FIXED_OM | REPLACEMENT | food sales | USD/gigalumen_year | us | us | 5261726705.0313
commercial lighting | 4ft LFL: LED Integrated Luminaire | 2037 | FIXED_OM | REPLACEMENT | food service | USD/gigalumen_year | us | us | 5261726705.0313
commercial lighting | 4ft LFL: LED Integrated Luminaire | 2037 | FIXED_OM | REPLACEMENT | health | USD/gigalumen_year | us | us | 5261726705.0313
commercial lighting | 4ft LFL: LED Integrated Luminaire | 2037 | FIXED_OM | REPLACEMENT | lodging | USD/gigalumen_year | us | us | 5261726705.0313
commercial lighting | 4ft LFL: LED Integrated Luminaire | 2037 | FIXED_OM | REPLACEMENT | merc/service | USD/gigalumen_year | us | us | 5261726705.0313
commercial lighting | 4ft LFL: LED Integrated Luminaire | 2037 | FIXED_OM | REPLACEMENT | office-large | USD/gigalumen_year | us | us | 5261726705.0313
commercial lighting | 4ft LFL: LED Integrated Luminaire | 2037 | FIXED_OM | REPLACEMENT | office-small | USD/gigalumen_year | us | us | 5261726705.0313
commercial lighting | 4ft LFL: LED Integrated Luminaire | 2037 | FIXED_OM | REPLACEMENT | other | USD/gigalumen_year | us | us | 5261726705.0313
commercial lighting | 4ft LFL: LED Integrated Luminaire | 2037 | FIXED_OM | REPLACEMENT | warehouse | USD/gigalumen_year | us | us | 5261726705.0313
commercial lighting | 4ft LFL: LED Integrated Luminaire | 2038 | CAPITAL | NEW | assembly | USD/gigalumen_year | us | us | 125868019536.783
commercial lighting | 4ft LFL: LED Integrated Luminaire | 2038 | CAPITAL | NEW | education | USD/gigalumen_year | us | us | 125868019536.783
commercial lighting | 4ft LFL: LED Integrated Luminaire | 2038 | CAPITAL | NEW | food sales | USD/gigalumen_year | us | us | 125868019536.783
commercial lighting | 4ft LFL: LED Integrated Luminaire | 2038 | CAPITAL | NEW | food service | USD/gigalumen_year | us | us | 125868019536.783
commercial lighting | 4ft LFL: LED Integrated Luminaire | 2038 | CAPITAL | NEW | health | USD/gigalumen_year | us | us | 125868019536.783
commercial lighting | 4ft LFL: LED Integrated Luminaire | 2038 | CAPITAL | NEW | lodging | USD/gigalumen_year | us | us | 125868019536.783
commercial lighting | 4ft LFL: LED Integrated Luminaire | 2038 | CAPITAL | NEW | merc/service | USD/gigalumen_year | us | us | 125868019536.783
commercial lighting | 4ft LFL: LED Integrated Luminaire | 2038 | CAPITAL | NEW | office-large | USD/gigalumen_year | us | us | 125868019536.783
commercial lighting | 4ft LFL: LED Integrated Luminaire | 2038 | CAPITAL | NEW | office-small | USD/gigalumen_year | us | us | 125868019536.783
commercial lighting | 4ft LFL: LED Integrated Luminaire | 2038 | CAPITAL | NEW | other | USD/gigalumen_year | us | us | 125868019536.783
commercial lighting | 4ft LFL: LED Integrated Luminaire | 2038 | CAPITAL | NEW | warehouse | USD/gigalumen_year | us | us | 125868019536.783
commercial lighting | 4ft LFL: LED Integrated Luminaire | 2038 | CAPITAL | REPLACEMENT | assembly | USD/gigalumen_year | us | us | 125868019536.783
commercial lighting | 4ft LFL: LED Integrated Luminaire | 2038 | CAPITAL | REPLACEMENT | education | USD/gigalumen_year | us | us | 125868019536.783
commercial lighting | 4ft LFL: LED Integrated Luminaire | 2038 | CAPITAL | REPLACEMENT | food sales | USD/gigalumen_year | us | us | 125868019536.783
commercial lighting | 4ft LFL: LED Integrated Luminaire | 2038 | CAPITAL | REPLACEMENT | food service | USD/gigalumen_year | us | us | 125868019536.783
commercial lighting | 4ft LFL: LED Integrated Luminaire | 2038 | CAPITAL | REPLACEMENT | health | USD/gigalumen_year | us | us | 125868019536.783
commercial lighting | 4ft LFL: LED Integrated Luminaire | 2038 | CAPITAL | REPLACEMENT | lodging | USD/gigalumen_year | us | us | 125868019536.783
commercial lighting | 4ft LFL: LED Integrated Luminaire | 2038 | CAPITAL | REPLACEMENT | merc/service | USD/gigalumen_year | us | us | 125868019536.783
commercial lighting | 4ft LFL: LED Integrated Luminaire | 2038 | CAPITAL | REPLACEMENT | office-large | USD/gigalumen_year | us | us | 125868019536.783
commercial lighting | 4ft LFL: LED Integrated Luminaire | 2038 | CAPITAL | REPLACEMENT | office-small | USD/gigalumen_year | us | us | 125868019536.783
commercial lighting | 4ft LFL: LED Integrated Luminaire | 2038 | CAPITAL | REPLACEMENT | other | USD/gigalumen_year | us | us | 125868019536.783
commercial lighting | 4ft LFL: LED Integrated Luminaire | 2038 | CAPITAL | REPLACEMENT | warehouse | USD/gigalumen_year | us | us | 125868019536.783
commercial lighting | 4ft LFL: LED Integrated Luminaire | 2038 | FIXED_OM | NEW | assembly | USD/gigalumen_year | us | us | 5073807894.1373
commercial lighting | 4ft LFL: LED Integrated Luminaire | 2038 | FIXED_OM | NEW | education | USD/gigalumen_year | us | us | 5073807894.1373
commercial lighting | 4ft LFL: LED Integrated Luminaire | 2038 | FIXED_OM | NEW | food sales | USD/gigalumen_year | us | us | 5073807894.1373
commercial lighting | 4ft LFL: LED Integrated Luminaire | 2038 | FIXED_OM | NEW | food service | USD/gigalumen_year | us | us | 5073807894.1373
commercial lighting | 4ft LFL: LED Integrated Luminaire | 2038 | FIXED_OM | NEW | health | USD/gigalumen_year | us | us | 5073807894.1373
commercial lighting | 4ft LFL: LED Integrated Luminaire | 2038 | FIXED_OM | NEW | lodging | USD/gigalumen_year | us | us | 5073807894.1373
commercial lighting | 4ft LFL: LED Integrated Luminaire | 2038 | FIXED_OM | NEW | merc/service | USD/gigalumen_year | us | us | 5073807894.1373
commercial lighting | 4ft LFL: LED Integrated Luminaire | 2038 | FIXED_OM | NEW | office-large | USD/gigalumen_year | us | us | 5073807894.1373
commercial lighting | 4ft LFL: LED Integrated Luminaire | 2038 | FIXED_OM | NEW | office-small | USD/gigalumen_year | us | us | 5073807894.1373
commercial lighting | 4ft LFL: LED Integrated Luminaire | 2038 | FIXED_OM | NEW | other | USD/gigalumen_year | us | us | 5073807894.1373
commercial lighting | 4ft LFL: LED Integrated Luminaire | 2038 | FIXED_OM | NEW | warehouse | USD/gigalumen_year | us | us | 5073807894.1373
commercial lighting | 4ft LFL: LED Integrated Luminaire | 2038 | FIXED_OM | REPLACEMENT | assembly | USD/gigalumen_year | us | us | 5073807894.1373
commercial lighting | 4ft LFL: LED Integrated Luminaire | 2038 | FIXED_OM | REPLACEMENT | education | USD/gigalumen_year | us | us | 5073807894.1373
commercial lighting | 4ft LFL: LED Integrated Luminaire | 2038 | FIXED_OM | REPLACEMENT | food sales | USD/gigalumen_year | us | us | 5073807894.1373
commercial lighting | 4ft LFL: LED Integrated Luminaire | 2038 | FIXED_OM | REPLACEMENT | food service | USD/gigalumen_year | us | us | 5073807894.1373
commercial lighting | 4ft LFL: LED Integrated Luminaire | 2038 | FIXED_OM | REPLACEMENT | health | USD/gigalumen_year | us | us | 5073807894.1373
commercial lighting | 4ft LFL: LED Integrated Luminaire | 2038 | FIXED_OM | REPLACEMENT | lodging | USD/gigalumen_year | us | us | 5073807894.1373
commercial lighting | 4ft LFL: LED Integrated Luminaire | 2038 | FIXED_OM | REPLACEMENT | merc/service | USD/gigalumen_year | us | us | 5073807894.1373
commercial lighting | 4ft LFL: LED Integrated Luminaire | 2038 | FIXED_OM | REPLACEMENT | office-large | USD/gigalumen_year | us | us | 5073807894.1373
commercial lighting | 4ft LFL: LED Integrated Luminaire | 2038 | FIXED_OM | REPLACEMENT | office-small | USD/gigalumen_year | us | us | 5073807894.1373
commercial lighting | 4ft LFL: LED Integrated Luminaire | 2038 | FIXED_OM | REPLACEMENT | other | USD/gigalumen_year | us | us | 5073807894.1373
commercial lighting | 4ft LFL: LED Integrated Luminaire | 2038 | FIXED_OM | REPLACEMENT | warehouse | USD/gigalumen_year | us | us | 5073807894.1373
commercial lighting | 4ft LFL: LED Integrated Luminaire | 2039 | CAPITAL | NEW | assembly | USD/gigalumen_year | us | us | 121235820848.247
commercial lighting | 4ft LFL: LED Integrated Luminaire | 2039 | CAPITAL | NEW | education | USD/gigalumen_year | us | us | 121235820848.247
commercial lighting | 4ft LFL: LED Integrated Luminaire | 2039 | CAPITAL | NEW | food sales | USD/gigalumen_year | us | us | 121235820848.247
commercial lighting | 4ft LFL: LED Integrated Luminaire | 2039 | CAPITAL | NEW | food service | USD/gigalumen_year | us | us | 121235820848.247
commercial lighting | 4ft LFL: LED Integrated Luminaire | 2039 | CAPITAL | NEW | health | USD/gigalumen_year | us | us | 121235820848.247
commercial lighting | 4ft LFL: LED Integrated Luminaire | 2039 | CAPITAL | NEW | lodging | USD/gigalumen_year | us | us | 121235820848.247
commercial lighting | 4ft LFL: LED Integrated Luminaire | 2039 | CAPITAL | NEW | merc/service | USD/gigalumen_year | us | us | 121235820848.247
commercial lighting | 4ft LFL: LED Integrated Luminaire | 2039 | CAPITAL | NEW | office-large | USD/gigalumen_year | us | us | 121235820848.247
commercial lighting | 4ft LFL: LED Integrated Luminaire | 2039 | CAPITAL | NEW | office-small | USD/gigalumen_year | us | us | 121235820848.247
commercial lighting | 4ft LFL: LED Integrated Luminaire | 2039 | CAPITAL | NEW | other | USD/gigalumen_year | us | us | 121235820848.247
commercial lighting | 4ft LFL: LED Integrated Luminaire | 2039 | CAPITAL | NEW | warehouse | USD/gigalumen_year | us | us | 121235820848.247
commercial lighting | 4ft LFL: LED Integrated Luminaire | 2039 | CAPITAL | REPLACEMENT | assembly | USD/gigalumen_year | us | us | 121235820848.247
commercial lighting | 4ft LFL: LED Integrated Luminaire | 2039 | CAPITAL | REPLACEMENT | education | USD/gigalumen_year | us | us | 121235820848.247
commercial lighting | 4ft LFL: LED Integrated Luminaire | 2039 | CAPITAL | REPLACEMENT | food sales | USD/gigalumen_year | us | us | 121235820848.247
commercial lighting | 4ft LFL: LED Integrated Luminaire | 2039 | CAPITAL | REPLACEMENT | food service | USD/gigalumen_year | us | us | 121235820848.247
commercial lighting | 4ft LFL: LED Integrated Luminaire | 2039 | CAPITAL | REPLACEMENT | health | USD/gigalumen_year | us | us | 121235820848.247
commercial lighting | 4ft LFL: LED Integrated Luminaire | 2039 | CAPITAL | REPLACEMENT | lodging | USD/gigalumen_year | us | us | 121235820848.247
commercial lighting | 4ft LFL: LED Integrated Luminaire | 2039 | CAPITAL | REPLACEMENT | merc/service | USD/gigalumen_year | us | us | 121235820848.247
commercial lighting | 4ft LFL: LED Integrated Luminaire | 2039 | CAPITAL | REPLACEMENT | office-large | USD/gigalumen_year | us | us | 121235820848.247
commercial lighting | 4ft LFL: LED Integrated Luminaire | 2039 | CAPITAL | REPLACEMENT | office-small | USD/gigalumen_year | us | us | 121235820848.247
commercial lighting | 4ft LFL: LED Integrated Luminaire | 2039 | CAPITAL | REPLACEMENT | other | USD/gigalumen_year | us | us | 121235820848.247
commercial lighting | 4ft LFL: LED Integrated Luminaire | 2039 | CAPITAL | REPLACEMENT | warehouse | USD/gigalumen_year | us | us | 121235820848.247
commercial lighting | 4ft LFL: LED Integrated Luminaire | 2039 | FIXED_OM | NEW | assembly | USD/gigalumen_year | us | us | 4885889083.2433
commercial lighting | 4ft LFL: LED Integrated Luminaire | 2039 | FIXED_OM | NEW | education | USD/gigalumen_year | us | us | 4885889083.2433
commercial lighting | 4ft LFL: LED Integrated Luminaire | 2039 | FIXED_OM | NEW | food sales | USD/gigalumen_year | us | us | 4885889083.2433
commercial lighting | 4ft LFL: LED Integrated Luminaire | 2039 | FIXED_OM | NEW | food service | USD/gigalumen_year | us | us | 4885889083.2433
commercial lighting | 4ft LFL: LED Integrated Luminaire | 2039 | FIXED_OM | NEW | health | USD/gigalumen_year | us | us | 4885889083.2433
commercial lighting | 4ft LFL: LED Integrated Luminaire | 2039 | FIXED_OM | NEW | lodging | USD/gigalumen_year | us | us | 4885889083.2433
commercial lighting | 4ft LFL: LED Integrated Luminaire | 2039 | FIXED_OM | NEW | merc/service | USD/gigalumen_year | us | us | 4885889083.2433
commercial lighting | 4ft LFL: LED Integrated Luminaire | 2039 | FIXED_OM | NEW | office-large | USD/gigalumen_year | us | us | 4885889083.2433
commercial lighting | 4ft LFL: LED Integrated Luminaire | 2039 | FIXED_OM | NEW | office-small | USD/gigalumen_year | us | us | 4885889083.2433
commercial lighting | 4ft LFL: LED Integrated Luminaire | 2039 | FIXED_OM | NEW | other | USD/gigalumen_year | us | us | 4885889083.2433
commercial lighting | 4ft LFL: LED Integrated Luminaire | 2039 | FIXED_OM | NEW | warehouse | USD/gigalumen_year | us | us | 4885889083.2433
commercial lighting | 4ft LFL: LED Integrated Luminaire | 2039 | FIXED_OM | REPLACEMENT | assembly | USD/gigalumen_year | us | us | 4885889083.2433
commercial lighting | 4ft LFL: LED Integrated Luminaire | 2039 | FIXED_OM | REPLACEMENT | education | USD/gigalumen_year | us | us | 4885889083.2433
commercial lighting | 4ft LFL: LED Integrated Luminaire | 2039 | FIXED_OM | REPLACEMENT | food sales | USD/gigalumen_year | us | us | 4885889083.2433
commercial lighting | 4ft LFL: LED Integrated Luminaire | 2039 | FIXED_OM | REPLACEMENT | food service | USD/gigalumen_year | us | us | 4885889083.2433
commercial lighting | 4ft LFL: LED Integrated Luminaire | 2039 | FIXED_OM | REPLACEMENT | health | USD/gigalumen_year | us | us | 4885889083.2433
commercial lighting | 4ft LFL: LED Integrated Luminaire | 2039 | FIXED_OM | REPLACEMENT | lodging | USD/gigalumen_year | us | us | 4885889083.2433
commercial lighting | 4ft LFL: LED Integrated Luminaire | 2039 | FIXED_OM | REPLACEMENT | merc/service | USD/gigalumen_year | us | us | 4885889083.2433
commercial lighting | 4ft LFL: LED Integrated Luminaire | 2039 | FIXED_OM | REPLACEMENT | office-large | USD/gigalumen_year | us | us | 4885889083.2433
commercial lighting | 4ft LFL: LED Integrated Luminaire | 2039 | FIXED_OM | REPLACEMENT | office-small | USD/gigalumen_year | us | us | 4885889083.2433
commercial lighting | 4ft LFL: LED Integrated Luminaire | 2039 | FIXED_OM | REPLACEMENT | other | USD/gigalumen_year | us | us | 4885889083.2433
commercial lighting | 4ft LFL: LED Integrated Luminaire | 2039 | FIXED_OM | REPLACEMENT | warehouse | USD/gigalumen_year | us | us | 4885889083.2433
commercial lighting | 4ft LFL: LED Integrated Luminaire | 2040 | CAPITAL | NEW | assembly | USD/gigalumen_year | us | us | 116603622159.71
commercial lighting | 4ft LFL: LED Integrated Luminaire | 2040 | CAPITAL | NEW | education | USD/gigalumen_year | us | us | 116603622159.71
commercial lighting | 4ft LFL: LED Integrated Luminaire | 2040 | CAPITAL | NEW | food sales | USD/gigalumen_year | us | us | 116603622159.71
commercial lighting | 4ft LFL: LED Integrated Luminaire | 2040 | CAPITAL | NEW | food service | USD/gigalumen_year | us | us | 116603622159.71
commercial lighting | 4ft LFL: LED Integrated Luminaire | 2040 | CAPITAL | NEW | health | USD/gigalumen_year | us | us | 116603622159.71
commercial lighting | 4ft LFL: LED Integrated Luminaire | 2040 | CAPITAL | NEW | lodging | USD/gigalumen_year | us | us | 116603622159.71
commercial lighting | 4ft LFL: LED Integrated Luminaire | 2040 | CAPITAL | NEW | merc/service | USD/gigalumen_year | us | us | 116603622159.71
commercial lighting | 4ft LFL: LED Integrated Luminaire | 2040 | CAPITAL | NEW | office-large | USD/gigalumen_year | us | us | 116603622159.71
commercial lighting | 4ft LFL: LED Integrated Luminaire | 2040 | CAPITAL | NEW | office-small | USD/gigalumen_year | us | us | 116603622159.71
commercial lighting | 4ft LFL: LED Integrated Luminaire | 2040 | CAPITAL | NEW | other | USD/gigalumen_year | us | us | 116603622159.71
commercial lighting | 4ft LFL: LED Integrated Luminaire | 2040 | CAPITAL | NEW | warehouse | USD/gigalumen_year | us | us | 116603622159.71
commercial lighting | 4ft LFL: LED Integrated Luminaire | 2040 | CAPITAL | REPLACEMENT | assembly | USD/gigalumen_year | us | us | 116603622159.71
commercial lighting | 4ft LFL: LED Integrated Luminaire | 2040 | CAPITAL | REPLACEMENT | education | USD/gigalumen_year | us | us | 116603622159.71
commercial lighting | 4ft LFL: LED Integrated Luminaire | 2040 | CAPITAL | REPLACEMENT | food sales | USD/gigalumen_year | us | us | 116603622159.71
commercial lighting | 4ft LFL: LED Integrated Luminaire | 2040 | CAPITAL | REPLACEMENT | food service | USD/gigalumen_year | us | us | 116603622159.71
commercial lighting | 4ft LFL: LED Integrated Luminaire | 2040 | CAPITAL | REPLACEMENT | health | USD/gigalumen_year | us | us | 116603622159.71
commercial lighting | 4ft LFL: LED Integrated Luminaire | 2040 | CAPITAL | REPLACEMENT | lodging | USD/gigalumen_year | us | us | 116603622159.71
commercial lighting | 4ft LFL: LED Integrated Luminaire | 2040 | CAPITAL | REPLACEMENT | merc/service | USD/gigalumen_year | us | us | 116603622159.71
commercial lighting | 4ft LFL: LED Integrated Luminaire | 2040 | CAPITAL | REPLACEMENT | office-large | USD/gigalumen_year | us | us | 116603622159.71
commercial lighting | 4ft LFL: LED Integrated Luminaire | 2040 | CAPITAL | REPLACEMENT | office-small | USD/gigalumen_year | us | us | 116603622159.71
commercial lighting | 4ft LFL: LED Integrated Luminaire | 2040 | CAPITAL | REPLACEMENT | other | USD/gigalumen_year | us | us | 116603622159.71
commercial lighting | 4ft LFL: LED Integrated Luminaire | 2040 | CAPITAL | REPLACEMENT | warehouse | USD/gigalumen_year | us | us | 116603622159.71
commercial lighting | 4ft LFL: LED Integrated Luminaire | 2040 | FIXED_OM | NEW | assembly | USD/gigalumen_year | us | us | 4697970272.3493
commercial lighting | 4ft LFL: LED Integrated Luminaire | 2040 | FIXED_OM | NEW | education | USD/gigalumen_year | us | us | 4697970272.3493
commercial lighting | 4ft LFL: LED Integrated Luminaire | 2040 | FIXED_OM | NEW | food sales | USD/gigalumen_year | us | us | 4697970272.3493
commercial lighting | 4ft LFL: LED Integrated Luminaire | 2040 | FIXED_OM | NEW | food service | USD/gigalumen_year | us | us | 4697970272.3493
commercial lighting | 4ft LFL: LED Integrated Luminaire | 2040 | FIXED_OM | NEW | health | USD/gigalumen_year | us | us | 4697970272.3493
commercial lighting | 4ft LFL: LED Integrated Luminaire | 2040 | FIXED_OM | NEW | lodging | USD/gigalumen_year | us | us | 4697970272.3493
commercial lighting | 4ft LFL: LED Integrated Luminaire | 2040 | FIXED_OM | NEW | merc/service | USD/gigalumen_year | us | us | 4697970272.3493
commercial lighting | 4ft LFL: LED Integrated Luminaire | 2040 | FIXED_OM | NEW | office-large | USD/gigalumen_year | us | us | 4697970272.3493
commercial lighting | 4ft LFL: LED Integrated Luminaire | 2040 | FIXED_OM | NEW | office-small | USD/gigalumen_year | us | us | 4697970272.3493
commercial lighting | 4ft LFL: LED Integrated Luminaire | 2040 | FIXED_OM | NEW | other | USD/gigalumen_year | us | us | 4697970272.3493
commercial lighting | 4ft LFL: LED Integrated Luminaire | 2040 | FIXED_OM | NEW | warehouse | USD/gigalumen_year | us | us | 4697970272.3493
commercial lighting | 4ft LFL: LED Integrated Luminaire | 2040 | FIXED_OM | REPLACEMENT | assembly | USD/gigalumen_year | us | us | 4697970272.3493
commercial lighting | 4ft LFL: LED Integrated Luminaire | 2040 | FIXED_OM | REPLACEMENT | education | USD/gigalumen_year | us | us | 4697970272.3493
commercial lighting | 4ft LFL: LED Integrated Luminaire | 2040 | FIXED_OM | REPLACEMENT | food sales | USD/gigalumen_year | us | us | 4697970272.3493
commercial lighting | 4ft LFL: LED Integrated Luminaire | 2040 | FIXED_OM | REPLACEMENT | food service | USD/gigalumen_year | us | us | 4697970272.3493
commercial lighting | 4ft LFL: LED Integrated Luminaire | 2040 | FIXED_OM | REPLACEMENT | health | USD/gigalumen_year | us | us | 4697970272.3493
commercial lighting | 4ft LFL: LED Integrated Luminaire | 2040 | FIXED_OM | REPLACEMENT | lodging | USD/gigalumen_year | us | us | 4697970272.3493
commercial lighting | 4ft LFL: LED Integrated Luminaire | 2040 | FIXED_OM | REPLACEMENT | merc/service | USD/gigalumen_year | us | us | 4697970272.3493
commercial lighting | 4ft LFL: LED Integrated Luminaire | 2040 | FIXED_OM | REPLACEMENT | office-large | USD/gigalumen_year | us | us | 4697970272.3493
commercial lighting | 4ft LFL: LED Integrated Luminaire | 2040 | FIXED_OM | REPLACEMENT | office-small | USD/gigalumen_year | us | us | 4697970272.3493
commercial lighting | 4ft LFL: LED Integrated Luminaire | 2040 | FIXED_OM | REPLACEMENT | other | USD/gigalumen_year | us | us | 4697970272.3493
commercial lighting | 4ft LFL: LED Integrated Luminaire | 2040 | FIXED_OM | REPLACEMENT | warehouse | USD/gigalumen_year | us | us | 4697970272.3493
commercial lighting | 4ft LFL: LED Integrated Luminaire | 2041 | CAPITAL | NEW | assembly | USD/gigalumen_year | us | us | 116603622159.71
commercial lighting | 4ft LFL: LED Integrated Luminaire | 2041 | CAPITAL | NEW | education | USD/gigalumen_year | us | us | 116603622159.71
commercial lighting | 4ft LFL: LED Integrated Luminaire | 2041 | CAPITAL | NEW | food sales | USD/gigalumen_year | us | us | 116603622159.71
commercial lighting | 4ft LFL: LED Integrated Luminaire | 2041 | CAPITAL | NEW | food service | USD/gigalumen_year | us | us | 116603622159.71
commercial lighting | 4ft LFL: LED Integrated Luminaire | 2041 | CAPITAL | NEW | health | USD/gigalumen_year | us | us | 116603622159.71
commercial lighting | 4ft LFL: LED Integrated Luminaire | 2041 | CAPITAL | NEW | lodging | USD/gigalumen_year | us | us | 116603622159.71
commercial lighting | 4ft LFL: LED Integrated Luminaire | 2041 | CAPITAL | NEW | merc/service | USD/gigalumen_year | us | us | 116603622159.71
commercial lighting | 4ft LFL: LED Integrated Luminaire | 2041 | CAPITAL | NEW | office-large | USD/gigalumen_year | us | us | 116603622159.71
commercial lighting | 4ft LFL: LED Integrated Luminaire | 2041 | CAPITAL | NEW | office-small | USD/gigalumen_year | us | us | 116603622159.71
commercial lighting | 4ft LFL: LED Integrated Luminaire | 2041 | CAPITAL | NEW | other | USD/gigalumen_year | us | us | 116603622159.71
commercial lighting | 4ft LFL: LED Integrated Luminaire | 2041 | CAPITAL | NEW | warehouse | USD/gigalumen_year | us | us | 116603622159.71
commercial lighting | 4ft LFL: LED Integrated Luminaire | 2041 | CAPITAL | REPLACEMENT | assembly | USD/gigalumen_year | us | us | 116603622159.71
commercial lighting | 4ft LFL: LED Integrated Luminaire | 2041 | CAPITAL | REPLACEMENT | education | USD/gigalumen_year | us | us | 116603622159.71
commercial lighting | 4ft LFL: LED Integrated Luminaire | 2041 | CAPITAL | REPLACEMENT | food sales | USD/gigalumen_year | us | us | 116603622159.71
commercial lighting | 4ft LFL: LED Integrated Luminaire | 2041 | CAPITAL | REPLACEMENT | food service | USD/gigalumen_year | us | us | 116603622159.71
commercial lighting | 4ft LFL: LED Integrated Luminaire | 2041 | CAPITAL | REPLACEMENT | health | USD/gigalumen_year | us | us | 116603622159.71
commercial lighting | 4ft LFL: LED Integrated Luminaire | 2041 | CAPITAL | REPLACEMENT | lodging | USD/gigalumen_year | us | us | 116603622159.71
commercial lighting | 4ft LFL: LED Integrated Luminaire | 2041 | CAPITAL | REPLACEMENT | merc/service | USD/gigalumen_year | us | us | 116603622159.71
commercial lighting | 4ft LFL: LED Integrated Luminaire | 2041 | CAPITAL | REPLACEMENT | office-large | USD/gigalumen_year | us | us | 116603622159.71
commercial lighting | 4ft LFL: LED Integrated Luminaire | 2041 | CAPITAL | REPLACEMENT | office-small | USD/gigalumen_year | us | us | 116603622159.71
commercial lighting | 4ft LFL: LED Integrated Luminaire | 2041 | CAPITAL | REPLACEMENT | other | USD/gigalumen_year | us | us | 116603622159.71
commercial lighting | 4ft LFL: LED Integrated Luminaire | 2041 | CAPITAL | REPLACEMENT | warehouse | USD/gigalumen_year | us | us | 116603622159.71
commercial lighting | 4ft LFL: LED Integrated Luminaire | 2041 | FIXED_OM | NEW | assembly | USD/gigalumen_year | us | us | 4697970272.3493
commercial lighting | 4ft LFL: LED Integrated Luminaire | 2041 | FIXED_OM | NEW | education | USD/gigalumen_year | us | us | 4697970272.3493
commercial lighting | 4ft LFL: LED Integrated Luminaire | 2041 | FIXED_OM | NEW | food sales | USD/gigalumen_year | us | us | 4697970272.3493
commercial lighting | 4ft LFL: LED Integrated Luminaire | 2041 | FIXED_OM | NEW | food service | USD/gigalumen_year | us | us | 4697970272.3493
commercial lighting | 4ft LFL: LED Integrated Luminaire | 2041 | FIXED_OM | NEW | health | USD/gigalumen_year | us | us | 4697970272.3493
commercial lighting | 4ft LFL: LED Integrated Luminaire | 2041 | FIXED_OM | NEW | lodging | USD/gigalumen_year | us | us | 4697970272.3493
commercial lighting | 4ft LFL: LED Integrated Luminaire | 2041 | FIXED_OM | NEW | merc/service | USD/gigalumen_year | us | us | 4697970272.3493
commercial lighting | 4ft LFL: LED Integrated Luminaire | 2041 | FIXED_OM | NEW | office-large | USD/gigalumen_year | us | us | 4697970272.3493
commercial lighting | 4ft LFL: LED Integrated Luminaire | 2041 | FIXED_OM | NEW | office-small | USD/gigalumen_year | us | us | 4697970272.3493
commercial lighting | 4ft LFL: LED Integrated Luminaire | 2041 | FIXED_OM | NEW | other | USD/gigalumen_year | us | us | 4697970272.3493
commercial lighting | 4ft LFL: LED Integrated Luminaire | 2041 | FIXED_OM | NEW | warehouse | USD/gigalumen_year | us | us | 4697970272.3493
commercial lighting | 4ft LFL: LED Integrated Luminaire | 2041 | FIXED_OM | REPLACEMENT | assembly | USD/gigalumen_year | us | us | 4697970272.3493
commercial lighting | 4ft LFL: LED Integrated Luminaire | 2041 | FIXED_OM | REPLACEMENT | education | USD/gigalumen_year | us | us | 4697970272.3493
commercial lighting | 4ft LFL: LED Integrated Luminaire | 2041 | FIXED_OM | REPLACEMENT | food sales | USD/gigalumen_year | us | us | 4697970272.3493
commercial lighting | 4ft LFL: LED Integrated Luminaire | 2041 | FIXED_OM | REPLACEMENT | food service | USD/gigalumen_year | us | us | 4697970272.3493
commercial lighting | 4ft LFL: LED Integrated Luminaire | 2041 | FIXED_OM | REPLACEMENT | health | USD/gigalumen_year | us | us | 4697970272.3493
commercial lighting | 4ft LFL: LED Integrated Luminaire | 2041 | FIXED_OM | REPLACEMENT | lodging | USD/gigalumen_year | us | us | 4697970272.3493
commercial lighting | 4ft LFL: LED Integrated Luminaire | 2041 | FIXED_OM | REPLACEMENT | merc/service | USD/gigalumen_year | us | us | 4697970272.3493
commercial lighting | 4ft LFL: LED Integrated Luminaire | 2041 | FIXED_OM | REPLACEMENT | office-large | USD/gigalumen_year | us | us | 4697970272.3493
commercial lighting | 4ft LFL: LED Integrated Luminaire | 2041 | FIXED_OM | REPLACEMENT | office-small | USD/gigalumen_year | us | us | 4697970272.3493
commercial lighting | 4ft LFL: LED Integrated Luminaire | 2041 | FIXED_OM | REPLACEMENT | other | USD/gigalumen_year | us | us | 4697970272.3493
commercial lighting | 4ft LFL: LED Integrated Luminaire | 2041 | FIXED_OM | REPLACEMENT | warehouse | USD/gigalumen_year | us | us | 4697970272.3493
commercial lighting | 4ft LFL: LED Integrated Luminaire | 2042 | CAPITAL | NEW | assembly | USD/gigalumen_year | us | us | 116603622159.71
commercial lighting | 4ft LFL: LED Integrated Luminaire | 2042 | CAPITAL | NEW | education | USD/gigalumen_year | us | us | 116603622159.71
commercial lighting | 4ft LFL: LED Integrated Luminaire | 2042 | CAPITAL | NEW | food sales | USD/gigalumen_year | us | us | 116603622159.71
commercial lighting | 4ft LFL: LED Integrated Luminaire | 2042 | CAPITAL | NEW | food service | USD/gigalumen_year | us | us | 116603622159.71
commercial lighting | 4ft LFL: LED Integrated Luminaire | 2042 | CAPITAL | NEW | health | USD/gigalumen_year | us | us | 116603622159.71
commercial lighting | 4ft LFL: LED Integrated Luminaire | 2042 | CAPITAL | NEW | lodging | USD/gigalumen_year | us | us | 116603622159.71
commercial lighting | 4ft LFL: LED Integrated Luminaire | 2042 | CAPITAL | NEW | merc/service | USD/gigalumen_year | us | us | 116603622159.71
commercial lighting | 4ft LFL: LED Integrated Luminaire | 2042 | CAPITAL | NEW | office-large | USD/gigalumen_year | us | us | 116603622159.71
commercial lighting | 4ft LFL: LED Integrated Luminaire | 2042 | CAPITAL | NEW | office-small | USD/gigalumen_year | us | us | 116603622159.71
commercial lighting | 4ft LFL: LED Integrated Luminaire | 2042 | CAPITAL | NEW | other | USD/gigalumen_year | us | us | 116603622159.71
commercial lighting | 4ft LFL: LED Integrated Luminaire | 2042 | CAPITAL | NEW | warehouse | USD/gigalumen_year | us | us | 116603622159.71
commercial lighting | 4ft LFL: LED Integrated Luminaire | 2042 | CAPITAL | REPLACEMENT | assembly | USD/gigalumen_year | us | us | 116603622159.71
commercial lighting | 4ft LFL: LED Integrated Luminaire | 2042 | CAPITAL | REPLACEMENT | education | USD/gigalumen_year | us | us | 116603622159.71
commercial lighting | 4ft LFL: LED Integrated Luminaire | 2042 | CAPITAL | REPLACEMENT | food sales | USD/gigalumen_year | us | us | 116603622159.71
commercial lighting | 4ft LFL: LED Integrated Luminaire | 2042 | CAPITAL | REPLACEMENT | food service | USD/gigalumen_year | us | us | 116603622159.71
commercial lighting | 4ft LFL: LED Integrated Luminaire | 2042 | CAPITAL | REPLACEMENT | health | USD/gigalumen_year | us | us | 116603622159.71
commercial lighting | 4ft LFL: LED Integrated Luminaire | 2042 | CAPITAL | REPLACEMENT | lodging | USD/gigalumen_year | us | us | 116603622159.71
commercial lighting | 4ft LFL: LED Integrated Luminaire | 2042 | CAPITAL | REPLACEMENT | merc/service | USD/gigalumen_year | us | us | 116603622159.71
commercial lighting | 4ft LFL: LED Integrated Luminaire | 2042 | CAPITAL | REPLACEMENT | office-large | USD/gigalumen_year | us | us | 116603622159.71
commercial lighting | 4ft LFL: LED Integrated Luminaire | 2042 | CAPITAL | REPLACEMENT | office-small | USD/gigalumen_year | us | us | 116603622159.71
commercial lighting | 4ft LFL: LED Integrated Luminaire | 2042 | CAPITAL | REPLACEMENT | other | USD/gigalumen_year | us | us | 116603622159.71
commercial lighting | 4ft LFL: LED Integrated Luminaire | 2042 | CAPITAL | REPLACEMENT | warehouse | USD/gigalumen_year | us | us | 116603622159.71
commercial lighting | 4ft LFL: LED Integrated Luminaire | 2042 | FIXED_OM | NEW | assembly | USD/gigalumen_year | us | us | 4697970272.3493
commercial lighting | 4ft LFL: LED Integrated Luminaire | 2042 | FIXED_OM | NEW | education | USD/gigalumen_year | us | us | 4697970272.3493
commercial lighting | 4ft LFL: LED Integrated Luminaire | 2042 | FIXED_OM | NEW | food sales | USD/gigalumen_year | us | us | 4697970272.3493
commercial lighting | 4ft LFL: LED Integrated Luminaire | 2042 | FIXED_OM | NEW | food service | USD/gigalumen_year | us | us | 4697970272.3493
commercial lighting | 4ft LFL: LED Integrated Luminaire | 2042 | FIXED_OM | NEW | health | USD/gigalumen_year | us | us | 4697970272.3493
commercial lighting | 4ft LFL: LED Integrated Luminaire | 2042 | FIXED_OM | NEW | lodging | USD/gigalumen_year | us | us | 4697970272.3493
commercial lighting | 4ft LFL: LED Integrated Luminaire | 2042 | FIXED_OM | NEW | merc/service | USD/gigalumen_year | us | us | 4697970272.3493
commercial lighting | 4ft LFL: LED Integrated Luminaire | 2042 | FIXED_OM | NEW | office-large | USD/gigalumen_year | us | us | 4697970272.3493
commercial lighting | 4ft LFL: LED Integrated Luminaire | 2042 | FIXED_OM | NEW | office-small | USD/gigalumen_year | us | us | 4697970272.3493
commercial lighting | 4ft LFL: LED Integrated Luminaire | 2042 | FIXED_OM | NEW | other | USD/gigalumen_year | us | us | 4697970272.3493
commercial lighting | 4ft LFL: LED Integrated Luminaire | 2042 | FIXED_OM | NEW | warehouse | USD/gigalumen_year | us | us | 4697970272.3493
commercial lighting | 4ft LFL: LED Integrated Luminaire | 2042 | FIXED_OM | REPLACEMENT | assembly | USD/gigalumen_year | us | us | 4697970272.3493
commercial lighting | 4ft LFL: LED Integrated Luminaire | 2042 | FIXED_OM | REPLACEMENT | education | USD/gigalumen_year | us | us | 4697970272.3493
commercial lighting | 4ft LFL: LED Integrated Luminaire | 2042 | FIXED_OM | REPLACEMENT | food sales | USD/gigalumen_year | us | us | 4697970272.3493
commercial lighting | 4ft LFL: LED Integrated Luminaire | 2042 | FIXED_OM | REPLACEMENT | food service | USD/gigalumen_year | us | us | 4697970272.3493
commercial lighting | 4ft LFL: LED Integrated Luminaire | 2042 | FIXED_OM | REPLACEMENT | health | USD/gigalumen_year | us | us | 4697970272.3493
commercial lighting | 4ft LFL: LED Integrated Luminaire | 2042 | FIXED_OM | REPLACEMENT | lodging | USD/gigalumen_year | us | us | 4697970272.3493
commercial lighting | 4ft LFL: LED Integrated Luminaire | 2042 | FIXED_OM | REPLACEMENT | merc/service | USD/gigalumen_year | us | us | 4697970272.3493
commercial lighting | 4ft LFL: LED Integrated Luminaire | 2042 | FIXED_OM | REPLACEMENT | office-large | USD/gigalumen_year | us | us | 4697970272.3493
commercial lighting | 4ft LFL: LED Integrated Luminaire | 2042 | FIXED_OM | REPLACEMENT | office-small | USD/gigalumen_year | us | us | 4697970272.3493
commercial lighting | 4ft LFL: LED Integrated Luminaire | 2042 | FIXED_OM | REPLACEMENT | other | USD/gigalumen_year | us | us | 4697970272.3493
commercial lighting | 4ft LFL: LED Integrated Luminaire | 2042 | FIXED_OM | REPLACEMENT | warehouse | USD/gigalumen_year | us | us | 4697970272.3493
commercial lighting | 4ft LFL: LED Integrated Luminaire | 2043 | CAPITAL | NEW | assembly | USD/gigalumen_year | us | us | 116603622159.71
commercial lighting | 4ft LFL: LED Integrated Luminaire | 2043 | CAPITAL | NEW | education | USD/gigalumen_year | us | us | 116603622159.71
commercial lighting | 4ft LFL: LED Integrated Luminaire | 2043 | CAPITAL | NEW | food sales | USD/gigalumen_year | us | us | 116603622159.71
commercial lighting | 4ft LFL: LED Integrated Luminaire | 2043 | CAPITAL | NEW | food service | USD/gigalumen_year | us | us | 116603622159.71
commercial lighting | 4ft LFL: LED Integrated Luminaire | 2043 | CAPITAL | NEW | health | USD/gigalumen_year | us | us | 116603622159.71
commercial lighting | 4ft LFL: LED Integrated Luminaire | 2043 | CAPITAL | NEW | lodging | USD/gigalumen_year | us | us | 116603622159.71
commercial lighting | 4ft LFL: LED Integrated Luminaire | 2043 | CAPITAL | NEW | merc/service | USD/gigalumen_year | us | us | 116603622159.71
commercial lighting | 4ft LFL: LED Integrated Luminaire | 2043 | CAPITAL | NEW | office-large | USD/gigalumen_year | us | us | 116603622159.71
commercial lighting | 4ft LFL: LED Integrated Luminaire | 2043 | CAPITAL | NEW | office-small | USD/gigalumen_year | us | us | 116603622159.71
commercial lighting | 4ft LFL: LED Integrated Luminaire | 2043 | CAPITAL | NEW | other | USD/gigalumen_year | us | us | 116603622159.71
commercial lighting | 4ft LFL: LED Integrated Luminaire | 2043 | CAPITAL | NEW | warehouse | USD/gigalumen_year | us | us | 116603622159.71
commercial lighting | 4ft LFL: LED Integrated Luminaire | 2043 | CAPITAL | REPLACEMENT | assembly | USD/gigalumen_year | us | us | 116603622159.71
commercial lighting | 4ft LFL: LED Integrated Luminaire | 2043 | CAPITAL | REPLACEMENT | education | USD/gigalumen_year | us | us | 116603622159.71
commercial lighting | 4ft LFL: LED Integrated Luminaire | 2043 | CAPITAL | REPLACEMENT | food sales | USD/gigalumen_year | us | us | 116603622159.71
commercial lighting | 4ft LFL: LED Integrated Luminaire | 2043 | CAPITAL | REPLACEMENT | food service | USD/gigalumen_year | us | us | 116603622159.71
commercial lighting | 4ft LFL: LED Integrated Luminaire | 2043 | CAPITAL | REPLACEMENT | health | USD/gigalumen_year | us | us | 116603622159.71
commercial lighting | 4ft LFL: LED Integrated Luminaire | 2043 | CAPITAL | REPLACEMENT | lodging | USD/gigalumen_year | us | us | 116603622159.71
commercial lighting | 4ft LFL: LED Integrated Luminaire | 2043 | CAPITAL | REPLACEMENT | merc/service | USD/gigalumen_year | us | us | 116603622159.71
commercial lighting | 4ft LFL: LED Integrated Luminaire | 2043 | CAPITAL | REPLACEMENT | office-large | USD/gigalumen_year | us | us | 116603622159.71
commercial lighting | 4ft LFL: LED Integrated Luminaire | 2043 | CAPITAL | REPLACEMENT | office-small | USD/gigalumen_year | us | us | 116603622159.71
commercial lighting | 4ft LFL: LED Integrated Luminaire | 2043 | CAPITAL | REPLACEMENT | other | USD/gigalumen_year | us | us | 116603622159.71
commercial lighting | 4ft LFL: LED Integrated Luminaire | 2043 | CAPITAL | REPLACEMENT | warehouse | USD/gigalumen_year | us | us | 116603622159.71
commercial lighting | 4ft LFL: LED Integrated Luminaire | 2043 | FIXED_OM | NEW | assembly | USD/gigalumen_year | us | us | 4697970272.3493
commercial lighting | 4ft LFL: LED Integrated Luminaire | 2043 | FIXED_OM | NEW | education | USD/gigalumen_year | us | us | 4697970272.3493
commercial lighting | 4ft LFL: LED Integrated Luminaire | 2043 | FIXED_OM | NEW | food sales | USD/gigalumen_year | us | us | 4697970272.3493
commercial lighting | 4ft LFL: LED Integrated Luminaire | 2043 | FIXED_OM | NEW | food service | USD/gigalumen_year | us | us | 4697970272.3493
commercial lighting | 4ft LFL: LED Integrated Luminaire | 2043 | FIXED_OM | NEW | health | USD/gigalumen_year | us | us | 4697970272.3493
commercial lighting | 4ft LFL: LED Integrated Luminaire | 2043 | FIXED_OM | NEW | lodging | USD/gigalumen_year | us | us | 4697970272.3493
commercial lighting | 4ft LFL: LED Integrated Luminaire | 2043 | FIXED_OM | NEW | merc/service | USD/gigalumen_year | us | us | 4697970272.3493
commercial lighting | 4ft LFL: LED Integrated Luminaire | 2043 | FIXED_OM | NEW | office-large | USD/gigalumen_year | us | us | 4697970272.3493
commercial lighting | 4ft LFL: LED Integrated Luminaire | 2043 | FIXED_OM | NEW | office-small | USD/gigalumen_year | us | us | 4697970272.3493
commercial lighting | 4ft LFL: LED Integrated Luminaire | 2043 | FIXED_OM | NEW | other | USD/gigalumen_year | us | us | 4697970272.3493
commercial lighting | 4ft LFL: LED Integrated Luminaire | 2043 | FIXED_OM | NEW | warehouse | USD/gigalumen_year | us | us | 4697970272.3493
commercial lighting | 4ft LFL: LED Integrated Luminaire | 2043 | FIXED_OM | REPLACEMENT | assembly | USD/gigalumen_year | us | us | 4697970272.3493
commercial lighting | 4ft LFL: LED Integrated Luminaire | 2043 | FIXED_OM | REPLACEMENT | education | USD/gigalumen_year | us | us | 4697970272.3493
commercial lighting | 4ft LFL: LED Integrated Luminaire | 2043 | FIXED_OM | REPLACEMENT | food sales | USD/gigalumen_year | us | us | 4697970272.3493
commercial lighting | 4ft LFL: LED Integrated Luminaire | 2043 | FIXED_OM | REPLACEMENT | food service | USD/gigalumen_year | us | us | 4697970272.3493
commercial lighting | 4ft LFL: LED Integrated Luminaire | 2043 | FIXED_OM | REPLACEMENT | health | USD/gigalumen_year | us | us | 4697970272.3493
commercial lighting | 4ft LFL: LED Integrated Luminaire | 2043 | FIXED_OM | REPLACEMENT | lodging | USD/gigalumen_year | us | us | 4697970272.3493
commercial lighting | 4ft LFL: LED Integrated Luminaire | 2043 | FIXED_OM | REPLACEMENT | merc/service | USD/gigalumen_year | us | us | 4697970272.3493
commercial lighting | 4ft LFL: LED Integrated Luminaire | 2043 | FIXED_OM | REPLACEMENT | office-large | USD/gigalumen_year | us | us | 4697970272.3493
commercial lighting | 4ft LFL: LED Integrated Luminaire | 2043 | FIXED_OM | REPLACEMENT | office-small | USD/gigalumen_year | us | us | 4697970272.3493
commercial lighting | 4ft LFL: LED Integrated Luminaire | 2043 | FIXED_OM | REPLACEMENT | other | USD/gigalumen_year | us | us | 4697970272.3493
commercial lighting | 4ft LFL: LED Integrated Luminaire | 2043 | FIXED_OM | REPLACEMENT | warehouse | USD/gigalumen_year | us | us | 4697970272.3493
commercial lighting | 4ft LFL: LED Integrated Luminaire | 2044 | CAPITAL | NEW | assembly | USD/gigalumen_year | us | us | 116603622159.71
commercial lighting | 4ft LFL: LED Integrated Luminaire | 2044 | CAPITAL | NEW | education | USD/gigalumen_year | us | us | 116603622159.71
commercial lighting | 4ft LFL: LED Integrated Luminaire | 2044 | CAPITAL | NEW | food sales | USD/gigalumen_year | us | us | 116603622159.71
commercial lighting | 4ft LFL: LED Integrated Luminaire | 2044 | CAPITAL | NEW | food service | USD/gigalumen_year | us | us | 116603622159.71
commercial lighting | 4ft LFL: LED Integrated Luminaire | 2044 | CAPITAL | NEW | health | USD/gigalumen_year | us | us | 116603622159.71
commercial lighting | 4ft LFL: LED Integrated Luminaire | 2044 | CAPITAL | NEW | lodging | USD/gigalumen_year | us | us | 116603622159.71
commercial lighting | 4ft LFL: LED Integrated Luminaire | 2044 | CAPITAL | NEW | merc/service | USD/gigalumen_year | us | us | 116603622159.71
commercial lighting | 4ft LFL: LED Integrated Luminaire | 2044 | CAPITAL | NEW | office-large | USD/gigalumen_year | us | us | 116603622159.71
commercial lighting | 4ft LFL: LED Integrated Luminaire | 2044 | CAPITAL | NEW | office-small | USD/gigalumen_year | us | us | 116603622159.71
commercial lighting | 4ft LFL: LED Integrated Luminaire | 2044 | CAPITAL | NEW | other | USD/gigalumen_year | us | us | 116603622159.71
commercial lighting | 4ft LFL: LED Integrated Luminaire | 2044 | CAPITAL | NEW | warehouse | USD/gigalumen_year | us | us | 116603622159.71
commercial lighting | 4ft LFL: LED Integrated Luminaire | 2044 | CAPITAL | REPLACEMENT | assembly | USD/gigalumen_year | us | us | 116603622159.71
commercial lighting | 4ft LFL: LED Integrated Luminaire | 2044 | CAPITAL | REPLACEMENT | education | USD/gigalumen_year | us | us | 116603622159.71
commercial lighting | 4ft LFL: LED Integrated Luminaire | 2044 | CAPITAL | REPLACEMENT | food sales | USD/gigalumen_year | us | us | 116603622159.71
commercial lighting | 4ft LFL: LED Integrated Luminaire | 2044 | CAPITAL | REPLACEMENT | food service | USD/gigalumen_year | us | us | 116603622159.71
commercial lighting | 4ft LFL: LED Integrated Luminaire | 2044 | CAPITAL | REPLACEMENT | health | USD/gigalumen_year | us | us | 116603622159.71
commercial lighting | 4ft LFL: LED Integrated Luminaire | 2044 | CAPITAL | REPLACEMENT | lodging | USD/gigalumen_year | us | us | 116603622159.71
commercial lighting | 4ft LFL: LED Integrated Luminaire | 2044 | CAPITAL | REPLACEMENT | merc/service | USD/gigalumen_year | us | us | 116603622159.71
commercial lighting | 4ft LFL: LED Integrated Luminaire | 2044 | CAPITAL | REPLACEMENT | office-large | USD/gigalumen_year | us | us | 116603622159.71
commercial lighting | 4ft LFL: LED Integrated Luminaire | 2044 | CAPITAL | REPLACEMENT | office-small | USD/gigalumen_year | us | us | 116603622159.71
commercial lighting | 4ft LFL: LED Integrated Luminaire | 2044 | CAPITAL | REPLACEMENT | other | USD/gigalumen_year | us | us | 116603622159.71
commercial lighting | 4ft LFL: LED Integrated Luminaire | 2044 | CAPITAL | REPLACEMENT | warehouse | USD/gigalumen_year | us | us | 116603622159.71
commercial lighting | 4ft LFL: LED Integrated Luminaire | 2044 | FIXED_OM | NEW | assembly | USD/gigalumen_year | us | us | 4697970272.3493
commercial lighting | 4ft LFL: LED Integrated Luminaire | 2044 | FIXED_OM | NEW | education | USD/gigalumen_year | us | us | 4697970272.3493
commercial lighting | 4ft LFL: LED Integrated Luminaire | 2044 | FIXED_OM | NEW | food sales | USD/gigalumen_year | us | us | 4697970272.3493
commercial lighting | 4ft LFL: LED Integrated Luminaire | 2044 | FIXED_OM | NEW | food service | USD/gigalumen_year | us | us | 4697970272.3493
commercial lighting | 4ft LFL: LED Integrated Luminaire | 2044 | FIXED_OM | NEW | health | USD/gigalumen_year | us | us | 4697970272.3493
commercial lighting | 4ft LFL: LED Integrated Luminaire | 2044 | FIXED_OM | NEW | lodging | USD/gigalumen_year | us | us | 4697970272.3493
commercial lighting | 4ft LFL: LED Integrated Luminaire | 2044 | FIXED_OM | NEW | merc/service | USD/gigalumen_year | us | us | 4697970272.3493
commercial lighting | 4ft LFL: LED Integrated Luminaire | 2044 | FIXED_OM | NEW | office-large | USD/gigalumen_year | us | us | 4697970272.3493
commercial lighting | 4ft LFL: LED Integrated Luminaire | 2044 | FIXED_OM | NEW | office-small | USD/gigalumen_year | us | us | 4697970272.3493
commercial lighting | 4ft LFL: LED Integrated Luminaire | 2044 | FIXED_OM | NEW | other | USD/gigalumen_year | us | us | 4697970272.3493
commercial lighting | 4ft LFL: LED Integrated Luminaire | 2044 | FIXED_OM | NEW | warehouse | USD/gigalumen_year | us | us | 4697970272.3493
commercial lighting | 4ft LFL: LED Integrated Luminaire | 2044 | FIXED_OM | REPLACEMENT | assembly | USD/gigalumen_year | us | us | 4697970272.3493
commercial lighting | 4ft LFL: LED Integrated Luminaire | 2044 | FIXED_OM | REPLACEMENT | education | USD/gigalumen_year | us | us | 4697970272.3493
commercial lighting | 4ft LFL: LED Integrated Luminaire | 2044 | FIXED_OM | REPLACEMENT | food sales | USD/gigalumen_year | us | us | 4697970272.3493
commercial lighting | 4ft LFL: LED Integrated Luminaire | 2044 | FIXED_OM | REPLACEMENT | food service | USD/gigalumen_year | us | us | 4697970272.3493
commercial lighting | 4ft LFL: LED Integrated Luminaire | 2044 | FIXED_OM | REPLACEMENT | health | USD/gigalumen_year | us | us | 4697970272.3493
commercial lighting | 4ft LFL: LED Integrated Luminaire | 2044 | FIXED_OM | REPLACEMENT | lodging | USD/gigalumen_year | us | us | 4697970272.3493
commercial lighting | 4ft LFL: LED Integrated Luminaire | 2044 | FIXED_OM | REPLACEMENT | merc/service | USD/gigalumen_year | us | us | 4697970272.3493
commercial lighting | 4ft LFL: LED Integrated Luminaire | 2044 | FIXED_OM | REPLACEMENT | office-large | USD/gigalumen_year | us | us | 4697970272.3493
commercial lighting | 4ft LFL: LED Integrated Luminaire | 2044 | FIXED_OM | REPLACEMENT | office-small | USD/gigalumen_year | us | us | 4697970272.3493
commercial lighting | 4ft LFL: LED Integrated Luminaire | 2044 | FIXED_OM | REPLACEMENT | other | USD/gigalumen_year | us | us | 4697970272.3493
commercial lighting | 4ft LFL: LED Integrated Luminaire | 2044 | FIXED_OM | REPLACEMENT | warehouse | USD/gigalumen_year | us | us | 4697970272.3493
commercial lighting | 4ft LFL: LED Integrated Luminaire | 2045 | CAPITAL | NEW | assembly | USD/gigalumen_year | us | us | 116603622159.71
commercial lighting | 4ft LFL: LED Integrated Luminaire | 2045 | CAPITAL | NEW | education | USD/gigalumen_year | us | us | 116603622159.71
commercial lighting | 4ft LFL: LED Integrated Luminaire | 2045 | CAPITAL | NEW | food sales | USD/gigalumen_year | us | us | 116603622159.71
commercial lighting | 4ft LFL: LED Integrated Luminaire | 2045 | CAPITAL | NEW | food service | USD/gigalumen_year | us | us | 116603622159.71
commercial lighting | 4ft LFL: LED Integrated Luminaire | 2045 | CAPITAL | NEW | health | USD/gigalumen_year | us | us | 116603622159.71
commercial lighting | 4ft LFL: LED Integrated Luminaire | 2045 | CAPITAL | NEW | lodging | USD/gigalumen_year | us | us | 116603622159.71
commercial lighting | 4ft LFL: LED Integrated Luminaire | 2045 | CAPITAL | NEW | merc/service | USD/gigalumen_year | us | us | 116603622159.71
commercial lighting | 4ft LFL: LED Integrated Luminaire | 2045 | CAPITAL | NEW | office-large | USD/gigalumen_year | us | us | 116603622159.71
commercial lighting | 4ft LFL: LED Integrated Luminaire | 2045 | CAPITAL | NEW | office-small | USD/gigalumen_year | us | us | 116603622159.71
commercial lighting | 4ft LFL: LED Integrated Luminaire | 2045 | CAPITAL | NEW | other | USD/gigalumen_year | us | us | 116603622159.71
commercial lighting | 4ft LFL: LED Integrated Luminaire | 2045 | CAPITAL | NEW | warehouse | USD/gigalumen_year | us | us | 116603622159.71
commercial lighting | 4ft LFL: LED Integrated Luminaire | 2045 | CAPITAL | REPLACEMENT | assembly | USD/gigalumen_year | us | us | 116603622159.71
commercial lighting | 4ft LFL: LED Integrated Luminaire | 2045 | CAPITAL | REPLACEMENT | education | USD/gigalumen_year | us | us | 116603622159.71
commercial lighting | 4ft LFL: LED Integrated Luminaire | 2045 | CAPITAL | REPLACEMENT | food sales | USD/gigalumen_year | us | us | 116603622159.71
commercial lighting | 4ft LFL: LED Integrated Luminaire | 2045 | CAPITAL | REPLACEMENT | food service | USD/gigalumen_year | us | us | 116603622159.71
commercial lighting | 4ft LFL: LED Integrated Luminaire | 2045 | CAPITAL | REPLACEMENT | health | USD/gigalumen_year | us | us | 116603622159.71
commercial lighting | 4ft LFL: LED Integrated Luminaire | 2045 | CAPITAL | REPLACEMENT | lodging | USD/gigalumen_year | us | us | 116603622159.71
commercial lighting | 4ft LFL: LED Integrated Luminaire | 2045 | CAPITAL | REPLACEMENT | merc/service | USD/gigalumen_year | us | us | 116603622159.71
commercial lighting | 4ft LFL: LED Integrated Luminaire | 2045 | CAPITAL | REPLACEMENT | office-large | USD/gigalumen_year | us | us | 116603622159.71
commercial lighting | 4ft LFL: LED Integrated Luminaire | 2045 | CAPITAL | REPLACEMENT | office-small | USD/gigalumen_year | us | us | 116603622159.71
commercial lighting | 4ft LFL: LED Integrated Luminaire | 2045 | CAPITAL | REPLACEMENT | other | USD/gigalumen_year | us | us | 116603622159.71
commercial lighting | 4ft LFL: LED Integrated Luminaire | 2045 | CAPITAL | REPLACEMENT | warehouse | USD/gigalumen_year | us | us | 116603622159.71
commercial lighting | 4ft LFL: LED Integrated Luminaire | 2045 | FIXED_OM | NEW | assembly | USD/gigalumen_year | us | us | 4697970272.3493
commercial lighting | 4ft LFL: LED Integrated Luminaire | 2045 | FIXED_OM | NEW | education | USD/gigalumen_year | us | us | 4697970272.3493
commercial lighting | 4ft LFL: LED Integrated Luminaire | 2045 | FIXED_OM | NEW | food sales | USD/gigalumen_year | us | us | 4697970272.3493
commercial lighting | 4ft LFL: LED Integrated Luminaire | 2045 | FIXED_OM | NEW | food service | USD/gigalumen_year | us | us | 4697970272.3493
commercial lighting | 4ft LFL: LED Integrated Luminaire | 2045 | FIXED_OM | NEW | health | USD/gigalumen_year | us | us | 4697970272.3493
commercial lighting | 4ft LFL: LED Integrated Luminaire | 2045 | FIXED_OM | NEW | lodging | USD/gigalumen_year | us | us | 4697970272.3493
commercial lighting | 4ft LFL: LED Integrated Luminaire | 2045 | FIXED_OM | NEW | merc/service | USD/gigalumen_year | us | us | 4697970272.3493
commercial lighting | 4ft LFL: LED Integrated Luminaire | 2045 | FIXED_OM | NEW | office-large | USD/gigalumen_year | us | us | 4697970272.3493
commercial lighting | 4ft LFL: LED Integrated Luminaire | 2045 | FIXED_OM | NEW | office-small | USD/gigalumen_year | us | us | 4697970272.3493
commercial lighting | 4ft LFL: LED Integrated Luminaire | 2045 | FIXED_OM | NEW | other | USD/gigalumen_year | us | us | 4697970272.3493
commercial lighting | 4ft LFL: LED Integrated Luminaire | 2045 | FIXED_OM | NEW | warehouse | USD/gigalumen_year | us | us | 4697970272.3493
commercial lighting | 4ft LFL: LED Integrated Luminaire | 2045 | FIXED_OM | REPLACEMENT | assembly | USD/gigalumen_year | us | us | 4697970272.3493
commercial lighting | 4ft LFL: LED Integrated Luminaire | 2045 | FIXED_OM | REPLACEMENT | education | USD/gigalumen_year | us | us | 4697970272.3493
commercial lighting | 4ft LFL: LED Integrated Luminaire | 2045 | FIXED_OM | REPLACEMENT | food sales | USD/gigalumen_year | us | us | 4697970272.3493
commercial lighting | 4ft LFL: LED Integrated Luminaire | 2045 | FIXED_OM | REPLACEMENT | food service | USD/gigalumen_year | us | us | 4697970272.3493
commercial lighting | 4ft LFL: LED Integrated Luminaire | 2045 | FIXED_OM | REPLACEMENT | health | USD/gigalumen_year | us | us | 4697970272.3493
commercial lighting | 4ft LFL: LED Integrated Luminaire | 2045 | FIXED_OM | REPLACEMENT | lodging | USD/gigalumen_year | us | us | 4697970272.3493
commercial lighting | 4ft LFL: LED Integrated Luminaire | 2045 | FIXED_OM | REPLACEMENT | merc/service | USD/gigalumen_year | us | us | 4697970272.3493
commercial lighting | 4ft LFL: LED Integrated Luminaire | 2045 | FIXED_OM | REPLACEMENT | office-large | USD/gigalumen_year | us | us | 4697970272.3493
commercial lighting | 4ft LFL: LED Integrated Luminaire | 2045 | FIXED_OM | REPLACEMENT | office-small | USD/gigalumen_year | us | us | 4697970272.3493
commercial lighting | 4ft LFL: LED Integrated Luminaire | 2045 | FIXED_OM | REPLACEMENT | other | USD/gigalumen_year | us | us | 4697970272.3493
commercial lighting | 4ft LFL: LED Integrated Luminaire | 2045 | FIXED_OM | REPLACEMENT | warehouse | USD/gigalumen_year | us | us | 4697970272.3493
commercial lighting | 4ft LFL: LED Integrated Luminaire | 2046 | CAPITAL | NEW | assembly | USD/gigalumen_year | us | us | 116603622159.71
commercial lighting | 4ft LFL: LED Integrated Luminaire | 2046 | CAPITAL | NEW | education | USD/gigalumen_year | us | us | 116603622159.71
commercial lighting | 4ft LFL: LED Integrated Luminaire | 2046 | CAPITAL | NEW | food sales | USD/gigalumen_year | us | us | 116603622159.71
commercial lighting | 4ft LFL: LED Integrated Luminaire | 2046 | CAPITAL | NEW | food service | USD/gigalumen_year | us | us | 116603622159.71
commercial lighting | 4ft LFL: LED Integrated Luminaire | 2046 | CAPITAL | NEW | health | USD/gigalumen_year | us | us | 116603622159.71
commercial lighting | 4ft LFL: LED Integrated Luminaire | 2046 | CAPITAL | NEW | lodging | USD/gigalumen_year | us | us | 116603622159.71
commercial lighting | 4ft LFL: LED Integrated Luminaire | 2046 | CAPITAL | NEW | merc/service | USD/gigalumen_year | us | us | 116603622159.71
commercial lighting | 4ft LFL: LED Integrated Luminaire | 2046 | CAPITAL | NEW | office-large | USD/gigalumen_year | us | us | 116603622159.71
commercial lighting | 4ft LFL: LED Integrated Luminaire | 2046 | CAPITAL | NEW | office-small | USD/gigalumen_year | us | us | 116603622159.71
commercial lighting | 4ft LFL: LED Integrated Luminaire | 2046 | CAPITAL | NEW | other | USD/gigalumen_year | us | us | 116603622159.71
commercial lighting | 4ft LFL: LED Integrated Luminaire | 2046 | CAPITAL | NEW | warehouse | USD/gigalumen_year | us | us | 116603622159.71
commercial lighting | 4ft LFL: LED Integrated Luminaire | 2046 | CAPITAL | REPLACEMENT | assembly | USD/gigalumen_year | us | us | 116603622159.71
commercial lighting | 4ft LFL: LED Integrated Luminaire | 2046 | CAPITAL | REPLACEMENT | education | USD/gigalumen_year | us | us | 116603622159.71
commercial lighting | 4ft LFL: LED Integrated Luminaire | 2046 | CAPITAL | REPLACEMENT | food sales | USD/gigalumen_year | us | us | 116603622159.71
commercial lighting | 4ft LFL: LED Integrated Luminaire | 2046 | CAPITAL | REPLACEMENT | food service | USD/gigalumen_year | us | us | 116603622159.71
commercial lighting | 4ft LFL: LED Integrated Luminaire | 2046 | CAPITAL | REPLACEMENT | health | USD/gigalumen_year | us | us | 116603622159.71
commercial lighting | 4ft LFL: LED Integrated Luminaire | 2046 | CAPITAL | REPLACEMENT | lodging | USD/gigalumen_year | us | us | 116603622159.71
commercial lighting | 4ft LFL: LED Integrated Luminaire | 2046 | CAPITAL | REPLACEMENT | merc/service | USD/gigalumen_year | us | us | 116603622159.71
commercial lighting | 4ft LFL: LED Integrated Luminaire | 2046 | CAPITAL | REPLACEMENT | office-large | USD/gigalumen_year | us | us | 116603622159.71
commercial lighting | 4ft LFL: LED Integrated Luminaire | 2046 | CAPITAL | REPLACEMENT | office-small | USD/gigalumen_year | us | us | 116603622159.71
commercial lighting | 4ft LFL: LED Integrated Luminaire | 2046 | CAPITAL | REPLACEMENT | other | USD/gigalumen_year | us | us | 116603622159.71
commercial lighting | 4ft LFL: LED Integrated Luminaire | 2046 | CAPITAL | REPLACEMENT | warehouse | USD/gigalumen_year | us | us | 116603622159.71
commercial lighting | 4ft LFL: LED Integrated Luminaire | 2046 | FIXED_OM | NEW | assembly | USD/gigalumen_year | us | us | 4697970272.3493
commercial lighting | 4ft LFL: LED Integrated Luminaire | 2046 | FIXED_OM | NEW | education | USD/gigalumen_year | us | us | 4697970272.3493
commercial lighting | 4ft LFL: LED Integrated Luminaire | 2046 | FIXED_OM | NEW | food sales | USD/gigalumen_year | us | us | 4697970272.3493
commercial lighting | 4ft LFL: LED Integrated Luminaire | 2046 | FIXED_OM | NEW | food service | USD/gigalumen_year | us | us | 4697970272.3493
commercial lighting | 4ft LFL: LED Integrated Luminaire | 2046 | FIXED_OM | NEW | health | USD/gigalumen_year | us | us | 4697970272.3493
commercial lighting | 4ft LFL: LED Integrated Luminaire | 2046 | FIXED_OM | NEW | lodging | USD/gigalumen_year | us | us | 4697970272.3493
commercial lighting | 4ft LFL: LED Integrated Luminaire | 2046 | FIXED_OM | NEW | merc/service | USD/gigalumen_year | us | us | 4697970272.3493
commercial lighting | 4ft LFL: LED Integrated Luminaire | 2046 | FIXED_OM | NEW | office-large | USD/gigalumen_year | us | us | 4697970272.3493
commercial lighting | 4ft LFL: LED Integrated Luminaire | 2046 | FIXED_OM | NEW | office-small | USD/gigalumen_year | us | us | 4697970272.3493
commercial lighting | 4ft LFL: LED Integrated Luminaire | 2046 | FIXED_OM | NEW | other | USD/gigalumen_year | us | us | 4697970272.3493
commercial lighting | 4ft LFL: LED Integrated Luminaire | 2046 | FIXED_OM | NEW | warehouse | USD/gigalumen_year | us | us | 4697970272.3493
commercial lighting | 4ft LFL: LED Integrated Luminaire | 2046 | FIXED_OM | REPLACEMENT | assembly | USD/gigalumen_year | us | us | 4697970272.3493
commercial lighting | 4ft LFL: LED Integrated Luminaire | 2046 | FIXED_OM | REPLACEMENT | education | USD/gigalumen_year | us | us | 4697970272.3493
commercial lighting | 4ft LFL: LED Integrated Luminaire | 2046 | FIXED_OM | REPLACEMENT | food sales | USD/gigalumen_year | us | us | 4697970272.3493
commercial lighting | 4ft LFL: LED Integrated Luminaire | 2046 | FIXED_OM | REPLACEMENT | food service | USD/gigalumen_year | us | us | 4697970272.3493
commercial lighting | 4ft LFL: LED Integrated Luminaire | 2046 | FIXED_OM | REPLACEMENT | health | USD/gigalumen_year | us | us | 4697970272.3493
commercial lighting | 4ft LFL: LED Integrated Luminaire | 2046 | FIXED_OM | REPLACEMENT | lodging | USD/gigalumen_year | us | us | 4697970272.3493
commercial lighting | 4ft LFL: LED Integrated Luminaire | 2046 | FIXED_OM | REPLACEMENT | merc/service | USD/gigalumen_year | us | us | 4697970272.3493
commercial lighting | 4ft LFL: LED Integrated Luminaire | 2046 | FIXED_OM | REPLACEMENT | office-large | USD/gigalumen_year | us | us | 4697970272.3493
commercial lighting | 4ft LFL: LED Integrated Luminaire | 2046 | FIXED_OM | REPLACEMENT | office-small | USD/gigalumen_year | us | us | 4697970272.3493
commercial lighting | 4ft LFL: LED Integrated Luminaire | 2046 | FIXED_OM | REPLACEMENT | other | USD/gigalumen_year | us | us | 4697970272.3493
commercial lighting | 4ft LFL: LED Integrated Luminaire | 2046 | FIXED_OM | REPLACEMENT | warehouse | USD/gigalumen_year | us | us | 4697970272.3493
commercial lighting | 4ft LFL: LED Integrated Luminaire | 2047 | CAPITAL | NEW | assembly | USD/gigalumen_year | us | us | 116603622159.71
commercial lighting | 4ft LFL: LED Integrated Luminaire | 2047 | CAPITAL | NEW | education | USD/gigalumen_year | us | us | 116603622159.71
commercial lighting | 4ft LFL: LED Integrated Luminaire | 2047 | CAPITAL | NEW | food sales | USD/gigalumen_year | us | us | 116603622159.71
commercial lighting | 4ft LFL: LED Integrated Luminaire | 2047 | CAPITAL | NEW | food service | USD/gigalumen_year | us | us | 116603622159.71
commercial lighting | 4ft LFL: LED Integrated Luminaire | 2047 | CAPITAL | NEW | health | USD/gigalumen_year | us | us | 116603622159.71
commercial lighting | 4ft LFL: LED Integrated Luminaire | 2047 | CAPITAL | NEW | lodging | USD/gigalumen_year | us | us | 116603622159.71
commercial lighting | 4ft LFL: LED Integrated Luminaire | 2047 | CAPITAL | NEW | merc/service | USD/gigalumen_year | us | us | 116603622159.71
commercial lighting | 4ft LFL: LED Integrated Luminaire | 2047 | CAPITAL | NEW | office-large | USD/gigalumen_year | us | us | 116603622159.71
commercial lighting | 4ft LFL: LED Integrated Luminaire | 2047 | CAPITAL | NEW | office-small | USD/gigalumen_year | us | us | 116603622159.71
commercial lighting | 4ft LFL: LED Integrated Luminaire | 2047 | CAPITAL | NEW | other | USD/gigalumen_year | us | us | 116603622159.71
commercial lighting | 4ft LFL: LED Integrated Luminaire | 2047 | CAPITAL | NEW | warehouse | USD/gigalumen_year | us | us | 116603622159.71
commercial lighting | 4ft LFL: LED Integrated Luminaire | 2047 | CAPITAL | REPLACEMENT | assembly | USD/gigalumen_year | us | us | 116603622159.71
commercial lighting | 4ft LFL: LED Integrated Luminaire | 2047 | CAPITAL | REPLACEMENT | education | USD/gigalumen_year | us | us | 116603622159.71
commercial lighting | 4ft LFL: LED Integrated Luminaire | 2047 | CAPITAL | REPLACEMENT | food sales | USD/gigalumen_year | us | us | 116603622159.71
commercial lighting | 4ft LFL: LED Integrated Luminaire | 2047 | CAPITAL | REPLACEMENT | food service | USD/gigalumen_year | us | us | 116603622159.71
commercial lighting | 4ft LFL: LED Integrated Luminaire | 2047 | CAPITAL | REPLACEMENT | health | USD/gigalumen_year | us | us | 116603622159.71
commercial lighting | 4ft LFL: LED Integrated Luminaire | 2047 | CAPITAL | REPLACEMENT | lodging | USD/gigalumen_year | us | us | 116603622159.71
commercial lighting | 4ft LFL: LED Integrated Luminaire | 2047 | CAPITAL | REPLACEMENT | merc/service | USD/gigalumen_year | us | us | 116603622159.71
commercial lighting | 4ft LFL: LED Integrated Luminaire | 2047 | CAPITAL | REPLACEMENT | office-large | USD/gigalumen_year | us | us | 116603622159.71
commercial lighting | 4ft LFL: LED Integrated Luminaire | 2047 | CAPITAL | REPLACEMENT | office-small | USD/gigalumen_year | us | us | 116603622159.71
commercial lighting | 4ft LFL: LED Integrated Luminaire | 2047 | CAPITAL | REPLACEMENT | other | USD/gigalumen_year | us | us | 116603622159.71
commercial lighting | 4ft LFL: LED Integrated Luminaire | 2047 | CAPITAL | REPLACEMENT | warehouse | USD/gigalumen_year | us | us | 116603622159.71
commercial lighting | 4ft LFL: LED Integrated Luminaire | 2047 | FIXED_OM | NEW | assembly | USD/gigalumen_year | us | us | 4697970272.3493
commercial lighting | 4ft LFL: LED Integrated Luminaire | 2047 | FIXED_OM | NEW | education | USD/gigalumen_year | us | us | 4697970272.3493
commercial lighting | 4ft LFL: LED Integrated Luminaire | 2047 | FIXED_OM | NEW | food sales | USD/gigalumen_year | us | us | 4697970272.3493
commercial lighting | 4ft LFL: LED Integrated Luminaire | 2047 | FIXED_OM | NEW | food service | USD/gigalumen_year | us | us | 4697970272.3493
commercial lighting | 4ft LFL: LED Integrated Luminaire | 2047 | FIXED_OM | NEW | health | USD/gigalumen_year | us | us | 4697970272.3493
commercial lighting | 4ft LFL: LED Integrated Luminaire | 2047 | FIXED_OM | NEW | lodging | USD/gigalumen_year | us | us | 4697970272.3493
commercial lighting | 4ft LFL: LED Integrated Luminaire | 2047 | FIXED_OM | NEW | merc/service | USD/gigalumen_year | us | us | 4697970272.3493
commercial lighting | 4ft LFL: LED Integrated Luminaire | 2047 | FIXED_OM | NEW | office-large | USD/gigalumen_year | us | us | 4697970272.3493
commercial lighting | 4ft LFL: LED Integrated Luminaire | 2047 | FIXED_OM | NEW | office-small | USD/gigalumen_year | us | us | 4697970272.3493
commercial lighting | 4ft LFL: LED Integrated Luminaire | 2047 | FIXED_OM | NEW | other | USD/gigalumen_year | us | us | 4697970272.3493
commercial lighting | 4ft LFL: LED Integrated Luminaire | 2047 | FIXED_OM | NEW | warehouse | USD/gigalumen_year | us | us | 4697970272.3493
commercial lighting | 4ft LFL: LED Integrated Luminaire | 2047 | FIXED_OM | REPLACEMENT | assembly | USD/gigalumen_year | us | us | 4697970272.3493
commercial lighting | 4ft LFL: LED Integrated Luminaire | 2047 | FIXED_OM | REPLACEMENT | education | USD/gigalumen_year | us | us | 4697970272.3493
commercial lighting | 4ft LFL: LED Integrated Luminaire | 2047 | FIXED_OM | REPLACEMENT | food sales | USD/gigalumen_year | us | us | 4697970272.3493
commercial lighting | 4ft LFL: LED Integrated Luminaire | 2047 | FIXED_OM | REPLACEMENT | food service | USD/gigalumen_year | us | us | 4697970272.3493
commercial lighting | 4ft LFL: LED Integrated Luminaire | 2047 | FIXED_OM | REPLACEMENT | health | USD/gigalumen_year | us | us | 4697970272.3493
commercial lighting | 4ft LFL: LED Integrated Luminaire | 2047 | FIXED_OM | REPLACEMENT | lodging | USD/gigalumen_year | us | us | 4697970272.3493
commercial lighting | 4ft LFL: LED Integrated Luminaire | 2047 | FIXED_OM | REPLACEMENT | merc/service | USD/gigalumen_year | us | us | 4697970272.3493
commercial lighting | 4ft LFL: LED Integrated Luminaire | 2047 | FIXED_OM | REPLACEMENT | office-large | USD/gigalumen_year | us | us | 4697970272.3493
commercial lighting | 4ft LFL: LED Integrated Luminaire | 2047 | FIXED_OM | REPLACEMENT | office-small | USD/gigalumen_year | us | us | 4697970272.3493
commercial lighting | 4ft LFL: LED Integrated Luminaire | 2047 | FIXED_OM | REPLACEMENT | other | USD/gigalumen_year | us | us | 4697970272.3493
commercial lighting | 4ft LFL: LED Integrated Luminaire | 2047 | FIXED_OM | REPLACEMENT | warehouse | USD/gigalumen_year | us | us | 4697970272.3493
commercial lighting | 4ft LFL: LED Integrated Luminaire | 2048 | CAPITAL | NEW | assembly | USD/gigalumen_year | us | us | 116603622159.71
commercial lighting | 4ft LFL: LED Integrated Luminaire | 2048 | CAPITAL | NEW | education | USD/gigalumen_year | us | us | 116603622159.71
commercial lighting | 4ft LFL: LED Integrated Luminaire | 2048 | CAPITAL | NEW | food sales | USD/gigalumen_year | us | us | 116603622159.71
commercial lighting | 4ft LFL: LED Integrated Luminaire | 2048 | CAPITAL | NEW | food service | USD/gigalumen_year | us | us | 116603622159.71
commercial lighting | 4ft LFL: LED Integrated Luminaire | 2048 | CAPITAL | NEW | health | USD/gigalumen_year | us | us | 116603622159.71
commercial lighting | 4ft LFL: LED Integrated Luminaire | 2048 | CAPITAL | NEW | lodging | USD/gigalumen_year | us | us | 116603622159.71
commercial lighting | 4ft LFL: LED Integrated Luminaire | 2048 | CAPITAL | NEW | merc/service | USD/gigalumen_year | us | us | 116603622159.71
commercial lighting | 4ft LFL: LED Integrated Luminaire | 2048 | CAPITAL | NEW | office-large | USD/gigalumen_year | us | us | 116603622159.71
commercial lighting | 4ft LFL: LED Integrated Luminaire | 2048 | CAPITAL | NEW | office-small | USD/gigalumen_year | us | us | 116603622159.71
commercial lighting | 4ft LFL: LED Integrated Luminaire | 2048 | CAPITAL | NEW | other | USD/gigalumen_year | us | us | 116603622159.71
commercial lighting | 4ft LFL: LED Integrated Luminaire | 2048 | CAPITAL | NEW | warehouse | USD/gigalumen_year | us | us | 116603622159.71
commercial lighting | 4ft LFL: LED Integrated Luminaire | 2048 | CAPITAL | REPLACEMENT | assembly | USD/gigalumen_year | us | us | 116603622159.71
commercial lighting | 4ft LFL: LED Integrated Luminaire | 2048 | CAPITAL | REPLACEMENT | education | USD/gigalumen_year | us | us | 116603622159.71
commercial lighting | 4ft LFL: LED Integrated Luminaire | 2048 | CAPITAL | REPLACEMENT | food sales | USD/gigalumen_year | us | us | 116603622159.71
commercial lighting | 4ft LFL: LED Integrated Luminaire | 2048 | CAPITAL | REPLACEMENT | food service | USD/gigalumen_year | us | us | 116603622159.71
commercial lighting | 4ft LFL: LED Integrated Luminaire | 2048 | CAPITAL | REPLACEMENT | health | USD/gigalumen_year | us | us | 116603622159.71
commercial lighting | 4ft LFL: LED Integrated Luminaire | 2048 | CAPITAL | REPLACEMENT | lodging | USD/gigalumen_year | us | us | 116603622159.71
commercial lighting | 4ft LFL: LED Integrated Luminaire | 2048 | CAPITAL | REPLACEMENT | merc/service | USD/gigalumen_year | us | us | 116603622159.71
commercial lighting | 4ft LFL: LED Integrated Luminaire | 2048 | CAPITAL | REPLACEMENT | office-large | USD/gigalumen_year | us | us | 116603622159.71
commercial lighting | 4ft LFL: LED Integrated Luminaire | 2048 | CAPITAL | REPLACEMENT | office-small | USD/gigalumen_year | us | us | 116603622159.71
commercial lighting | 4ft LFL: LED Integrated Luminaire | 2048 | CAPITAL | REPLACEMENT | other | USD/gigalumen_year | us | us | 116603622159.71
commercial lighting | 4ft LFL: LED Integrated Luminaire | 2048 | CAPITAL | REPLACEMENT | warehouse | USD/gigalumen_year | us | us | 116603622159.71
commercial lighting | 4ft LFL: LED Integrated Luminaire | 2048 | FIXED_OM | NEW | assembly | USD/gigalumen_year | us | us | 4697970272.3493
commercial lighting | 4ft LFL: LED Integrated Luminaire | 2048 | FIXED_OM | NEW | education | USD/gigalumen_year | us | us | 4697970272.3493
commercial lighting | 4ft LFL: LED Integrated Luminaire | 2048 | FIXED_OM | NEW | food sales | USD/gigalumen_year | us | us | 4697970272.3493
commercial lighting | 4ft LFL: LED Integrated Luminaire | 2048 | FIXED_OM | NEW | food service | USD/gigalumen_year | us | us | 4697970272.3493
commercial lighting | 4ft LFL: LED Integrated Luminaire | 2048 | FIXED_OM | NEW | health | USD/gigalumen_year | us | us | 4697970272.3493
commercial lighting | 4ft LFL: LED Integrated Luminaire | 2048 | FIXED_OM | NEW | lodging | USD/gigalumen_year | us | us | 4697970272.3493
commercial lighting | 4ft LFL: LED Integrated Luminaire | 2048 | FIXED_OM | NEW | merc/service | USD/gigalumen_year | us | us | 4697970272.3493
commercial lighting | 4ft LFL: LED Integrated Luminaire | 2048 | FIXED_OM | NEW | office-large | USD/gigalumen_year | us | us | 4697970272.3493
commercial lighting | 4ft LFL: LED Integrated Luminaire | 2048 | FIXED_OM | NEW | office-small | USD/gigalumen_year | us | us | 4697970272.3493
commercial lighting | 4ft LFL: LED Integrated Luminaire | 2048 | FIXED_OM | NEW | other | USD/gigalumen_year | us | us | 4697970272.3493
commercial lighting | 4ft LFL: LED Integrated Luminaire | 2048 | FIXED_OM | NEW | warehouse | USD/gigalumen_year | us | us | 4697970272.3493
commercial lighting | 4ft LFL: LED Integrated Luminaire | 2048 | FIXED_OM | REPLACEMENT | assembly | USD/gigalumen_year | us | us | 4697970272.3493
commercial lighting | 4ft LFL: LED Integrated Luminaire | 2048 | FIXED_OM | REPLACEMENT | education | USD/gigalumen_year | us | us | 4697970272.3493
commercial lighting | 4ft LFL: LED Integrated Luminaire | 2048 | FIXED_OM | REPLACEMENT | food sales | USD/gigalumen_year | us | us | 4697970272.3493
commercial lighting | 4ft LFL: LED Integrated Luminaire | 2048 | FIXED_OM | REPLACEMENT | food service | USD/gigalumen_year | us | us | 4697970272.3493
commercial lighting | 4ft LFL: LED Integrated Luminaire | 2048 | FIXED_OM | REPLACEMENT | health | USD/gigalumen_year | us | us | 4697970272.3493
commercial lighting | 4ft LFL: LED Integrated Luminaire | 2048 | FIXED_OM | REPLACEMENT | lodging | USD/gigalumen_year | us | us | 4697970272.3493
commercial lighting | 4ft LFL: LED Integrated Luminaire | 2048 | FIXED_OM | REPLACEMENT | merc/service | USD/gigalumen_year | us | us | 4697970272.3493
commercial lighting | 4ft LFL: LED Integrated Luminaire | 2048 | FIXED_OM | REPLACEMENT | office-large | USD/gigalumen_year | us | us | 4697970272.3493
commercial lighting | 4ft LFL: LED Integrated Luminaire | 2048 | FIXED_OM | REPLACEMENT | office-small | USD/gigalumen_year | us | us | 4697970272.3493
commercial lighting | 4ft LFL: LED Integrated Luminaire | 2048 | FIXED_OM | REPLACEMENT | other | USD/gigalumen_year | us | us | 4697970272.3493
commercial lighting | 4ft LFL: LED Integrated Luminaire | 2048 | FIXED_OM | REPLACEMENT | warehouse | USD/gigalumen_year | us | us | 4697970272.3493
commercial lighting | 4ft LFL: LED Integrated Luminaire | 2049 | CAPITAL | NEW | assembly | USD/gigalumen_year | us | us | 116603622159.71
commercial lighting | 4ft LFL: LED Integrated Luminaire | 2049 | CAPITAL | NEW | education | USD/gigalumen_year | us | us | 116603622159.71
commercial lighting | 4ft LFL: LED Integrated Luminaire | 2049 | CAPITAL | NEW | food sales | USD/gigalumen_year | us | us | 116603622159.71
commercial lighting | 4ft LFL: LED Integrated Luminaire | 2049 | CAPITAL | NEW | food service | USD/gigalumen_year | us | us | 116603622159.71
commercial lighting | 4ft LFL: LED Integrated Luminaire | 2049 | CAPITAL | NEW | health | USD/gigalumen_year | us | us | 116603622159.71
commercial lighting | 4ft LFL: LED Integrated Luminaire | 2049 | CAPITAL | NEW | lodging | USD/gigalumen_year | us | us | 116603622159.71
commercial lighting | 4ft LFL: LED Integrated Luminaire | 2049 | CAPITAL | NEW | merc/service | USD/gigalumen_year | us | us | 116603622159.71
commercial lighting | 4ft LFL: LED Integrated Luminaire | 2049 | CAPITAL | NEW | office-large | USD/gigalumen_year | us | us | 116603622159.71
commercial lighting | 4ft LFL: LED Integrated Luminaire | 2049 | CAPITAL | NEW | office-small | USD/gigalumen_year | us | us | 116603622159.71
commercial lighting | 4ft LFL: LED Integrated Luminaire | 2049 | CAPITAL | NEW | other | USD/gigalumen_year | us | us | 116603622159.71
commercial lighting | 4ft LFL: LED Integrated Luminaire | 2049 | CAPITAL | NEW | warehouse | USD/gigalumen_year | us | us | 116603622159.71
commercial lighting | 4ft LFL: LED Integrated Luminaire | 2049 | CAPITAL | REPLACEMENT | assembly | USD/gigalumen_year | us | us | 116603622159.71
commercial lighting | 4ft LFL: LED Integrated Luminaire | 2049 | CAPITAL | REPLACEMENT | education | USD/gigalumen_year | us | us | 116603622159.71
commercial lighting | 4ft LFL: LED Integrated Luminaire | 2049 | CAPITAL | REPLACEMENT | food sales | USD/gigalumen_year | us | us | 116603622159.71
commercial lighting | 4ft LFL: LED Integrated Luminaire | 2049 | CAPITAL | REPLACEMENT | food service | USD/gigalumen_year | us | us | 116603622159.71
commercial lighting | 4ft LFL: LED Integrated Luminaire | 2049 | CAPITAL | REPLACEMENT | health | USD/gigalumen_year | us | us | 116603622159.71
commercial lighting | 4ft LFL: LED Integrated Luminaire | 2049 | CAPITAL | REPLACEMENT | lodging | USD/gigalumen_year | us | us | 116603622159.71
commercial lighting | 4ft LFL: LED Integrated Luminaire | 2049 | CAPITAL | REPLACEMENT | merc/service | USD/gigalumen_year | us | us | 116603622159.71
commercial lighting | 4ft LFL: LED Integrated Luminaire | 2049 | CAPITAL | REPLACEMENT | office-large | USD/gigalumen_year | us | us | 116603622159.71
commercial lighting | 4ft LFL: LED Integrated Luminaire | 2049 | CAPITAL | REPLACEMENT | office-small | USD/gigalumen_year | us | us | 116603622159.71
commercial lighting | 4ft LFL: LED Integrated Luminaire | 2049 | CAPITAL | REPLACEMENT | other | USD/gigalumen_year | us | us | 116603622159.71
commercial lighting | 4ft LFL: LED Integrated Luminaire | 2049 | CAPITAL | REPLACEMENT | warehouse | USD/gigalumen_year | us | us | 116603622159.71
commercial lighting | 4ft LFL: LED Integrated Luminaire | 2049 | FIXED_OM | NEW | assembly | USD/gigalumen_year | us | us | 4697970272.3493
commercial lighting | 4ft LFL: LED Integrated Luminaire | 2049 | FIXED_OM | NEW | education | USD/gigalumen_year | us | us | 4697970272.3493
commercial lighting | 4ft LFL: LED Integrated Luminaire | 2049 | FIXED_OM | NEW | food sales | USD/gigalumen_year | us | us | 4697970272.3493
commercial lighting | 4ft LFL: LED Integrated Luminaire | 2049 | FIXED_OM | NEW | food service | USD/gigalumen_year | us | us | 4697970272.3493
commercial lighting | 4ft LFL: LED Integrated Luminaire | 2049 | FIXED_OM | NEW | health | USD/gigalumen_year | us | us | 4697970272.3493
commercial lighting | 4ft LFL: LED Integrated Luminaire | 2049 | FIXED_OM | NEW | lodging | USD/gigalumen_year | us | us | 4697970272.3493
commercial lighting | 4ft LFL: LED Integrated Luminaire | 2049 | FIXED_OM | NEW | merc/service | USD/gigalumen_year | us | us | 4697970272.3493
commercial lighting | 4ft LFL: LED Integrated Luminaire | 2049 | FIXED_OM | NEW | office-large | USD/gigalumen_year | us | us | 4697970272.3493
commercial lighting | 4ft LFL: LED Integrated Luminaire | 2049 | FIXED_OM | NEW | office-small | USD/gigalumen_year | us | us | 4697970272.3493
commercial lighting | 4ft LFL: LED Integrated Luminaire | 2049 | FIXED_OM | NEW | other | USD/gigalumen_year | us | us | 4697970272.3493
commercial lighting | 4ft LFL: LED Integrated Luminaire | 2049 | FIXED_OM | NEW | warehouse | USD/gigalumen_year | us | us | 4697970272.3493
commercial lighting | 4ft LFL: LED Integrated Luminaire | 2049 | FIXED_OM | REPLACEMENT | assembly | USD/gigalumen_year | us | us | 4697970272.3493
commercial lighting | 4ft LFL: LED Integrated Luminaire | 2049 | FIXED_OM | REPLACEMENT | education | USD/gigalumen_year | us | us | 4697970272.3493
commercial lighting | 4ft LFL: LED Integrated Luminaire | 2049 | FIXED_OM | REPLACEMENT | food sales | USD/gigalumen_year | us | us | 4697970272.3493
commercial lighting | 4ft LFL: LED Integrated Luminaire | 2049 | FIXED_OM | REPLACEMENT | food service | USD/gigalumen_year | us | us | 4697970272.3493
commercial lighting | 4ft LFL: LED Integrated Luminaire | 2049 | FIXED_OM | REPLACEMENT | health | USD/gigalumen_year | us | us | 4697970272.3493
commercial lighting | 4ft LFL: LED Integrated Luminaire | 2049 | FIXED_OM | REPLACEMENT | lodging | USD/gigalumen_year | us | us | 4697970272.3493
commercial lighting | 4ft LFL: LED Integrated Luminaire | 2049 | FIXED_OM | REPLACEMENT | merc/service | USD/gigalumen_year | us | us | 4697970272.3493
commercial lighting | 4ft LFL: LED Integrated Luminaire | 2049 | FIXED_OM | REPLACEMENT | office-large | USD/gigalumen_year | us | us | 4697970272.3493
commercial lighting | 4ft LFL: LED Integrated Luminaire | 2049 | FIXED_OM | REPLACEMENT | office-small | USD/gigalumen_year | us | us | 4697970272.3493
commercial lighting | 4ft LFL: LED Integrated Luminaire | 2049 | FIXED_OM | REPLACEMENT | other | USD/gigalumen_year | us | us | 4697970272.3493
commercial lighting | 4ft LFL: LED Integrated Luminaire | 2049 | FIXED_OM | REPLACEMENT | warehouse | USD/gigalumen_year | us | us | 4697970272.3493
commercial lighting | 4ft LFL: LED Integrated Luminaire | 2050 | CAPITAL | NEW | assembly | USD/gigalumen_year | us | us | 116603622159.71
commercial lighting | 4ft LFL: LED Integrated Luminaire | 2050 | CAPITAL | NEW | education | USD/gigalumen_year | us | us | 116603622159.71
commercial lighting | 4ft LFL: LED Integrated Luminaire | 2050 | CAPITAL | NEW | food sales | USD/gigalumen_year | us | us | 116603622159.71
commercial lighting | 4ft LFL: LED Integrated Luminaire | 2050 | CAPITAL | NEW | food service | USD/gigalumen_year | us | us | 116603622159.71
commercial lighting | 4ft LFL: LED Integrated Luminaire | 2050 | CAPITAL | NEW | health | USD/gigalumen_year | us | us | 116603622159.71
commercial lighting | 4ft LFL: LED Integrated Luminaire | 2050 | CAPITAL | NEW | lodging | USD/gigalumen_year | us | us | 116603622159.71
commercial lighting | 4ft LFL: LED Integrated Luminaire | 2050 | CAPITAL | NEW | merc/service | USD/gigalumen_year | us | us | 116603622159.71
commercial lighting | 4ft LFL: LED Integrated Luminaire | 2050 | CAPITAL | NEW | office-large | USD/gigalumen_year | us | us | 116603622159.71
commercial lighting | 4ft LFL: LED Integrated Luminaire | 2050 | CAPITAL | NEW | office-small | USD/gigalumen_year | us | us | 116603622159.71
commercial lighting | 4ft LFL: LED Integrated Luminaire | 2050 | CAPITAL | NEW | other | USD/gigalumen_year | us | us | 116603622159.71
commercial lighting | 4ft LFL: LED Integrated Luminaire | 2050 | CAPITAL | NEW | warehouse | USD/gigalumen_year | us | us | 116603622159.71
commercial lighting | 4ft LFL: LED Integrated Luminaire | 2050 | CAPITAL | REPLACEMENT | assembly | USD/gigalumen_year | us | us | 116603622159.71
commercial lighting | 4ft LFL: LED Integrated Luminaire | 2050 | CAPITAL | REPLACEMENT | education | USD/gigalumen_year | us | us | 116603622159.71
commercial lighting | 4ft LFL: LED Integrated Luminaire | 2050 | CAPITAL | REPLACEMENT | food sales | USD/gigalumen_year | us | us | 116603622159.71
commercial lighting | 4ft LFL: LED Integrated Luminaire | 2050 | CAPITAL | REPLACEMENT | food service | USD/gigalumen_year | us | us | 116603622159.71
commercial lighting | 4ft LFL: LED Integrated Luminaire | 2050 | CAPITAL | REPLACEMENT | health | USD/gigalumen_year | us | us | 116603622159.71
commercial lighting | 4ft LFL: LED Integrated Luminaire | 2050 | CAPITAL | REPLACEMENT | lodging | USD/gigalumen_year | us | us | 116603622159.71
commercial lighting | 4ft LFL: LED Integrated Luminaire | 2050 | CAPITAL | REPLACEMENT | merc/service | USD/gigalumen_year | us | us | 116603622159.71
commercial lighting | 4ft LFL: LED Integrated Luminaire | 2050 | CAPITAL | REPLACEMENT | office-large | USD/gigalumen_year | us | us | 116603622159.71
commercial lighting | 4ft LFL: LED Integrated Luminaire | 2050 | CAPITAL | REPLACEMENT | office-small | USD/gigalumen_year | us | us | 116603622159.71
commercial lighting | 4ft LFL: LED Integrated Luminaire | 2050 | CAPITAL | REPLACEMENT | other | USD/gigalumen_year | us | us | 116603622159.71
commercial lighting | 4ft LFL: LED Integrated Luminaire | 2050 | CAPITAL | REPLACEMENT | warehouse | USD/gigalumen_year | us | us | 116603622159.71
commercial lighting | 4ft LFL: LED Integrated Luminaire | 2050 | FIXED_OM | NEW | assembly | USD/gigalumen_year | us | us | 4697970272.3493
commercial lighting | 4ft LFL: LED Integrated Luminaire | 2050 | FIXED_OM | NEW | education | USD/gigalumen_year | us | us | 4697970272.3493
commercial lighting | 4ft LFL: LED Integrated Luminaire | 2050 | FIXED_OM | NEW | food sales | USD/gigalumen_year | us | us | 4697970272.3493
commercial lighting | 4ft LFL: LED Integrated Luminaire | 2050 | FIXED_OM | NEW | food service | USD/gigalumen_year | us | us | 4697970272.3493
commercial lighting | 4ft LFL: LED Integrated Luminaire | 2050 | FIXED_OM | NEW | health | USD/gigalumen_year | us | us | 4697970272.3493
commercial lighting | 4ft LFL: LED Integrated Luminaire | 2050 | FIXED_OM | NEW | lodging | USD/gigalumen_year | us | us | 4697970272.3493
commercial lighting | 4ft LFL: LED Integrated Luminaire | 2050 | FIXED_OM | NEW | merc/service | USD/gigalumen_year | us | us | 4697970272.3493
commercial lighting | 4ft LFL: LED Integrated Luminaire | 2050 | FIXED_OM | NEW | office-large | USD/gigalumen_year | us | us | 4697970272.3493
commercial lighting | 4ft LFL: LED Integrated Luminaire | 2050 | FIXED_OM | NEW | office-small | USD/gigalumen_year | us | us | 4697970272.3493
commercial lighting | 4ft LFL: LED Integrated Luminaire | 2050 | FIXED_OM | NEW | other | USD/gigalumen_year | us | us | 4697970272.3493
commercial lighting | 4ft LFL: LED Integrated Luminaire | 2050 | FIXED_OM | NEW | warehouse | USD/gigalumen_year | us | us | 4697970272.3493
commercial lighting | 4ft LFL: LED Integrated Luminaire | 2050 | FIXED_OM | REPLACEMENT | assembly | USD/gigalumen_year | us | us | 4697970272.3493
commercial lighting | 4ft LFL: LED Integrated Luminaire | 2050 | FIXED_OM | REPLACEMENT | education | USD/gigalumen_year | us | us | 4697970272.3493
commercial lighting | 4ft LFL: LED Integrated Luminaire | 2050 | FIXED_OM | REPLACEMENT | food sales | USD/gigalumen_year | us | us | 4697970272.3493
commercial lighting | 4ft LFL: LED Integrated Luminaire | 2050 | FIXED_OM | REPLACEMENT | food service | USD/gigalumen_year | us | us | 4697970272.3493
commercial lighting | 4ft LFL: LED Integrated Luminaire | 2050 | FIXED_OM | REPLACEMENT | health | USD/gigalumen_year | us | us | 4697970272.3493
commercial lighting | 4ft LFL: LED Integrated Luminaire | 2050 | FIXED_OM | REPLACEMENT | lodging | USD/gigalumen_year | us | us | 4697970272.3493
commercial lighting | 4ft LFL: LED Integrated Luminaire | 2050 | FIXED_OM | REPLACEMENT | merc/service | USD/gigalumen_year | us | us | 4697970272.3493
commercial lighting | 4ft LFL: LED Integrated Luminaire | 2050 | FIXED_OM | REPLACEMENT | office-large | USD/gigalumen_year | us | us | 4697970272.3493
commercial lighting | 4ft LFL: LED Integrated Luminaire | 2050 | FIXED_OM | REPLACEMENT | office-small | USD/gigalumen_year | us | us | 4697970272.3493
commercial lighting | 4ft LFL: LED Integrated Luminaire | 2050 | FIXED_OM | REPLACEMENT | other | USD/gigalumen_year | us | us | 4697970272.3493
commercial lighting | 4ft LFL: LED Integrated Luminaire | 2050 | FIXED_OM | REPLACEMENT | warehouse | USD/gigalumen_year | us | us | 4697970272.3493
commercial lighting | 4ft LFL: LED Integrated Luminaire - High Efficiency | 2020 | CAPITAL | NEW | assembly | USD/gigalumen_year | us | us | 250119937299.879
commercial lighting | 4ft LFL: LED Integrated Luminaire - High Efficiency | 2020 | CAPITAL | NEW | education | USD/gigalumen_year | us | us | 250119937299.879
commercial lighting | 4ft LFL: LED Integrated Luminaire - High Efficiency | 2020 | CAPITAL | NEW | food sales | USD/gigalumen_year | us | us | 250119937299.879
commercial lighting | 4ft LFL: LED Integrated Luminaire - High Efficiency | 2020 | CAPITAL | NEW | food service | USD/gigalumen_year | us | us | 250119937299.879
commercial lighting | 4ft LFL: LED Integrated Luminaire - High Efficiency | 2020 | CAPITAL | NEW | health | USD/gigalumen_year | us | us | 250119937299.879
commercial lighting | 4ft LFL: LED Integrated Luminaire - High Efficiency | 2020 | CAPITAL | NEW | lodging | USD/gigalumen_year | us | us | 250119937299.879
commercial lighting | 4ft LFL: LED Integrated Luminaire - High Efficiency | 2020 | CAPITAL | NEW | merc/service | USD/gigalumen_year | us | us | 250119937299.879
commercial lighting | 4ft LFL: LED Integrated Luminaire - High Efficiency | 2020 | CAPITAL | NEW | office-large | USD/gigalumen_year | us | us | 250119937299.879
commercial lighting | 4ft LFL: LED Integrated Luminaire - High Efficiency | 2020 | CAPITAL | NEW | office-small | USD/gigalumen_year | us | us | 250119937299.879
commercial lighting | 4ft LFL: LED Integrated Luminaire - High Efficiency | 2020 | CAPITAL | NEW | other | USD/gigalumen_year | us | us | 250119937299.879
commercial lighting | 4ft LFL: LED Integrated Luminaire - High Efficiency | 2020 | CAPITAL | NEW | warehouse | USD/gigalumen_year | us | us | 250119937299.879
commercial lighting | 4ft LFL: LED Integrated Luminaire - High Efficiency | 2020 | CAPITAL | REPLACEMENT | assembly | USD/gigalumen_year | us | us | 250119937299.879
commercial lighting | 4ft LFL: LED Integrated Luminaire - High Efficiency | 2020 | CAPITAL | REPLACEMENT | education | USD/gigalumen_year | us | us | 250119937299.879
commercial lighting | 4ft LFL: LED Integrated Luminaire - High Efficiency | 2020 | CAPITAL | REPLACEMENT | food sales | USD/gigalumen_year | us | us | 250119937299.879
commercial lighting | 4ft LFL: LED Integrated Luminaire - High Efficiency | 2020 | CAPITAL | REPLACEMENT | food service | USD/gigalumen_year | us | us | 250119937299.879
commercial lighting | 4ft LFL: LED Integrated Luminaire - High Efficiency | 2020 | CAPITAL | REPLACEMENT | health | USD/gigalumen_year | us | us | 250119937299.879
commercial lighting | 4ft LFL: LED Integrated Luminaire - High Efficiency | 2020 | CAPITAL | REPLACEMENT | lodging | USD/gigalumen_year | us | us | 250119937299.879
commercial lighting | 4ft LFL: LED Integrated Luminaire - High Efficiency | 2020 | CAPITAL | REPLACEMENT | merc/service | USD/gigalumen_year | us | us | 250119937299.879
commercial lighting | 4ft LFL: LED Integrated Luminaire - High Efficiency | 2020 | CAPITAL | REPLACEMENT | office-large | USD/gigalumen_year | us | us | 250119937299.879
commercial lighting | 4ft LFL: LED Integrated Luminaire - High Efficiency | 2020 | CAPITAL | REPLACEMENT | office-small | USD/gigalumen_year | us | us | 250119937299.879
commercial lighting | 4ft LFL: LED Integrated Luminaire - High Efficiency | 2020 | CAPITAL | REPLACEMENT | other | USD/gigalumen_year | us | us | 250119937299.879
commercial lighting | 4ft LFL: LED Integrated Luminaire - High Efficiency | 2020 | CAPITAL | REPLACEMENT | warehouse | USD/gigalumen_year | us | us | 250119937299.879
commercial lighting | 4ft LFL: LED Integrated Luminaire - High Efficiency | 2020 | FIXED_OM | NEW | assembly | USD/gigalumen_year | us | us | 10429494004.6155
commercial lighting | 4ft LFL: LED Integrated Luminaire - High Efficiency | 2020 | FIXED_OM | NEW | education | USD/gigalumen_year | us | us | 10429494004.6155
commercial lighting | 4ft LFL: LED Integrated Luminaire - High Efficiency | 2020 | FIXED_OM | NEW | food sales | USD/gigalumen_year | us | us | 10429494004.6155
commercial lighting | 4ft LFL: LED Integrated Luminaire - High Efficiency | 2020 | FIXED_OM | NEW | food service | USD/gigalumen_year | us | us | 10429494004.6155
commercial lighting | 4ft LFL: LED Integrated Luminaire - High Efficiency | 2020 | FIXED_OM | NEW | health | USD/gigalumen_year | us | us | 10429494004.6155
commercial lighting | 4ft LFL: LED Integrated Luminaire - High Efficiency | 2020 | FIXED_OM | NEW | lodging | USD/gigalumen_year | us | us | 10429494004.6155
commercial lighting | 4ft LFL: LED Integrated Luminaire - High Efficiency | 2020 | FIXED_OM | NEW | merc/service | USD/gigalumen_year | us | us | 10429494004.6155
commercial lighting | 4ft LFL: LED Integrated Luminaire - High Efficiency | 2020 | FIXED_OM | NEW | office-large | USD/gigalumen_year | us | us | 10429494004.6155
commercial lighting | 4ft LFL: LED Integrated Luminaire - High Efficiency | 2020 | FIXED_OM | NEW | office-small | USD/gigalumen_year | us | us | 10429494004.6155
commercial lighting | 4ft LFL: LED Integrated Luminaire - High Efficiency | 2020 | FIXED_OM | NEW | other | USD/gigalumen_year | us | us | 10429494004.6155
commercial lighting | 4ft LFL: LED Integrated Luminaire - High Efficiency | 2020 | FIXED_OM | NEW | warehouse | USD/gigalumen_year | us | us | 10429494004.6155
commercial lighting | 4ft LFL: LED Integrated Luminaire - High Efficiency | 2020 | FIXED_OM | REPLACEMENT | assembly | USD/gigalumen_year | us | us | 10429494004.6155
commercial lighting | 4ft LFL: LED Integrated Luminaire - High Efficiency | 2020 | FIXED_OM | REPLACEMENT | education | USD/gigalumen_year | us | us | 10429494004.6155
commercial lighting | 4ft LFL: LED Integrated Luminaire - High Efficiency | 2020 | FIXED_OM | REPLACEMENT | food sales | USD/gigalumen_year | us | us | 10429494004.6155
commercial lighting | 4ft LFL: LED Integrated Luminaire - High Efficiency | 2020 | FIXED_OM | REPLACEMENT | food service | USD/gigalumen_year | us | us | 10429494004.6155
commercial lighting | 4ft LFL: LED Integrated Luminaire - High Efficiency | 2020 | FIXED_OM | REPLACEMENT | health | USD/gigalumen_year | us | us | 10429494004.6155
commercial lighting | 4ft LFL: LED Integrated Luminaire - High Efficiency | 2020 | FIXED_OM | REPLACEMENT | lodging | USD/gigalumen_year | us | us | 10429494004.6155
commercial lighting | 4ft LFL: LED Integrated Luminaire - High Efficiency | 2020 | FIXED_OM | REPLACEMENT | merc/service | USD/gigalumen_year | us | us | 10429494004.6155
commercial lighting | 4ft LFL: LED Integrated Luminaire - High Efficiency | 2020 | FIXED_OM | REPLACEMENT | office-large | USD/gigalumen_year | us | us | 10429494004.6155
commercial lighting | 4ft LFL: LED Integrated Luminaire - High Efficiency | 2020 | FIXED_OM | REPLACEMENT | office-small | USD/gigalumen_year | us | us | 10429494004.6155
commercial lighting | 4ft LFL: LED Integrated Luminaire - High Efficiency | 2020 | FIXED_OM | REPLACEMENT | other | USD/gigalumen_year | us | us | 10429494004.6155
commercial lighting | 4ft LFL: LED Integrated Luminaire - High Efficiency | 2020 | FIXED_OM | REPLACEMENT | warehouse | USD/gigalumen_year | us | us | 10429494004.6155
commercial lighting | 4ft LFL: LED Integrated Luminaire - High Efficiency | 2021 | CAPITAL | NEW | assembly | USD/gigalumen_year | us | us | 250119937299.879
commercial lighting | 4ft LFL: LED Integrated Luminaire - High Efficiency | 2021 | CAPITAL | NEW | education | USD/gigalumen_year | us | us | 250119937299.879
commercial lighting | 4ft LFL: LED Integrated Luminaire - High Efficiency | 2021 | CAPITAL | NEW | food sales | USD/gigalumen_year | us | us | 250119937299.879
commercial lighting | 4ft LFL: LED Integrated Luminaire - High Efficiency | 2021 | CAPITAL | NEW | food service | USD/gigalumen_year | us | us | 250119937299.879
commercial lighting | 4ft LFL: LED Integrated Luminaire - High Efficiency | 2021 | CAPITAL | NEW | health | USD/gigalumen_year | us | us | 250119937299.879
commercial lighting | 4ft LFL: LED Integrated Luminaire - High Efficiency | 2021 | CAPITAL | NEW | lodging | USD/gigalumen_year | us | us | 250119937299.879
commercial lighting | 4ft LFL: LED Integrated Luminaire - High Efficiency | 2021 | CAPITAL | NEW | merc/service | USD/gigalumen_year | us | us | 250119937299.879
commercial lighting | 4ft LFL: LED Integrated Luminaire - High Efficiency | 2021 | CAPITAL | NEW | office-large | USD/gigalumen_year | us | us | 250119937299.879
commercial lighting | 4ft LFL: LED Integrated Luminaire - High Efficiency | 2021 | CAPITAL | NEW | office-small | USD/gigalumen_year | us | us | 250119937299.879
commercial lighting | 4ft LFL: LED Integrated Luminaire - High Efficiency | 2021 | CAPITAL | NEW | other | USD/gigalumen_year | us | us | 250119937299.879
commercial lighting | 4ft LFL: LED Integrated Luminaire - High Efficiency | 2021 | CAPITAL | NEW | warehouse | USD/gigalumen_year | us | us | 250119937299.879
commercial lighting | 4ft LFL: LED Integrated Luminaire - High Efficiency | 2021 | CAPITAL | REPLACEMENT | assembly | USD/gigalumen_year | us | us | 250119937299.879
commercial lighting | 4ft LFL: LED Integrated Luminaire - High Efficiency | 2021 | CAPITAL | REPLACEMENT | education | USD/gigalumen_year | us | us | 250119937299.879
commercial lighting | 4ft LFL: LED Integrated Luminaire - High Efficiency | 2021 | CAPITAL | REPLACEMENT | food sales | USD/gigalumen_year | us | us | 250119937299.879
commercial lighting | 4ft LFL: LED Integrated Luminaire - High Efficiency | 2021 | CAPITAL | REPLACEMENT | food service | USD/gigalumen_year | us | us | 250119937299.879
commercial lighting | 4ft LFL: LED Integrated Luminaire - High Efficiency | 2021 | CAPITAL | REPLACEMENT | health | USD/gigalumen_year | us | us | 250119937299.879
commercial lighting | 4ft LFL: LED Integrated Luminaire - High Efficiency | 2021 | CAPITAL | REPLACEMENT | lodging | USD/gigalumen_year | us | us | 250119937299.879
commercial lighting | 4ft LFL: LED Integrated Luminaire - High Efficiency | 2021 | CAPITAL | REPLACEMENT | merc/service | USD/gigalumen_year | us | us | 250119937299.879
commercial lighting | 4ft LFL: LED Integrated Luminaire - High Efficiency | 2021 | CAPITAL | REPLACEMENT | office-large | USD/gigalumen_year | us | us | 250119937299.879
commercial lighting | 4ft LFL: LED Integrated Luminaire - High Efficiency | 2021 | CAPITAL | REPLACEMENT | office-small | USD/gigalumen_year | us | us | 250119937299.879
commercial lighting | 4ft LFL: LED Integrated Luminaire - High Efficiency | 2021 | CAPITAL | REPLACEMENT | other | USD/gigalumen_year | us | us | 250119937299.879
commercial lighting | 4ft LFL: LED Integrated Luminaire - High Efficiency | 2021 | CAPITAL | REPLACEMENT | warehouse | USD/gigalumen_year | us | us | 250119937299.879
commercial lighting | 4ft LFL: LED Integrated Luminaire - High Efficiency | 2021 | FIXED_OM | NEW | assembly | USD/gigalumen_year | us | us | 10429494004.6155
commercial lighting | 4ft LFL: LED Integrated Luminaire - High Efficiency | 2021 | FIXED_OM | NEW | education | USD/gigalumen_year | us | us | 10429494004.6155
commercial lighting | 4ft LFL: LED Integrated Luminaire - High Efficiency | 2021 | FIXED_OM | NEW | food sales | USD/gigalumen_year | us | us | 10429494004.6155
commercial lighting | 4ft LFL: LED Integrated Luminaire - High Efficiency | 2021 | FIXED_OM | NEW | food service | USD/gigalumen_year | us | us | 10429494004.6155
commercial lighting | 4ft LFL: LED Integrated Luminaire - High Efficiency | 2021 | FIXED_OM | NEW | health | USD/gigalumen_year | us | us | 10429494004.6155
commercial lighting | 4ft LFL: LED Integrated Luminaire - High Efficiency | 2021 | FIXED_OM | NEW | lodging | USD/gigalumen_year | us | us | 10429494004.6155
commercial lighting | 4ft LFL: LED Integrated Luminaire - High Efficiency | 2021 | FIXED_OM | NEW | merc/service | USD/gigalumen_year | us | us | 10429494004.6155
commercial lighting | 4ft LFL: LED Integrated Luminaire - High Efficiency | 2021 | FIXED_OM | NEW | office-large | USD/gigalumen_year | us | us | 10429494004.6155
commercial lighting | 4ft LFL: LED Integrated Luminaire - High Efficiency | 2021 | FIXED_OM | NEW | office-small | USD/gigalumen_year | us | us | 10429494004.6155
commercial lighting | 4ft LFL: LED Integrated Luminaire - High Efficiency | 2021 | FIXED_OM | NEW | other | USD/gigalumen_year | us | us | 10429494004.6155
commercial lighting | 4ft LFL: LED Integrated Luminaire - High Efficiency | 2021 | FIXED_OM | NEW | warehouse | USD/gigalumen_year | us | us | 10429494004.6155
commercial lighting | 4ft LFL: LED Integrated Luminaire - High Efficiency | 2021 | FIXED_OM | REPLACEMENT | assembly | USD/gigalumen_year | us | us | 10429494004.6155
commercial lighting | 4ft LFL: LED Integrated Luminaire - High Efficiency | 2021 | FIXED_OM | REPLACEMENT | education | USD/gigalumen_year | us | us | 10429494004.6155
commercial lighting | 4ft LFL: LED Integrated Luminaire - High Efficiency | 2021 | FIXED_OM | REPLACEMENT | food sales | USD/gigalumen_year | us | us | 10429494004.6155
commercial lighting | 4ft LFL: LED Integrated Luminaire - High Efficiency | 2021 | FIXED_OM | REPLACEMENT | food service | USD/gigalumen_year | us | us | 10429494004.6155
commercial lighting | 4ft LFL: LED Integrated Luminaire - High Efficiency | 2021 | FIXED_OM | REPLACEMENT | health | USD/gigalumen_year | us | us | 10429494004.6155
commercial lighting | 4ft LFL: LED Integrated Luminaire - High Efficiency | 2021 | FIXED_OM | REPLACEMENT | lodging | USD/gigalumen_year | us | us | 10429494004.6155
commercial lighting | 4ft LFL: LED Integrated Luminaire - High Efficiency | 2021 | FIXED_OM | REPLACEMENT | merc/service | USD/gigalumen_year | us | us | 10429494004.6155
commercial lighting | 4ft LFL: LED Integrated Luminaire - High Efficiency | 2021 | FIXED_OM | REPLACEMENT | office-large | USD/gigalumen_year | us | us | 10429494004.6155
commercial lighting | 4ft LFL: LED Integrated Luminaire - High Efficiency | 2021 | FIXED_OM | REPLACEMENT | office-small | USD/gigalumen_year | us | us | 10429494004.6155
commercial lighting | 4ft LFL: LED Integrated Luminaire - High Efficiency | 2021 | FIXED_OM | REPLACEMENT | other | USD/gigalumen_year | us | us | 10429494004.6155
commercial lighting | 4ft LFL: LED Integrated Luminaire - High Efficiency | 2021 | FIXED_OM | REPLACEMENT | warehouse | USD/gigalumen_year | us | us | 10429494004.6155
commercial lighting | 4ft LFL: LED Integrated Luminaire - High Efficiency | 2022 | CAPITAL | NEW | assembly | USD/gigalumen_year | us | us | 250119937299.879
commercial lighting | 4ft LFL: LED Integrated Luminaire - High Efficiency | 2022 | CAPITAL | NEW | education | USD/gigalumen_year | us | us | 250119937299.879
commercial lighting | 4ft LFL: LED Integrated Luminaire - High Efficiency | 2022 | CAPITAL | NEW | food sales | USD/gigalumen_year | us | us | 250119937299.879
commercial lighting | 4ft LFL: LED Integrated Luminaire - High Efficiency | 2022 | CAPITAL | NEW | food service | USD/gigalumen_year | us | us | 250119937299.879
commercial lighting | 4ft LFL: LED Integrated Luminaire - High Efficiency | 2022 | CAPITAL | NEW | health | USD/gigalumen_year | us | us | 250119937299.879
commercial lighting | 4ft LFL: LED Integrated Luminaire - High Efficiency | 2022 | CAPITAL | NEW | lodging | USD/gigalumen_year | us | us | 250119937299.879
commercial lighting | 4ft LFL: LED Integrated Luminaire - High Efficiency | 2022 | CAPITAL | NEW | merc/service | USD/gigalumen_year | us | us | 250119937299.879
commercial lighting | 4ft LFL: LED Integrated Luminaire - High Efficiency | 2022 | CAPITAL | NEW | office-large | USD/gigalumen_year | us | us | 250119937299.879
commercial lighting | 4ft LFL: LED Integrated Luminaire - High Efficiency | 2022 | CAPITAL | NEW | office-small | USD/gigalumen_year | us | us | 250119937299.879
commercial lighting | 4ft LFL: LED Integrated Luminaire - High Efficiency | 2022 | CAPITAL | NEW | other | USD/gigalumen_year | us | us | 250119937299.879
commercial lighting | 4ft LFL: LED Integrated Luminaire - High Efficiency | 2022 | CAPITAL | NEW | warehouse | USD/gigalumen_year | us | us | 250119937299.879
commercial lighting | 4ft LFL: LED Integrated Luminaire - High Efficiency | 2022 | CAPITAL | REPLACEMENT | assembly | USD/gigalumen_year | us | us | 250119937299.879
commercial lighting | 4ft LFL: LED Integrated Luminaire - High Efficiency | 2022 | CAPITAL | REPLACEMENT | education | USD/gigalumen_year | us | us | 250119937299.879
commercial lighting | 4ft LFL: LED Integrated Luminaire - High Efficiency | 2022 | CAPITAL | REPLACEMENT | food sales | USD/gigalumen_year | us | us | 250119937299.879
commercial lighting | 4ft LFL: LED Integrated Luminaire - High Efficiency | 2022 | CAPITAL | REPLACEMENT | food service | USD/gigalumen_year | us | us | 250119937299.879
commercial lighting | 4ft LFL: LED Integrated Luminaire - High Efficiency | 2022 | CAPITAL | REPLACEMENT | health | USD/gigalumen_year | us | us | 250119937299.879
commercial lighting | 4ft LFL: LED Integrated Luminaire - High Efficiency | 2022 | CAPITAL | REPLACEMENT | lodging | USD/gigalumen_year | us | us | 250119937299.879
commercial lighting | 4ft LFL: LED Integrated Luminaire - High Efficiency | 2022 | CAPITAL | REPLACEMENT | merc/service | USD/gigalumen_year | us | us | 250119937299.879
commercial lighting | 4ft LFL: LED Integrated Luminaire - High Efficiency | 2022 | CAPITAL | REPLACEMENT | office-large | USD/gigalumen_year | us | us | 250119937299.879
commercial lighting | 4ft LFL: LED Integrated Luminaire - High Efficiency | 2022 | CAPITAL | REPLACEMENT | office-small | USD/gigalumen_year | us | us | 250119937299.879
commercial lighting | 4ft LFL: LED Integrated Luminaire - High Efficiency | 2022 | CAPITAL | REPLACEMENT | other | USD/gigalumen_year | us | us | 250119937299.879
commercial lighting | 4ft LFL: LED Integrated Luminaire - High Efficiency | 2022 | CAPITAL | REPLACEMENT | warehouse | USD/gigalumen_year | us | us | 250119937299.879
commercial lighting | 4ft LFL: LED Integrated Luminaire - High Efficiency | 2022 | FIXED_OM | NEW | assembly | USD/gigalumen_year | us | us | 10429494004.6155
commercial lighting | 4ft LFL: LED Integrated Luminaire - High Efficiency | 2022 | FIXED_OM | NEW | education | USD/gigalumen_year | us | us | 10429494004.6155
commercial lighting | 4ft LFL: LED Integrated Luminaire - High Efficiency | 2022 | FIXED_OM | NEW | food sales | USD/gigalumen_year | us | us | 10429494004.6155
commercial lighting | 4ft LFL: LED Integrated Luminaire - High Efficiency | 2022 | FIXED_OM | NEW | food service | USD/gigalumen_year | us | us | 10429494004.6155
commercial lighting | 4ft LFL: LED Integrated Luminaire - High Efficiency | 2022 | FIXED_OM | NEW | health | USD/gigalumen_year | us | us | 10429494004.6155
commercial lighting | 4ft LFL: LED Integrated Luminaire - High Efficiency | 2022 | FIXED_OM | NEW | lodging | USD/gigalumen_year | us | us | 10429494004.6155
commercial lighting | 4ft LFL: LED Integrated Luminaire - High Efficiency | 2022 | FIXED_OM | NEW | merc/service | USD/gigalumen_year | us | us | 10429494004.6155
commercial lighting | 4ft LFL: LED Integrated Luminaire - High Efficiency | 2022 | FIXED_OM | NEW | office-large | USD/gigalumen_year | us | us | 10429494004.6155
commercial lighting | 4ft LFL: LED Integrated Luminaire - High Efficiency | 2022 | FIXED_OM | NEW | office-small | USD/gigalumen_year | us | us | 10429494004.6155
commercial lighting | 4ft LFL: LED Integrated Luminaire - High Efficiency | 2022 | FIXED_OM | NEW | other | USD/gigalumen_year | us | us | 10429494004.6155
commercial lighting | 4ft LFL: LED Integrated Luminaire - High Efficiency | 2022 | FIXED_OM | NEW | warehouse | USD/gigalumen_year | us | us | 10429494004.6155
commercial lighting | 4ft LFL: LED Integrated Luminaire - High Efficiency | 2022 | FIXED_OM | REPLACEMENT | assembly | USD/gigalumen_year | us | us | 10429494004.6155
commercial lighting | 4ft LFL: LED Integrated Luminaire - High Efficiency | 2022 | FIXED_OM | REPLACEMENT | education | USD/gigalumen_year | us | us | 10429494004.6155
commercial lighting | 4ft LFL: LED Integrated Luminaire - High Efficiency | 2022 | FIXED_OM | REPLACEMENT | food sales | USD/gigalumen_year | us | us | 10429494004.6155
commercial lighting | 4ft LFL: LED Integrated Luminaire - High Efficiency | 2022 | FIXED_OM | REPLACEMENT | food service | USD/gigalumen_year | us | us | 10429494004.6155
commercial lighting | 4ft LFL: LED Integrated Luminaire - High Efficiency | 2022 | FIXED_OM | REPLACEMENT | health | USD/gigalumen_year | us | us | 10429494004.6155
commercial lighting | 4ft LFL: LED Integrated Luminaire - High Efficiency | 2022 | FIXED_OM | REPLACEMENT | lodging | USD/gigalumen_year | us | us | 10429494004.6155
commercial lighting | 4ft LFL: LED Integrated Luminaire - High Efficiency | 2022 | FIXED_OM | REPLACEMENT | merc/service | USD/gigalumen_year | us | us | 10429494004.6155
commercial lighting | 4ft LFL: LED Integrated Luminaire - High Efficiency | 2022 | FIXED_OM | REPLACEMENT | office-large | USD/gigalumen_year | us | us | 10429494004.6155
commercial lighting | 4ft LFL: LED Integrated Luminaire - High Efficiency | 2022 | FIXED_OM | REPLACEMENT | office-small | USD/gigalumen_year | us | us | 10429494004.6155
commercial lighting | 4ft LFL: LED Integrated Luminaire - High Efficiency | 2022 | FIXED_OM | REPLACEMENT | other | USD/gigalumen_year | us | us | 10429494004.6155
commercial lighting | 4ft LFL: LED Integrated Luminaire - High Efficiency | 2022 | FIXED_OM | REPLACEMENT | warehouse | USD/gigalumen_year | us | us | 10429494004.6155
commercial lighting | 4ft LFL: LED Integrated Luminaire - High Efficiency | 2023 | CAPITAL | NEW | assembly | USD/gigalumen_year | us | us | 239220646268.028
commercial lighting | 4ft LFL: LED Integrated Luminaire - High Efficiency | 2023 | CAPITAL | NEW | education | USD/gigalumen_year | us | us | 239220646268.028
commercial lighting | 4ft LFL: LED Integrated Luminaire - High Efficiency | 2023 | CAPITAL | NEW | food sales | USD/gigalumen_year | us | us | 239220646268.028
commercial lighting | 4ft LFL: LED Integrated Luminaire - High Efficiency | 2023 | CAPITAL | NEW | food service | USD/gigalumen_year | us | us | 239220646268.028
commercial lighting | 4ft LFL: LED Integrated Luminaire - High Efficiency | 2023 | CAPITAL | NEW | health | USD/gigalumen_year | us | us | 239220646268.028
commercial lighting | 4ft LFL: LED Integrated Luminaire - High Efficiency | 2023 | CAPITAL | NEW | lodging | USD/gigalumen_year | us | us | 239220646268.028
commercial lighting | 4ft LFL: LED Integrated Luminaire - High Efficiency | 2023 | CAPITAL | NEW | merc/service | USD/gigalumen_year | us | us | 239220646268.028
commercial lighting | 4ft LFL: LED Integrated Luminaire - High Efficiency | 2023 | CAPITAL | NEW | office-large | USD/gigalumen_year | us | us | 239220646268.028
commercial lighting | 4ft LFL: LED Integrated Luminaire - High Efficiency | 2023 | CAPITAL | NEW | office-small | USD/gigalumen_year | us | us | 239220646268.028
commercial lighting | 4ft LFL: LED Integrated Luminaire - High Efficiency | 2023 | CAPITAL | NEW | other | USD/gigalumen_year | us | us | 239220646268.028
commercial lighting | 4ft LFL: LED Integrated Luminaire - High Efficiency | 2023 | CAPITAL | NEW | warehouse | USD/gigalumen_year | us | us | 239220646268.028
commercial lighting | 4ft LFL: LED Integrated Luminaire - High Efficiency | 2023 | CAPITAL | REPLACEMENT | assembly | USD/gigalumen_year | us | us | 239220646268.028
commercial lighting | 4ft LFL: LED Integrated Luminaire - High Efficiency | 2023 | CAPITAL | REPLACEMENT | education | USD/gigalumen_year | us | us | 239220646268.028
commercial lighting | 4ft LFL: LED Integrated Luminaire - High Efficiency | 2023 | CAPITAL | REPLACEMENT | food sales | USD/gigalumen_year | us | us | 239220646268.028
commercial lighting | 4ft LFL: LED Integrated Luminaire - High Efficiency | 2023 | CAPITAL | REPLACEMENT | food service | USD/gigalumen_year | us | us | 239220646268.028
commercial lighting | 4ft LFL: LED Integrated Luminaire - High Efficiency | 2023 | CAPITAL | REPLACEMENT | health | USD/gigalumen_year | us | us | 239220646268.028
commercial lighting | 4ft LFL: LED Integrated Luminaire - High Efficiency | 2023 | CAPITAL | REPLACEMENT | lodging | USD/gigalumen_year | us | us | 239220646268.028
commercial lighting | 4ft LFL: LED Integrated Luminaire - High Efficiency | 2023 | CAPITAL | REPLACEMENT | merc/service | USD/gigalumen_year | us | us | 239220646268.028
commercial lighting | 4ft LFL: LED Integrated Luminaire - High Efficiency | 2023 | CAPITAL | REPLACEMENT | office-large | USD/gigalumen_year | us | us | 239220646268.028
commercial lighting | 4ft LFL: LED Integrated Luminaire - High Efficiency | 2023 | CAPITAL | REPLACEMENT | office-small | USD/gigalumen_year | us | us | 239220646268.028
commercial lighting | 4ft LFL: LED Integrated Luminaire - High Efficiency | 2023 | CAPITAL | REPLACEMENT | other | USD/gigalumen_year | us | us | 239220646268.028
commercial lighting | 4ft LFL: LED Integrated Luminaire - High Efficiency | 2023 | CAPITAL | REPLACEMENT | warehouse | USD/gigalumen_year | us | us | 239220646268.028
commercial lighting | 4ft LFL: LED Integrated Luminaire - High Efficiency | 2023 | FIXED_OM | NEW | assembly | USD/gigalumen_year | us | us | 9947952051.6997
commercial lighting | 4ft LFL: LED Integrated Luminaire - High Efficiency | 2023 | FIXED_OM | NEW | education | USD/gigalumen_year | us | us | 9947952051.6997
commercial lighting | 4ft LFL: LED Integrated Luminaire - High Efficiency | 2023 | FIXED_OM | NEW | food sales | USD/gigalumen_year | us | us | 9947952051.6997
commercial lighting | 4ft LFL: LED Integrated Luminaire - High Efficiency | 2023 | FIXED_OM | NEW | food service | USD/gigalumen_year | us | us | 9947952051.6997
commercial lighting | 4ft LFL: LED Integrated Luminaire - High Efficiency | 2023 | FIXED_OM | NEW | health | USD/gigalumen_year | us | us | 9947952051.6997
commercial lighting | 4ft LFL: LED Integrated Luminaire - High Efficiency | 2023 | FIXED_OM | NEW | lodging | USD/gigalumen_year | us | us | 9947952051.6997
commercial lighting | 4ft LFL: LED Integrated Luminaire - High Efficiency | 2023 | FIXED_OM | NEW | merc/service | USD/gigalumen_year | us | us | 9947952051.6997
commercial lighting | 4ft LFL: LED Integrated Luminaire - High Efficiency | 2023 | FIXED_OM | NEW | office-large | USD/gigalumen_year | us | us | 9947952051.6997
commercial lighting | 4ft LFL: LED Integrated Luminaire - High Efficiency | 2023 | FIXED_OM | NEW | office-small | USD/gigalumen_year | us | us | 9947952051.6997
commercial lighting | 4ft LFL: LED Integrated Luminaire - High Efficiency | 2023 | FIXED_OM | NEW | other | USD/gigalumen_year | us | us | 9947952051.6997
commercial lighting | 4ft LFL: LED Integrated Luminaire - High Efficiency | 2023 | FIXED_OM | NEW | warehouse | USD/gigalumen_year | us | us | 9947952051.6997
commercial lighting | 4ft LFL: LED Integrated Luminaire - High Efficiency | 2023 | FIXED_OM | REPLACEMENT | assembly | USD/gigalumen_year | us | us | 9947952051.6997
commercial lighting | 4ft LFL: LED Integrated Luminaire - High Efficiency | 2023 | FIXED_OM | REPLACEMENT | education | USD/gigalumen_year | us | us | 9947952051.6997
commercial lighting | 4ft LFL: LED Integrated Luminaire - High Efficiency | 2023 | FIXED_OM | REPLACEMENT | food sales | USD/gigalumen_year | us | us | 9947952051.6997
commercial lighting | 4ft LFL: LED Integrated Luminaire - High Efficiency | 2023 | FIXED_OM | REPLACEMENT | food service | USD/gigalumen_year | us | us | 9947952051.6997
commercial lighting | 4ft LFL: LED Integrated Luminaire - High Efficiency | 2023 | FIXED_OM | REPLACEMENT | health | USD/gigalumen_year | us | us | 9947952051.6997
commercial lighting | 4ft LFL: LED Integrated Luminaire - High Efficiency | 2023 | FIXED_OM | REPLACEMENT | lodging | USD/gigalumen_year | us | us | 9947952051.6997
commercial lighting | 4ft LFL: LED Integrated Luminaire - High Efficiency | 2023 | FIXED_OM | REPLACEMENT | merc/service | USD/gigalumen_year | us | us | 9947952051.6997
commercial lighting | 4ft LFL: LED Integrated Luminaire - High Efficiency | 2023 | FIXED_OM | REPLACEMENT | office-large | USD/gigalumen_year | us | us | 9947952051.6997
commercial lighting | 4ft LFL: LED Integrated Luminaire - High Efficiency | 2023 | FIXED_OM | REPLACEMENT | office-small | USD/gigalumen_year | us | us | 9947952051.6997
commercial lighting | 4ft LFL: LED Integrated Luminaire - High Efficiency | 2023 | FIXED_OM | REPLACEMENT | other | USD/gigalumen_year | us | us | 9947952051.6997
commercial lighting | 4ft LFL: LED Integrated Luminaire - High Efficiency | 2023 | FIXED_OM | REPLACEMENT | warehouse | USD/gigalumen_year | us | us | 9947952051.6997
commercial lighting | 4ft LFL: LED Integrated Luminaire - High Efficiency | 2024 | CAPITAL | NEW | assembly | USD/gigalumen_year | us | us | 228321355236.178
commercial lighting | 4ft LFL: LED Integrated Luminaire - High Efficiency | 2024 | CAPITAL | NEW | education | USD/gigalumen_year | us | us | 228321355236.178
commercial lighting | 4ft LFL: LED Integrated Luminaire - High Efficiency | 2024 | CAPITAL | NEW | food sales | USD/gigalumen_year | us | us | 228321355236.178
commercial lighting | 4ft LFL: LED Integrated Luminaire - High Efficiency | 2024 | CAPITAL | NEW | food service | USD/gigalumen_year | us | us | 228321355236.178
commercial lighting | 4ft LFL: LED Integrated Luminaire - High Efficiency | 2024 | CAPITAL | NEW | health | USD/gigalumen_year | us | us | 228321355236.178
commercial lighting | 4ft LFL: LED Integrated Luminaire - High Efficiency | 2024 | CAPITAL | NEW | lodging | USD/gigalumen_year | us | us | 228321355236.178
commercial lighting | 4ft LFL: LED Integrated Luminaire - High Efficiency | 2024 | CAPITAL | NEW | merc/service | USD/gigalumen_year | us | us | 228321355236.178
commercial lighting | 4ft LFL: LED Integrated Luminaire - High Efficiency | 2024 | CAPITAL | NEW | office-large | USD/gigalumen_year | us | us | 228321355236.178
commercial lighting | 4ft LFL: LED Integrated Luminaire - High Efficiency | 2024 | CAPITAL | NEW | office-small | USD/gigalumen_year | us | us | 228321355236.178
commercial lighting | 4ft LFL: LED Integrated Luminaire - High Efficiency | 2024 | CAPITAL | NEW | other | USD/gigalumen_year | us | us | 228321355236.178
commercial lighting | 4ft LFL: LED Integrated Luminaire - High Efficiency | 2024 | CAPITAL | NEW | warehouse | USD/gigalumen_year | us | us | 228321355236.178
commercial lighting | 4ft LFL: LED Integrated Luminaire - High Efficiency | 2024 | CAPITAL | REPLACEMENT | assembly | USD/gigalumen_year | us | us | 228321355236.178
commercial lighting | 4ft LFL: LED Integrated Luminaire - High Efficiency | 2024 | CAPITAL | REPLACEMENT | education | USD/gigalumen_year | us | us | 228321355236.178
commercial lighting | 4ft LFL: LED Integrated Luminaire - High Efficiency | 2024 | CAPITAL | REPLACEMENT | food sales | USD/gigalumen_year | us | us | 228321355236.178
commercial lighting | 4ft LFL: LED Integrated Luminaire - High Efficiency | 2024 | CAPITAL | REPLACEMENT | food service | USD/gigalumen_year | us | us | 228321355236.178
commercial lighting | 4ft LFL: LED Integrated Luminaire - High Efficiency | 2024 | CAPITAL | REPLACEMENT | health | USD/gigalumen_year | us | us | 228321355236.178
commercial lighting | 4ft LFL: LED Integrated Luminaire - High Efficiency | 2024 | CAPITAL | REPLACEMENT | lodging | USD/gigalumen_year | us | us | 228321355236.178
commercial lighting | 4ft LFL: LED Integrated Luminaire - High Efficiency | 2024 | CAPITAL | REPLACEMENT | merc/service | USD/gigalumen_year | us | us | 228321355236.178
commercial lighting | 4ft LFL: LED Integrated Luminaire - High Efficiency | 2024 | CAPITAL | REPLACEMENT | office-large | USD/gigalumen_year | us | us | 228321355236.178
commercial lighting | 4ft LFL: LED Integrated Luminaire - High Efficiency | 2024 | CAPITAL | REPLACEMENT | office-small | USD/gigalumen_year | us | us | 228321355236.178
commercial lighting | 4ft LFL: LED Integrated Luminaire - High Efficiency | 2024 | CAPITAL | REPLACEMENT | other | USD/gigalumen_year | us | us | 228321355236.178
commercial lighting | 4ft LFL: LED Integrated Luminaire - High Efficiency | 2024 | CAPITAL | REPLACEMENT | warehouse | USD/gigalumen_year | us | us | 228321355236.178
commercial lighting | 4ft LFL: LED Integrated Luminaire - High Efficiency | 2024 | FIXED_OM | NEW | assembly | USD/gigalumen_year | us | us | 9466410098.7839
commercial lighting | 4ft LFL: LED Integrated Luminaire - High Efficiency | 2024 | FIXED_OM | NEW | education | USD/gigalumen_year | us | us | 9466410098.7839
commercial lighting | 4ft LFL: LED Integrated Luminaire - High Efficiency | 2024 | FIXED_OM | NEW | food sales | USD/gigalumen_year | us | us | 9466410098.7839
commercial lighting | 4ft LFL: LED Integrated Luminaire - High Efficiency | 2024 | FIXED_OM | NEW | food service | USD/gigalumen_year | us | us | 9466410098.7839
commercial lighting | 4ft LFL: LED Integrated Luminaire - High Efficiency | 2024 | FIXED_OM | NEW | health | USD/gigalumen_year | us | us | 9466410098.7839
commercial lighting | 4ft LFL: LED Integrated Luminaire - High Efficiency | 2024 | FIXED_OM | NEW | lodging | USD/gigalumen_year | us | us | 9466410098.7839
commercial lighting | 4ft LFL: LED Integrated Luminaire - High Efficiency | 2024 | FIXED_OM | NEW | merc/service | USD/gigalumen_year | us | us | 9466410098.7839
commercial lighting | 4ft LFL: LED Integrated Luminaire - High Efficiency | 2024 | FIXED_OM | NEW | office-large | USD/gigalumen_year | us | us | 9466410098.7839
commercial lighting | 4ft LFL: LED Integrated Luminaire - High Efficiency | 2024 | FIXED_OM | NEW | office-small | USD/gigalumen_year | us | us | 9466410098.7839
commercial lighting | 4ft LFL: LED Integrated Luminaire - High Efficiency | 2024 | FIXED_OM | NEW | other | USD/gigalumen_year | us | us | 9466410098.7839
commercial lighting | 4ft LFL: LED Integrated Luminaire - High Efficiency | 2024 | FIXED_OM | NEW | warehouse | USD/gigalumen_year | us | us | 9466410098.7839
commercial lighting | 4ft LFL: LED Integrated Luminaire - High Efficiency | 2024 | FIXED_OM | REPLACEMENT | assembly | USD/gigalumen_year | us | us | 9466410098.7839
commercial lighting | 4ft LFL: LED Integrated Luminaire - High Efficiency | 2024 | FIXED_OM | REPLACEMENT | education | USD/gigalumen_year | us | us | 9466410098.7839
commercial lighting | 4ft LFL: LED Integrated Luminaire - High Efficiency | 2024 | FIXED_OM | REPLACEMENT | food sales | USD/gigalumen_year | us | us | 9466410098.7839
commercial lighting | 4ft LFL: LED Integrated Luminaire - High Efficiency | 2024 | FIXED_OM | REPLACEMENT | food service | USD/gigalumen_year | us | us | 9466410098.7839
commercial lighting | 4ft LFL: LED Integrated Luminaire - High Efficiency | 2024 | FIXED_OM | REPLACEMENT | health | USD/gigalumen_year | us | us | 9466410098.7839
commercial lighting | 4ft LFL: LED Integrated Luminaire - High Efficiency | 2024 | FIXED_OM | REPLACEMENT | lodging | USD/gigalumen_year | us | us | 9466410098.7839
commercial lighting | 4ft LFL: LED Integrated Luminaire - High Efficiency | 2024 | FIXED_OM | REPLACEMENT | merc/service | USD/gigalumen_year | us | us | 9466410098.7839
commercial lighting | 4ft LFL: LED Integrated Luminaire - High Efficiency | 2024 | FIXED_OM | REPLACEMENT | office-large | USD/gigalumen_year | us | us | 9466410098.7839
commercial lighting | 4ft LFL: LED Integrated Luminaire - High Efficiency | 2024 | FIXED_OM | REPLACEMENT | office-small | USD/gigalumen_year | us | us | 9466410098.7839
commercial lighting | 4ft LFL: LED Integrated Luminaire - High Efficiency | 2024 | FIXED_OM | REPLACEMENT | other | USD/gigalumen_year | us | us | 9466410098.7839
commercial lighting | 4ft LFL: LED Integrated Luminaire - High Efficiency | 2024 | FIXED_OM | REPLACEMENT | warehouse | USD/gigalumen_year | us | us | 9466410098.7839
commercial lighting | 4ft LFL: LED Integrated Luminaire - High Efficiency | 2025 | CAPITAL | NEW | assembly | USD/gigalumen_year | us | us | 217422064204.327
commercial lighting | 4ft LFL: LED Integrated Luminaire - High Efficiency | 2025 | CAPITAL | NEW | education | USD/gigalumen_year | us | us | 217422064204.327
commercial lighting | 4ft LFL: LED Integrated Luminaire - High Efficiency | 2025 | CAPITAL | NEW | food sales | USD/gigalumen_year | us | us | 217422064204.327
commercial lighting | 4ft LFL: LED Integrated Luminaire - High Efficiency | 2025 | CAPITAL | NEW | food service | USD/gigalumen_year | us | us | 217422064204.327
commercial lighting | 4ft LFL: LED Integrated Luminaire - High Efficiency | 2025 | CAPITAL | NEW | health | USD/gigalumen_year | us | us | 217422064204.327
commercial lighting | 4ft LFL: LED Integrated Luminaire - High Efficiency | 2025 | CAPITAL | NEW | lodging | USD/gigalumen_year | us | us | 217422064204.327
commercial lighting | 4ft LFL: LED Integrated Luminaire - High Efficiency | 2025 | CAPITAL | NEW | merc/service | USD/gigalumen_year | us | us | 217422064204.327
commercial lighting | 4ft LFL: LED Integrated Luminaire - High Efficiency | 2025 | CAPITAL | NEW | office-large | USD/gigalumen_year | us | us | 217422064204.327
commercial lighting | 4ft LFL: LED Integrated Luminaire - High Efficiency | 2025 | CAPITAL | NEW | office-small | USD/gigalumen_year | us | us | 217422064204.327
commercial lighting | 4ft LFL: LED Integrated Luminaire - High Efficiency | 2025 | CAPITAL | NEW | other | USD/gigalumen_year | us | us | 217422064204.327
commercial lighting | 4ft LFL: LED Integrated Luminaire - High Efficiency | 2025 | CAPITAL | NEW | warehouse | USD/gigalumen_year | us | us | 217422064204.327
commercial lighting | 4ft LFL: LED Integrated Luminaire - High Efficiency | 2025 | CAPITAL | REPLACEMENT | assembly | USD/gigalumen_year | us | us | 217422064204.327
commercial lighting | 4ft LFL: LED Integrated Luminaire - High Efficiency | 2025 | CAPITAL | REPLACEMENT | education | USD/gigalumen_year | us | us | 217422064204.327
commercial lighting | 4ft LFL: LED Integrated Luminaire - High Efficiency | 2025 | CAPITAL | REPLACEMENT | food sales | USD/gigalumen_year | us | us | 217422064204.327
commercial lighting | 4ft LFL: LED Integrated Luminaire - High Efficiency | 2025 | CAPITAL | REPLACEMENT | food service | USD/gigalumen_year | us | us | 217422064204.327
commercial lighting | 4ft LFL: LED Integrated Luminaire - High Efficiency | 2025 | CAPITAL | REPLACEMENT | health | USD/gigalumen_year | us | us | 217422064204.327
commercial lighting | 4ft LFL: LED Integrated Luminaire - High Efficiency | 2025 | CAPITAL | REPLACEMENT | lodging | USD/gigalumen_year | us | us | 217422064204.327
commercial lighting | 4ft LFL: LED Integrated Luminaire - High Efficiency | 2025 | CAPITAL | REPLACEMENT | merc/service | USD/gigalumen_year | us | us | 217422064204.327
commercial lighting | 4ft LFL: LED Integrated Luminaire - High Efficiency | 2025 | CAPITAL | REPLACEMENT | office-large | USD/gigalumen_year | us | us | 217422064204.327
commercial lighting | 4ft LFL: LED Integrated Luminaire - High Efficiency | 2025 | CAPITAL | REPLACEMENT | office-small | USD/gigalumen_year | us | us | 217422064204.327
commercial lighting | 4ft LFL: LED Integrated Luminaire - High Efficiency | 2025 | CAPITAL | REPLACEMENT | other | USD/gigalumen_year | us | us | 217422064204.327
commercial lighting | 4ft LFL: LED Integrated Luminaire - High Efficiency | 2025 | CAPITAL | REPLACEMENT | warehouse | USD/gigalumen_year | us | us | 217422064204.327
commercial lighting | 4ft LFL: LED Integrated Luminaire - High Efficiency | 2025 | FIXED_OM | NEW | assembly | USD/gigalumen_year | us | us | 8984868145.8681
commercial lighting | 4ft LFL: LED Integrated Luminaire - High Efficiency | 2025 | FIXED_OM | NEW | education | USD/gigalumen_year | us | us | 8984868145.8681
commercial lighting | 4ft LFL: LED Integrated Luminaire - High Efficiency | 2025 | FIXED_OM | NEW | food sales | USD/gigalumen_year | us | us | 8984868145.8681
commercial lighting | 4ft LFL: LED Integrated Luminaire - High Efficiency | 2025 | FIXED_OM | NEW | food service | USD/gigalumen_year | us | us | 8984868145.8681
commercial lighting | 4ft LFL: LED Integrated Luminaire - High Efficiency | 2025 | FIXED_OM | NEW | health | USD/gigalumen_year | us | us | 8984868145.8681
commercial lighting | 4ft LFL: LED Integrated Luminaire - High Efficiency | 2025 | FIXED_OM | NEW | lodging | USD/gigalumen_year | us | us | 8984868145.8681
commercial lighting | 4ft LFL: LED Integrated Luminaire - High Efficiency | 2025 | FIXED_OM | NEW | merc/service | USD/gigalumen_year | us | us | 8984868145.8681
commercial lighting | 4ft LFL: LED Integrated Luminaire - High Efficiency | 2025 | FIXED_OM | NEW | office-large | USD/gigalumen_year | us | us | 8984868145.8681
commercial lighting | 4ft LFL: LED Integrated Luminaire - High Efficiency | 2025 | FIXED_OM | NEW | office-small | USD/gigalumen_year | us | us | 8984868145.8681
commercial lighting | 4ft LFL: LED Integrated Luminaire - High Efficiency | 2025 | FIXED_OM | NEW | other | USD/gigalumen_year | us | us | 8984868145.8681
commercial lighting | 4ft LFL: LED Integrated Luminaire - High Efficiency | 2025 | FIXED_OM | NEW | warehouse | USD/gigalumen_year | us | us | 8984868145.8681
commercial lighting | 4ft LFL: LED Integrated Luminaire - High Efficiency | 2025 | FIXED_OM | REPLACEMENT | assembly | USD/gigalumen_year | us | us | 8984868145.8681
commercial lighting | 4ft LFL: LED Integrated Luminaire - High Efficiency | 2025 | FIXED_OM | REPLACEMENT | education | USD/gigalumen_year | us | us | 8984868145.8681
commercial lighting | 4ft LFL: LED Integrated Luminaire - High Efficiency | 2025 | FIXED_OM | REPLACEMENT | food sales | USD/gigalumen_year | us | us | 8984868145.8681
commercial lighting | 4ft LFL: LED Integrated Luminaire - High Efficiency | 2025 | FIXED_OM | REPLACEMENT | food service | USD/gigalumen_year | us | us | 8984868145.8681
commercial lighting | 4ft LFL: LED Integrated Luminaire - High Efficiency | 2025 | FIXED_OM | REPLACEMENT | health | USD/gigalumen_year | us | us | 8984868145.8681
commercial lighting | 4ft LFL: LED Integrated Luminaire - High Efficiency | 2025 | FIXED_OM | REPLACEMENT | lodging | USD/gigalumen_year | us | us | 8984868145.8681
commercial lighting | 4ft LFL: LED Integrated Luminaire - High Efficiency | 2025 | FIXED_OM | REPLACEMENT | merc/service | USD/gigalumen_year | us | us | 8984868145.8681
commercial lighting | 4ft LFL: LED Integrated Luminaire - High Efficiency | 2025 | FIXED_OM | REPLACEMENT | office-large | USD/gigalumen_year | us | us | 8984868145.8681
commercial lighting | 4ft LFL: LED Integrated Luminaire - High Efficiency | 2025 | FIXED_OM | REPLACEMENT | office-small | USD/gigalumen_year | us | us | 8984868145.8681
commercial lighting | 4ft LFL: LED Integrated Luminaire - High Efficiency | 2025 | FIXED_OM | REPLACEMENT | other | USD/gigalumen_year | us | us | 8984868145.8681
commercial lighting | 4ft LFL: LED Integrated Luminaire - High Efficiency | 2025 | FIXED_OM | REPLACEMENT | warehouse | USD/gigalumen_year | us | us | 8984868145.8681
commercial lighting | 4ft LFL: LED Integrated Luminaire - High Efficiency | 2026 | CAPITAL | NEW | assembly | USD/gigalumen_year | us | us | 206522773172.477
commercial lighting | 4ft LFL: LED Integrated Luminaire - High Efficiency | 2026 | CAPITAL | NEW | education | USD/gigalumen_year | us | us | 206522773172.477
commercial lighting | 4ft LFL: LED Integrated Luminaire - High Efficiency | 2026 | CAPITAL | NEW | food sales | USD/gigalumen_year | us | us | 206522773172.477
commercial lighting | 4ft LFL: LED Integrated Luminaire - High Efficiency | 2026 | CAPITAL | NEW | food service | USD/gigalumen_year | us | us | 206522773172.477
commercial lighting | 4ft LFL: LED Integrated Luminaire - High Efficiency | 2026 | CAPITAL | NEW | health | USD/gigalumen_year | us | us | 206522773172.477
commercial lighting | 4ft LFL: LED Integrated Luminaire - High Efficiency | 2026 | CAPITAL | NEW | lodging | USD/gigalumen_year | us | us | 206522773172.477
commercial lighting | 4ft LFL: LED Integrated Luminaire - High Efficiency | 2026 | CAPITAL | NEW | merc/service | USD/gigalumen_year | us | us | 206522773172.477
commercial lighting | 4ft LFL: LED Integrated Luminaire - High Efficiency | 2026 | CAPITAL | NEW | office-large | USD/gigalumen_year | us | us | 206522773172.477
commercial lighting | 4ft LFL: LED Integrated Luminaire - High Efficiency | 2026 | CAPITAL | NEW | office-small | USD/gigalumen_year | us | us | 206522773172.477
commercial lighting | 4ft LFL: LED Integrated Luminaire - High Efficiency | 2026 | CAPITAL | NEW | other | USD/gigalumen_year | us | us | 206522773172.477
commercial lighting | 4ft LFL: LED Integrated Luminaire - High Efficiency | 2026 | CAPITAL | NEW | warehouse | USD/gigalumen_year | us | us | 206522773172.477
commercial lighting | 4ft LFL: LED Integrated Luminaire - High Efficiency | 2026 | CAPITAL | REPLACEMENT | assembly | USD/gigalumen_year | us | us | 206522773172.477
commercial lighting | 4ft LFL: LED Integrated Luminaire - High Efficiency | 2026 | CAPITAL | REPLACEMENT | education | USD/gigalumen_year | us | us | 206522773172.477
commercial lighting | 4ft LFL: LED Integrated Luminaire - High Efficiency | 2026 | CAPITAL | REPLACEMENT | food sales | USD/gigalumen_year | us | us | 206522773172.477
commercial lighting | 4ft LFL: LED Integrated Luminaire - High Efficiency | 2026 | CAPITAL | REPLACEMENT | food service | USD/gigalumen_year | us | us | 206522773172.477
commercial lighting | 4ft LFL: LED Integrated Luminaire - High Efficiency | 2026 | CAPITAL | REPLACEMENT | health | USD/gigalumen_year | us | us | 206522773172.477
commercial lighting | 4ft LFL: LED Integrated Luminaire - High Efficiency | 2026 | CAPITAL | REPLACEMENT | lodging | USD/gigalumen_year | us | us | 206522773172.477
commercial lighting | 4ft LFL: LED Integrated Luminaire - High Efficiency | 2026 | CAPITAL | REPLACEMENT | merc/service | USD/gigalumen_year | us | us | 206522773172.477
commercial lighting | 4ft LFL: LED Integrated Luminaire - High Efficiency | 2026 | CAPITAL | REPLACEMENT | office-large | USD/gigalumen_year | us | us | 206522773172.477
commercial lighting | 4ft LFL: LED Integrated Luminaire - High Efficiency | 2026 | CAPITAL | REPLACEMENT | office-small | USD/gigalumen_year | us | us | 206522773172.477
commercial lighting | 4ft LFL: LED Integrated Luminaire - High Efficiency | 2026 | CAPITAL | REPLACEMENT | other | USD/gigalumen_year | us | us | 206522773172.477
commercial lighting | 4ft LFL: LED Integrated Luminaire - High Efficiency | 2026 | CAPITAL | REPLACEMENT | warehouse | USD/gigalumen_year | us | us | 206522773172.477
commercial lighting | 4ft LFL: LED Integrated Luminaire - High Efficiency | 2026 | FIXED_OM | NEW | assembly | USD/gigalumen_year | us | us | 8503326192.9523
commercial lighting | 4ft LFL: LED Integrated Luminaire - High Efficiency | 2026 | FIXED_OM | NEW | education | USD/gigalumen_year | us | us | 8503326192.9523
commercial lighting | 4ft LFL: LED Integrated Luminaire - High Efficiency | 2026 | FIXED_OM | NEW | food sales | USD/gigalumen_year | us | us | 8503326192.9523
commercial lighting | 4ft LFL: LED Integrated Luminaire - High Efficiency | 2026 | FIXED_OM | NEW | food service | USD/gigalumen_year | us | us | 8503326192.9523
commercial lighting | 4ft LFL: LED Integrated Luminaire - High Efficiency | 2026 | FIXED_OM | NEW | health | USD/gigalumen_year | us | us | 8503326192.9523
commercial lighting | 4ft LFL: LED Integrated Luminaire - High Efficiency | 2026 | FIXED_OM | NEW | lodging | USD/gigalumen_year | us | us | 8503326192.9523
commercial lighting | 4ft LFL: LED Integrated Luminaire - High Efficiency | 2026 | FIXED_OM | NEW | merc/service | USD/gigalumen_year | us | us | 8503326192.9523
commercial lighting | 4ft LFL: LED Integrated Luminaire - High Efficiency | 2026 | FIXED_OM | NEW | office-large | USD/gigalumen_year | us | us | 8503326192.9523
commercial lighting | 4ft LFL: LED Integrated Luminaire - High Efficiency | 2026 | FIXED_OM | NEW | office-small | USD/gigalumen_year | us | us | 8503326192.9523
commercial lighting | 4ft LFL: LED Integrated Luminaire - High Efficiency | 2026 | FIXED_OM | NEW | other | USD/gigalumen_year | us | us | 8503326192.9523
commercial lighting | 4ft LFL: LED Integrated Luminaire - High Efficiency | 2026 | FIXED_OM | NEW | warehouse | USD/gigalumen_year | us | us | 8503326192.9523
commercial lighting | 4ft LFL: LED Integrated Luminaire - High Efficiency | 2026 | FIXED_OM | REPLACEMENT | assembly | USD/gigalumen_year | us | us | 8503326192.9523
commercial lighting | 4ft LFL: LED Integrated Luminaire - High Efficiency | 2026 | FIXED_OM | REPLACEMENT | education | USD/gigalumen_year | us | us | 8503326192.9523
commercial lighting | 4ft LFL: LED Integrated Luminaire - High Efficiency | 2026 | FIXED_OM | REPLACEMENT | food sales | USD/gigalumen_year | us | us | 8503326192.9523
commercial lighting | 4ft LFL: LED Integrated Luminaire - High Efficiency | 2026 | FIXED_OM | REPLACEMENT | food service | USD/gigalumen_year | us | us | 8503326192.9523
commercial lighting | 4ft LFL: LED Integrated Luminaire - High Efficiency | 2026 | FIXED_OM | REPLACEMENT | health | USD/gigalumen_year | us | us | 8503326192.9523
commercial lighting | 4ft LFL: LED Integrated Luminaire - High Efficiency | 2026 | FIXED_OM | REPLACEMENT | lodging | USD/gigalumen_year | us | us | 8503326192.9523
commercial lighting | 4ft LFL: LED Integrated Luminaire - High Efficiency | 2026 | FIXED_OM | REPLACEMENT | merc/service | USD/gigalumen_year | us | us | 8503326192.9523
commercial lighting | 4ft LFL: LED Integrated Luminaire - High Efficiency | 2026 | FIXED_OM | REPLACEMENT | office-large | USD/gigalumen_year | us | us | 8503326192.9523
commercial lighting | 4ft LFL: LED Integrated Luminaire - High Efficiency | 2026 | FIXED_OM | REPLACEMENT | office-small | USD/gigalumen_year | us | us | 8503326192.9523
commercial lighting | 4ft LFL: LED Integrated Luminaire - High Efficiency | 2026 | FIXED_OM | REPLACEMENT | other | USD/gigalumen_year | us | us | 8503326192.9523
commercial lighting | 4ft LFL: LED Integrated Luminaire - High Efficiency | 2026 | FIXED_OM | REPLACEMENT | warehouse | USD/gigalumen_year | us | us | 8503326192.9523
commercial lighting | 4ft LFL: LED Integrated Luminaire - High Efficiency | 2027 | CAPITAL | NEW | assembly | USD/gigalumen_year | us | us | 195623482140.626
commercial lighting | 4ft LFL: LED Integrated Luminaire - High Efficiency | 2027 | CAPITAL | NEW | education | USD/gigalumen_year | us | us | 195623482140.626
commercial lighting | 4ft LFL: LED Integrated Luminaire - High Efficiency | 2027 | CAPITAL | NEW | food sales | USD/gigalumen_year | us | us | 195623482140.626
commercial lighting | 4ft LFL: LED Integrated Luminaire - High Efficiency | 2027 | CAPITAL | NEW | food service | USD/gigalumen_year | us | us | 195623482140.626
commercial lighting | 4ft LFL: LED Integrated Luminaire - High Efficiency | 2027 | CAPITAL | NEW | health | USD/gigalumen_year | us | us | 195623482140.626
commercial lighting | 4ft LFL: LED Integrated Luminaire - High Efficiency | 2027 | CAPITAL | NEW | lodging | USD/gigalumen_year | us | us | 195623482140.626
commercial lighting | 4ft LFL: LED Integrated Luminaire - High Efficiency | 2027 | CAPITAL | NEW | merc/service | USD/gigalumen_year | us | us | 195623482140.626
commercial lighting | 4ft LFL: LED Integrated Luminaire - High Efficiency | 2027 | CAPITAL | NEW | office-large | USD/gigalumen_year | us | us | 195623482140.626
commercial lighting | 4ft LFL: LED Integrated Luminaire - High Efficiency | 2027 | CAPITAL | NEW | office-small | USD/gigalumen_year | us | us | 195623482140.626
commercial lighting | 4ft LFL: LED Integrated Luminaire - High Efficiency | 2027 | CAPITAL | NEW | other | USD/gigalumen_year | us | us | 195623482140.626
commercial lighting | 4ft LFL: LED Integrated Luminaire - High Efficiency | 2027 | CAPITAL | NEW | warehouse | USD/gigalumen_year | us | us | 195623482140.626
commercial lighting | 4ft LFL: LED Integrated Luminaire - High Efficiency | 2027 | CAPITAL | REPLACEMENT | assembly | USD/gigalumen_year | us | us | 195623482140.626
commercial lighting | 4ft LFL: LED Integrated Luminaire - High Efficiency | 2027 | CAPITAL | REPLACEMENT | education | USD/gigalumen_year | us | us | 195623482140.626
commercial lighting | 4ft LFL: LED Integrated Luminaire - High Efficiency | 2027 | CAPITAL | REPLACEMENT | food sales | USD/gigalumen_year | us | us | 195623482140.626
commercial lighting | 4ft LFL: LED Integrated Luminaire - High Efficiency | 2027 | CAPITAL | REPLACEMENT | food service | USD/gigalumen_year | us | us | 195623482140.626
commercial lighting | 4ft LFL: LED Integrated Luminaire - High Efficiency | 2027 | CAPITAL | REPLACEMENT | health | USD/gigalumen_year | us | us | 195623482140.626
commercial lighting | 4ft LFL: LED Integrated Luminaire - High Efficiency | 2027 | CAPITAL | REPLACEMENT | lodging | USD/gigalumen_year | us | us | 195623482140.626
commercial lighting | 4ft LFL: LED Integrated Luminaire - High Efficiency | 2027 | CAPITAL | REPLACEMENT | merc/service | USD/gigalumen_year | us | us | 195623482140.626
commercial lighting | 4ft LFL: LED Integrated Luminaire - High Efficiency | 2027 | CAPITAL | REPLACEMENT | office-large | USD/gigalumen_year | us | us | 195623482140.626
commercial lighting | 4ft LFL: LED Integrated Luminaire - High Efficiency | 2027 | CAPITAL | REPLACEMENT | office-small | USD/gigalumen_year | us | us | 195623482140.626
commercial lighting | 4ft LFL: LED Integrated Luminaire - High Efficiency | 2027 | CAPITAL | REPLACEMENT | other | USD/gigalumen_year | us | us | 195623482140.626
commercial lighting | 4ft LFL: LED Integrated Luminaire - High Efficiency | 2027 | CAPITAL | REPLACEMENT | warehouse | USD/gigalumen_year | us | us | 195623482140.626
commercial lighting | 4ft LFL: LED Integrated Luminaire - High Efficiency | 2027 | FIXED_OM | NEW | assembly | USD/gigalumen_year | us | us | 8021784240.0365
commercial lighting | 4ft LFL: LED Integrated Luminaire - High Efficiency | 2027 | FIXED_OM | NEW | education | USD/gigalumen_year | us | us | 8021784240.0365
commercial lighting | 4ft LFL: LED Integrated Luminaire - High Efficiency | 2027 | FIXED_OM | NEW | food sales | USD/gigalumen_year | us | us | 8021784240.0365
commercial lighting | 4ft LFL: LED Integrated Luminaire - High Efficiency | 2027 | FIXED_OM | NEW | food service | USD/gigalumen_year | us | us | 8021784240.0365
commercial lighting | 4ft LFL: LED Integrated Luminaire - High Efficiency | 2027 | FIXED_OM | NEW | health | USD/gigalumen_year | us | us | 8021784240.0365
commercial lighting | 4ft LFL: LED Integrated Luminaire - High Efficiency | 2027 | FIXED_OM | NEW | lodging | USD/gigalumen_year | us | us | 8021784240.0365
commercial lighting | 4ft LFL: LED Integrated Luminaire - High Efficiency | 2027 | FIXED_OM | NEW | merc/service | USD/gigalumen_year | us | us | 8021784240.0365
commercial lighting | 4ft LFL: LED Integrated Luminaire - High Efficiency | 2027 | FIXED_OM | NEW | office-large | USD/gigalumen_year | us | us | 8021784240.0365
commercial lighting | 4ft LFL: LED Integrated Luminaire - High Efficiency | 2027 | FIXED_OM | NEW | office-small | USD/gigalumen_year | us | us | 8021784240.0365
commercial lighting | 4ft LFL: LED Integrated Luminaire - High Efficiency | 2027 | FIXED_OM | NEW | other | USD/gigalumen_year | us | us | 8021784240.0365
commercial lighting | 4ft LFL: LED Integrated Luminaire - High Efficiency | 2027 | FIXED_OM | NEW | warehouse | USD/gigalumen_year | us | us | 8021784240.0365
commercial lighting | 4ft LFL: LED Integrated Luminaire - High Efficiency | 2027 | FIXED_OM | REPLACEMENT | assembly | USD/gigalumen_year | us | us | 8021784240.0365
commercial lighting | 4ft LFL: LED Integrated Luminaire - High Efficiency | 2027 | FIXED_OM | REPLACEMENT | education | USD/gigalumen_year | us | us | 8021784240.0365
commercial lighting | 4ft LFL: LED Integrated Luminaire - High Efficiency | 2027 | FIXED_OM | REPLACEMENT | food sales | USD/gigalumen_year | us | us | 8021784240.0365
commercial lighting | 4ft LFL: LED Integrated Luminaire - High Efficiency | 2027 | FIXED_OM | REPLACEMENT | food service | USD/gigalumen_year | us | us | 8021784240.0365
commercial lighting | 4ft LFL: LED Integrated Luminaire - High Efficiency | 2027 | FIXED_OM | REPLACEMENT | health | USD/gigalumen_year | us | us | 8021784240.0365
commercial lighting | 4ft LFL: LED Integrated Luminaire - High Efficiency | 2027 | FIXED_OM | REPLACEMENT | lodging | USD/gigalumen_year | us | us | 8021784240.0365
commercial lighting | 4ft LFL: LED Integrated Luminaire - High Efficiency | 2027 | FIXED_OM | REPLACEMENT | merc/service | USD/gigalumen_year | us | us | 8021784240.0365
commercial lighting | 4ft LFL: LED Integrated Luminaire - High Efficiency | 2027 | FIXED_OM | REPLACEMENT | office-large | USD/gigalumen_year | us | us | 8021784240.0365
commercial lighting | 4ft LFL: LED Integrated Luminaire - High Efficiency | 2027 | FIXED_OM | REPLACEMENT | office-small | USD/gigalumen_year | us | us | 8021784240.0365
commercial lighting | 4ft LFL: LED Integrated Luminaire - High Efficiency | 2027 | FIXED_OM | REPLACEMENT | other | USD/gigalumen_year | us | us | 8021784240.0365
commercial lighting | 4ft LFL: LED Integrated Luminaire - High Efficiency | 2027 | FIXED_OM | REPLACEMENT | warehouse | USD/gigalumen_year | us | us | 8021784240.0365
commercial lighting | 4ft LFL: LED Integrated Luminaire - High Efficiency | 2028 | CAPITAL | NEW | assembly | USD/gigalumen_year | us | us | 184724191108.776
commercial lighting | 4ft LFL: LED Integrated Luminaire - High Efficiency | 2028 | CAPITAL | NEW | education | USD/gigalumen_year | us | us | 184724191108.776
commercial lighting | 4ft LFL: LED Integrated Luminaire - High Efficiency | 2028 | CAPITAL | NEW | food sales | USD/gigalumen_year | us | us | 184724191108.776
commercial lighting | 4ft LFL: LED Integrated Luminaire - High Efficiency | 2028 | CAPITAL | NEW | food service | USD/gigalumen_year | us | us | 184724191108.776
commercial lighting | 4ft LFL: LED Integrated Luminaire - High Efficiency | 2028 | CAPITAL | NEW | health | USD/gigalumen_year | us | us | 184724191108.776
commercial lighting | 4ft LFL: LED Integrated Luminaire - High Efficiency | 2028 | CAPITAL | NEW | lodging | USD/gigalumen_year | us | us | 184724191108.776
commercial lighting | 4ft LFL: LED Integrated Luminaire - High Efficiency | 2028 | CAPITAL | NEW | merc/service | USD/gigalumen_year | us | us | 184724191108.776
commercial lighting | 4ft LFL: LED Integrated Luminaire - High Efficiency | 2028 | CAPITAL | NEW | office-large | USD/gigalumen_year | us | us | 184724191108.776
commercial lighting | 4ft LFL: LED Integrated Luminaire - High Efficiency | 2028 | CAPITAL | NEW | office-small | USD/gigalumen_year | us | us | 184724191108.776
commercial lighting | 4ft LFL: LED Integrated Luminaire - High Efficiency | 2028 | CAPITAL | NEW | other | USD/gigalumen_year | us | us | 184724191108.776
commercial lighting | 4ft LFL: LED Integrated Luminaire - High Efficiency | 2028 | CAPITAL | NEW | warehouse | USD/gigalumen_year | us | us | 184724191108.776
commercial lighting | 4ft LFL: LED Integrated Luminaire - High Efficiency | 2028 | CAPITAL | REPLACEMENT | assembly | USD/gigalumen_year | us | us | 184724191108.776
commercial lighting | 4ft LFL: LED Integrated Luminaire - High Efficiency | 2028 | CAPITAL | REPLACEMENT | education | USD/gigalumen_year | us | us | 184724191108.776
commercial lighting | 4ft LFL: LED Integrated Luminaire - High Efficiency | 2028 | CAPITAL | REPLACEMENT | food sales | USD/gigalumen_year | us | us | 184724191108.776
commercial lighting | 4ft LFL: LED Integrated Luminaire - High Efficiency | 2028 | CAPITAL | REPLACEMENT | food service | USD/gigalumen_year | us | us | 184724191108.776
commercial lighting | 4ft LFL: LED Integrated Luminaire - High Efficiency | 2028 | CAPITAL | REPLACEMENT | health | USD/gigalumen_year | us | us | 184724191108.776
commercial lighting | 4ft LFL: LED Integrated Luminaire - High Efficiency | 2028 | CAPITAL | REPLACEMENT | lodging | USD/gigalumen_year | us | us | 184724191108.776
commercial lighting | 4ft LFL: LED Integrated Luminaire - High Efficiency | 2028 | CAPITAL | REPLACEMENT | merc/service | USD/gigalumen_year | us | us | 184724191108.776
commercial lighting | 4ft LFL: LED Integrated Luminaire - High Efficiency | 2028 | CAPITAL | REPLACEMENT | office-large | USD/gigalumen_year | us | us | 184724191108.776
commercial lighting | 4ft LFL: LED Integrated Luminaire - High Efficiency | 2028 | CAPITAL | REPLACEMENT | office-small | USD/gigalumen_year | us | us | 184724191108.776
commercial lighting | 4ft LFL: LED Integrated Luminaire - High Efficiency | 2028 | CAPITAL | REPLACEMENT | other | USD/gigalumen_year | us | us | 184724191108.776
commercial lighting | 4ft LFL: LED Integrated Luminaire - High Efficiency | 2028 | CAPITAL | REPLACEMENT | warehouse | USD/gigalumen_year | us | us | 184724191108.776
commercial lighting | 4ft LFL: LED Integrated Luminaire - High Efficiency | 2028 | FIXED_OM | NEW | assembly | USD/gigalumen_year | us | us | 7540242287.1207
commercial lighting | 4ft LFL: LED Integrated Luminaire - High Efficiency | 2028 | FIXED_OM | NEW | education | USD/gigalumen_year | us | us | 7540242287.1207
commercial lighting | 4ft LFL: LED Integrated Luminaire - High Efficiency | 2028 | FIXED_OM | NEW | food sales | USD/gigalumen_year | us | us | 7540242287.1207
commercial lighting | 4ft LFL: LED Integrated Luminaire - High Efficiency | 2028 | FIXED_OM | NEW | food service | USD/gigalumen_year | us | us | 7540242287.1207
commercial lighting | 4ft LFL: LED Integrated Luminaire - High Efficiency | 2028 | FIXED_OM | NEW | health | USD/gigalumen_year | us | us | 7540242287.1207
commercial lighting | 4ft LFL: LED Integrated Luminaire - High Efficiency | 2028 | FIXED_OM | NEW | lodging | USD/gigalumen_year | us | us | 7540242287.1207
commercial lighting | 4ft LFL: LED Integrated Luminaire - High Efficiency | 2028 | FIXED_OM | NEW | merc/service | USD/gigalumen_year | us | us | 7540242287.1207
commercial lighting | 4ft LFL: LED Integrated Luminaire - High Efficiency | 2028 | FIXED_OM | NEW | office-large | USD/gigalumen_year | us | us | 7540242287.1207
commercial lighting | 4ft LFL: LED Integrated Luminaire - High Efficiency | 2028 | FIXED_OM | NEW | office-small | USD/gigalumen_year | us | us | 7540242287.1207
commercial lighting | 4ft LFL: LED Integrated Luminaire - High Efficiency | 2028 | FIXED_OM | NEW | other | USD/gigalumen_year | us | us | 7540242287.1207
commercial lighting | 4ft LFL: LED Integrated Luminaire - High Efficiency | 2028 | FIXED_OM | NEW | warehouse | USD/gigalumen_year | us | us | 7540242287.1207
commercial lighting | 4ft LFL: LED Integrated Luminaire - High Efficiency | 2028 | FIXED_OM | REPLACEMENT | assembly | USD/gigalumen_year | us | us | 7540242287.1207
commercial lighting | 4ft LFL: LED Integrated Luminaire - High Efficiency | 2028 | FIXED_OM | REPLACEMENT | education | USD/gigalumen_year | us | us | 7540242287.1207
commercial lighting | 4ft LFL: LED Integrated Luminaire - High Efficiency | 2028 | FIXED_OM | REPLACEMENT | food sales | USD/gigalumen_year | us | us | 7540242287.1207
commercial lighting | 4ft LFL: LED Integrated Luminaire - High Efficiency | 2028 | FIXED_OM | REPLACEMENT | food service | USD/gigalumen_year | us | us | 7540242287.1207
commercial lighting | 4ft LFL: LED Integrated Luminaire - High Efficiency | 2028 | FIXED_OM | REPLACEMENT | health | USD/gigalumen_year | us | us | 7540242287.1207
commercial lighting | 4ft LFL: LED Integrated Luminaire - High Efficiency | 2028 | FIXED_OM | REPLACEMENT | lodging | USD/gigalumen_year | us | us | 7540242287.1207
commercial lighting | 4ft LFL: LED Integrated Luminaire - High Efficiency | 2028 | FIXED_OM | REPLACEMENT | merc/service | USD/gigalumen_year | us | us | 7540242287.1207
commercial lighting | 4ft LFL: LED Integrated Luminaire - High Efficiency | 2028 | FIXED_OM | REPLACEMENT | office-large | USD/gigalumen_year | us | us | 7540242287.1207
commercial lighting | 4ft LFL: LED Integrated Luminaire - High Efficiency | 2028 | FIXED_OM | REPLACEMENT | office-small | USD/gigalumen_year | us | us | 7540242287.1207
commercial lighting | 4ft LFL: LED Integrated Luminaire - High Efficiency | 2028 | FIXED_OM | REPLACEMENT | other | USD/gigalumen_year | us | us | 7540242287.1207
commercial lighting | 4ft LFL: LED Integrated Luminaire - High Efficiency | 2028 | FIXED_OM | REPLACEMENT | warehouse | USD/gigalumen_year | us | us | 7540242287.1207
commercial lighting | 4ft LFL: LED Integrated Luminaire - High Efficiency | 2029 | CAPITAL | NEW | assembly | USD/gigalumen_year | us | us | 173824900076.925
commercial lighting | 4ft LFL: LED Integrated Luminaire - High Efficiency | 2029 | CAPITAL | NEW | education | USD/gigalumen_year | us | us | 173824900076.925
commercial lighting | 4ft LFL: LED Integrated Luminaire - High Efficiency | 2029 | CAPITAL | NEW | food sales | USD/gigalumen_year | us | us | 173824900076.925
commercial lighting | 4ft LFL: LED Integrated Luminaire - High Efficiency | 2029 | CAPITAL | NEW | food service | USD/gigalumen_year | us | us | 173824900076.925
commercial lighting | 4ft LFL: LED Integrated Luminaire - High Efficiency | 2029 | CAPITAL | NEW | health | USD/gigalumen_year | us | us | 173824900076.925
commercial lighting | 4ft LFL: LED Integrated Luminaire - High Efficiency | 2029 | CAPITAL | NEW | lodging | USD/gigalumen_year | us | us | 173824900076.925
commercial lighting | 4ft LFL: LED Integrated Luminaire - High Efficiency | 2029 | CAPITAL | NEW | merc/service | USD/gigalumen_year | us | us | 173824900076.925
commercial lighting | 4ft LFL: LED Integrated Luminaire - High Efficiency | 2029 | CAPITAL | NEW | office-large | USD/gigalumen_year | us | us | 173824900076.925
commercial lighting | 4ft LFL: LED Integrated Luminaire - High Efficiency | 2029 | CAPITAL | NEW | office-small | USD/gigalumen_year | us | us | 173824900076.925
commercial lighting | 4ft LFL: LED Integrated Luminaire - High Efficiency | 2029 | CAPITAL | NEW | other | USD/gigalumen_year | us | us | 173824900076.925
commercial lighting | 4ft LFL: LED Integrated Luminaire - High Efficiency | 2029 | CAPITAL | NEW | warehouse | USD/gigalumen_year | us | us | 173824900076.925
commercial lighting | 4ft LFL: LED Integrated Luminaire - High Efficiency | 2029 | CAPITAL | REPLACEMENT | assembly | USD/gigalumen_year | us | us | 173824900076.925
commercial lighting | 4ft LFL: LED Integrated Luminaire - High Efficiency | 2029 | CAPITAL | REPLACEMENT | education | USD/gigalumen_year | us | us | 173824900076.925
commercial lighting | 4ft LFL: LED Integrated Luminaire - High Efficiency | 2029 | CAPITAL | REPLACEMENT | food sales | USD/gigalumen_year | us | us | 173824900076.925
commercial lighting | 4ft LFL: LED Integrated Luminaire - High Efficiency | 2029 | CAPITAL | REPLACEMENT | food service | USD/gigalumen_year | us | us | 173824900076.925
commercial lighting | 4ft LFL: LED Integrated Luminaire - High Efficiency | 2029 | CAPITAL | REPLACEMENT | health | USD/gigalumen_year | us | us | 173824900076.925
commercial lighting | 4ft LFL: LED Integrated Luminaire - High Efficiency | 2029 | CAPITAL | REPLACEMENT | lodging | USD/gigalumen_year | us | us | 173824900076.925
commercial lighting | 4ft LFL: LED Integrated Luminaire - High Efficiency | 2029 | CAPITAL | REPLACEMENT | merc/service | USD/gigalumen_year | us | us | 173824900076.925
commercial lighting | 4ft LFL: LED Integrated Luminaire - High Efficiency | 2029 | CAPITAL | REPLACEMENT | office-large | USD/gigalumen_year | us | us | 173824900076.925
commercial lighting | 4ft LFL: LED Integrated Luminaire - High Efficiency | 2029 | CAPITAL | REPLACEMENT | office-small | USD/gigalumen_year | us | us | 173824900076.925
commercial lighting | 4ft LFL: LED Integrated Luminaire - High Efficiency | 2029 | CAPITAL | REPLACEMENT | other | USD/gigalumen_year | us | us | 173824900076.925
commercial lighting | 4ft LFL: LED Integrated Luminaire - High Efficiency | 2029 | CAPITAL | REPLACEMENT | warehouse | USD/gigalumen_year | us | us | 173824900076.925
commercial lighting | 4ft LFL: LED Integrated Luminaire - High Efficiency | 2029 | FIXED_OM | NEW | assembly | USD/gigalumen_year | us | us | 7058700334.2049
commercial lighting | 4ft LFL: LED Integrated Luminaire - High Efficiency | 2029 | FIXED_OM | NEW | education | USD/gigalumen_year | us | us | 7058700334.2049
commercial lighting | 4ft LFL: LED Integrated Luminaire - High Efficiency | 2029 | FIXED_OM | NEW | food sales | USD/gigalumen_year | us | us | 7058700334.2049
commercial lighting | 4ft LFL: LED Integrated Luminaire - High Efficiency | 2029 | FIXED_OM | NEW | food service | USD/gigalumen_year | us | us | 7058700334.2049
commercial lighting | 4ft LFL: LED Integrated Luminaire - High Efficiency | 2029 | FIXED_OM | NEW | health | USD/gigalumen_year | us | us | 7058700334.2049
commercial lighting | 4ft LFL: LED Integrated Luminaire - High Efficiency | 2029 | FIXED_OM | NEW | lodging | USD/gigalumen_year | us | us | 7058700334.2049
commercial lighting | 4ft LFL: LED Integrated Luminaire - High Efficiency | 2029 | FIXED_OM | NEW | merc/service | USD/gigalumen_year | us | us | 7058700334.2049
commercial lighting | 4ft LFL: LED Integrated Luminaire - High Efficiency | 2029 | FIXED_OM | NEW | office-large | USD/gigalumen_year | us | us | 7058700334.2049
commercial lighting | 4ft LFL: LED Integrated Luminaire - High Efficiency | 2029 | FIXED_OM | NEW | office-small | USD/gigalumen_year | us | us | 7058700334.2049
commercial lighting | 4ft LFL: LED Integrated Luminaire - High Efficiency | 2029 | FIXED_OM | NEW | other | USD/gigalumen_year | us | us | 7058700334.2049
commercial lighting | 4ft LFL: LED Integrated Luminaire - High Efficiency | 2029 | FIXED_OM | NEW | warehouse | USD/gigalumen_year | us | us | 7058700334.2049
commercial lighting | 4ft LFL: LED Integrated Luminaire - High Efficiency | 2029 | FIXED_OM | REPLACEMENT | assembly | USD/gigalumen_year | us | us | 7058700334.2049
commercial lighting | 4ft LFL: LED Integrated Luminaire - High Efficiency | 2029 | FIXED_OM | REPLACEMENT | education | USD/gigalumen_year | us | us | 7058700334.2049
commercial lighting | 4ft LFL: LED Integrated Luminaire - High Efficiency | 2029 | FIXED_OM | REPLACEMENT | food sales | USD/gigalumen_year | us | us | 7058700334.2049
commercial lighting | 4ft LFL: LED Integrated Luminaire - High Efficiency | 2029 | FIXED_OM | REPLACEMENT | food service | USD/gigalumen_year | us | us | 7058700334.2049
commercial lighting | 4ft LFL: LED Integrated Luminaire - High Efficiency | 2029 | FIXED_OM | REPLACEMENT | health | USD/gigalumen_year | us | us | 7058700334.2049
commercial lighting | 4ft LFL: LED Integrated Luminaire - High Efficiency | 2029 | FIXED_OM | REPLACEMENT | lodging | USD/gigalumen_year | us | us | 7058700334.2049
commercial lighting | 4ft LFL: LED Integrated Luminaire - High Efficiency | 2029 | FIXED_OM | REPLACEMENT | merc/service | USD/gigalumen_year | us | us | 7058700334.2049
commercial lighting | 4ft LFL: LED Integrated Luminaire - High Efficiency | 2029 | FIXED_OM | REPLACEMENT | office-large | USD/gigalumen_year | us | us | 7058700334.2049
commercial lighting | 4ft LFL: LED Integrated Luminaire - High Efficiency | 2029 | FIXED_OM | REPLACEMENT | office-small | USD/gigalumen_year | us | us | 7058700334.2049
commercial lighting | 4ft LFL: LED Integrated Luminaire - High Efficiency | 2029 | FIXED_OM | REPLACEMENT | other | USD/gigalumen_year | us | us | 7058700334.2049
commercial lighting | 4ft LFL: LED Integrated Luminaire - High Efficiency | 2029 | FIXED_OM | REPLACEMENT | warehouse | USD/gigalumen_year | us | us | 7058700334.2049
commercial lighting | 4ft LFL: LED Integrated Luminaire - High Efficiency | 2030 | CAPITAL | NEW | assembly | USD/gigalumen_year | us | us | 162925609045.075
commercial lighting | 4ft LFL: LED Integrated Luminaire - High Efficiency | 2030 | CAPITAL | NEW | education | USD/gigalumen_year | us | us | 162925609045.075
commercial lighting | 4ft LFL: LED Integrated Luminaire - High Efficiency | 2030 | CAPITAL | NEW | food sales | USD/gigalumen_year | us | us | 162925609045.075
commercial lighting | 4ft LFL: LED Integrated Luminaire - High Efficiency | 2030 | CAPITAL | NEW | food service | USD/gigalumen_year | us | us | 162925609045.075
commercial lighting | 4ft LFL: LED Integrated Luminaire - High Efficiency | 2030 | CAPITAL | NEW | health | USD/gigalumen_year | us | us | 162925609045.075
commercial lighting | 4ft LFL: LED Integrated Luminaire - High Efficiency | 2030 | CAPITAL | NEW | lodging | USD/gigalumen_year | us | us | 162925609045.075
commercial lighting | 4ft LFL: LED Integrated Luminaire - High Efficiency | 2030 | CAPITAL | NEW | merc/service | USD/gigalumen_year | us | us | 162925609045.075
commercial lighting | 4ft LFL: LED Integrated Luminaire - High Efficiency | 2030 | CAPITAL | NEW | office-large | USD/gigalumen_year | us | us | 162925609045.075
commercial lighting | 4ft LFL: LED Integrated Luminaire - High Efficiency | 2030 | CAPITAL | NEW | office-small | USD/gigalumen_year | us | us | 162925609045.075
commercial lighting | 4ft LFL: LED Integrated Luminaire - High Efficiency | 2030 | CAPITAL | NEW | other | USD/gigalumen_year | us | us | 162925609045.075
commercial lighting | 4ft LFL: LED Integrated Luminaire - High Efficiency | 2030 | CAPITAL | NEW | warehouse | USD/gigalumen_year | us | us | 162925609045.075
commercial lighting | 4ft LFL: LED Integrated Luminaire - High Efficiency | 2030 | CAPITAL | REPLACEMENT | assembly | USD/gigalumen_year | us | us | 162925609045.075
commercial lighting | 4ft LFL: LED Integrated Luminaire - High Efficiency | 2030 | CAPITAL | REPLACEMENT | education | USD/gigalumen_year | us | us | 162925609045.075
commercial lighting | 4ft LFL: LED Integrated Luminaire - High Efficiency | 2030 | CAPITAL | REPLACEMENT | food sales | USD/gigalumen_year | us | us | 162925609045.075
commercial lighting | 4ft LFL: LED Integrated Luminaire - High Efficiency | 2030 | CAPITAL | REPLACEMENT | food service | USD/gigalumen_year | us | us | 162925609045.075
commercial lighting | 4ft LFL: LED Integrated Luminaire - High Efficiency | 2030 | CAPITAL | REPLACEMENT | health | USD/gigalumen_year | us | us | 162925609045.075
commercial lighting | 4ft LFL: LED Integrated Luminaire - High Efficiency | 2030 | CAPITAL | REPLACEMENT | lodging | USD/gigalumen_year | us | us | 162925609045.075
commercial lighting | 4ft LFL: LED Integrated Luminaire - High Efficiency | 2030 | CAPITAL | REPLACEMENT | merc/service | USD/gigalumen_year | us | us | 162925609045.075
commercial lighting | 4ft LFL: LED Integrated Luminaire - High Efficiency | 2030 | CAPITAL | REPLACEMENT | office-large | USD/gigalumen_year | us | us | 162925609045.075
commercial lighting | 4ft LFL: LED Integrated Luminaire - High Efficiency | 2030 | CAPITAL | REPLACEMENT | office-small | USD/gigalumen_year | us | us | 162925609045.075
commercial lighting | 4ft LFL: LED Integrated Luminaire - High Efficiency | 2030 | CAPITAL | REPLACEMENT | other | USD/gigalumen_year | us | us | 162925609045.075
commercial lighting | 4ft LFL: LED Integrated Luminaire - High Efficiency | 2030 | CAPITAL | REPLACEMENT | warehouse | USD/gigalumen_year | us | us | 162925609045.075
commercial lighting | 4ft LFL: LED Integrated Luminaire - High Efficiency | 2030 | FIXED_OM | NEW | assembly | USD/gigalumen_year | us | us | 6577158381.2891
commercial lighting | 4ft LFL: LED Integrated Luminaire - High Efficiency | 2030 | FIXED_OM | NEW | education | USD/gigalumen_year | us | us | 6577158381.2891
commercial lighting | 4ft LFL: LED Integrated Luminaire - High Efficiency | 2030 | FIXED_OM | NEW | food sales | USD/gigalumen_year | us | us | 6577158381.2891
commercial lighting | 4ft LFL: LED Integrated Luminaire - High Efficiency | 2030 | FIXED_OM | NEW | food service | USD/gigalumen_year | us | us | 6577158381.2891
commercial lighting | 4ft LFL: LED Integrated Luminaire - High Efficiency | 2030 | FIXED_OM | NEW | health | USD/gigalumen_year | us | us | 6577158381.2891
commercial lighting | 4ft LFL: LED Integrated Luminaire - High Efficiency | 2030 | FIXED_OM | NEW | lodging | USD/gigalumen_year | us | us | 6577158381.2891
commercial lighting | 4ft LFL: LED Integrated Luminaire - High Efficiency | 2030 | FIXED_OM | NEW | merc/service | USD/gigalumen_year | us | us | 6577158381.2891
commercial lighting | 4ft LFL: LED Integrated Luminaire - High Efficiency | 2030 | FIXED_OM | NEW | office-large | USD/gigalumen_year | us | us | 6577158381.2891
commercial lighting | 4ft LFL: LED Integrated Luminaire - High Efficiency | 2030 | FIXED_OM | NEW | office-small | USD/gigalumen_year | us | us | 6577158381.2891
commercial lighting | 4ft LFL: LED Integrated Luminaire - High Efficiency | 2030 | FIXED_OM | NEW | other | USD/gigalumen_year | us | us | 6577158381.2891
commercial lighting | 4ft LFL: LED Integrated Luminaire - High Efficiency | 2030 | FIXED_OM | NEW | warehouse | USD/gigalumen_year | us | us | 6577158381.2891
commercial lighting | 4ft LFL: LED Integrated Luminaire - High Efficiency | 2030 | FIXED_OM | REPLACEMENT | assembly | USD/gigalumen_year | us | us | 6577158381.2891
commercial lighting | 4ft LFL: LED Integrated Luminaire - High Efficiency | 2030 | FIXED_OM | REPLACEMENT | education | USD/gigalumen_year | us | us | 6577158381.2891
commercial lighting | 4ft LFL: LED Integrated Luminaire - High Efficiency | 2030 | FIXED_OM | REPLACEMENT | food sales | USD/gigalumen_year | us | us | 6577158381.2891
commercial lighting | 4ft LFL: LED Integrated Luminaire - High Efficiency | 2030 | FIXED_OM | REPLACEMENT | food service | USD/gigalumen_year | us | us | 6577158381.2891
commercial lighting | 4ft LFL: LED Integrated Luminaire - High Efficiency | 2030 | FIXED_OM | REPLACEMENT | health | USD/gigalumen_year | us | us | 6577158381.2891
commercial lighting | 4ft LFL: LED Integrated Luminaire - High Efficiency | 2030 | FIXED_OM | REPLACEMENT | lodging | USD/gigalumen_year | us | us | 6577158381.2891
commercial lighting | 4ft LFL: LED Integrated Luminaire - High Efficiency | 2030 | FIXED_OM | REPLACEMENT | merc/service | USD/gigalumen_year | us | us | 6577158381.2891
commercial lighting | 4ft LFL: LED Integrated Luminaire - High Efficiency | 2030 | FIXED_OM | REPLACEMENT | office-large | USD/gigalumen_year | us | us | 6577158381.2891
commercial lighting | 4ft LFL: LED Integrated Luminaire - High Efficiency | 2030 | FIXED_OM | REPLACEMENT | office-small | USD/gigalumen_year | us | us | 6577158381.2891
commercial lighting | 4ft LFL: LED Integrated Luminaire - High Efficiency | 2030 | FIXED_OM | REPLACEMENT | other | USD/gigalumen_year | us | us | 6577158381.2891
commercial lighting | 4ft LFL: LED Integrated Luminaire - High Efficiency | 2030 | FIXED_OM | REPLACEMENT | warehouse | USD/gigalumen_year | us | us | 6577158381.2891
commercial lighting | 4ft LFL: LED Integrated Luminaire - High Efficiency | 2031 | CAPITAL | NEW | assembly | USD/gigalumen_year | us | us | 158293410356.538
commercial lighting | 4ft LFL: LED Integrated Luminaire - High Efficiency | 2031 | CAPITAL | NEW | education | USD/gigalumen_year | us | us | 158293410356.538
commercial lighting | 4ft LFL: LED Integrated Luminaire - High Efficiency | 2031 | CAPITAL | NEW | food sales | USD/gigalumen_year | us | us | 158293410356.538
commercial lighting | 4ft LFL: LED Integrated Luminaire - High Efficiency | 2031 | CAPITAL | NEW | food service | USD/gigalumen_year | us | us | 158293410356.538
commercial lighting | 4ft LFL: LED Integrated Luminaire - High Efficiency | 2031 | CAPITAL | NEW | health | USD/gigalumen_year | us | us | 158293410356.538
commercial lighting | 4ft LFL: LED Integrated Luminaire - High Efficiency | 2031 | CAPITAL | NEW | lodging | USD/gigalumen_year | us | us | 158293410356.538
commercial lighting | 4ft LFL: LED Integrated Luminaire - High Efficiency | 2031 | CAPITAL | NEW | merc/service | USD/gigalumen_year | us | us | 158293410356.538
commercial lighting | 4ft LFL: LED Integrated Luminaire - High Efficiency | 2031 | CAPITAL | NEW | office-large | USD/gigalumen_year | us | us | 158293410356.538
commercial lighting | 4ft LFL: LED Integrated Luminaire - High Efficiency | 2031 | CAPITAL | NEW | office-small | USD/gigalumen_year | us | us | 158293410356.538
commercial lighting | 4ft LFL: LED Integrated Luminaire - High Efficiency | 2031 | CAPITAL | NEW | other | USD/gigalumen_year | us | us | 158293410356.538
commercial lighting | 4ft LFL: LED Integrated Luminaire - High Efficiency | 2031 | CAPITAL | NEW | warehouse | USD/gigalumen_year | us | us | 158293410356.538
commercial lighting | 4ft LFL: LED Integrated Luminaire - High Efficiency | 2031 | CAPITAL | REPLACEMENT | assembly | USD/gigalumen_year | us | us | 158293410356.538
commercial lighting | 4ft LFL: LED Integrated Luminaire - High Efficiency | 2031 | CAPITAL | REPLACEMENT | education | USD/gigalumen_year | us | us | 158293410356.538
commercial lighting | 4ft LFL: LED Integrated Luminaire - High Efficiency | 2031 | CAPITAL | REPLACEMENT | food sales | USD/gigalumen_year | us | us | 158293410356.538
commercial lighting | 4ft LFL: LED Integrated Luminaire - High Efficiency | 2031 | CAPITAL | REPLACEMENT | food service | USD/gigalumen_year | us | us | 158293410356.538
commercial lighting | 4ft LFL: LED Integrated Luminaire - High Efficiency | 2031 | CAPITAL | REPLACEMENT | health | USD/gigalumen_year | us | us | 158293410356.538
commercial lighting | 4ft LFL: LED Integrated Luminaire - High Efficiency | 2031 | CAPITAL | REPLACEMENT | lodging | USD/gigalumen_year | us | us | 158293410356.538
commercial lighting | 4ft LFL: LED Integrated Luminaire - High Efficiency | 2031 | CAPITAL | REPLACEMENT | merc/service | USD/gigalumen_year | us | us | 158293410356.538
commercial lighting | 4ft LFL: LED Integrated Luminaire - High Efficiency | 2031 | CAPITAL | REPLACEMENT | office-large | USD/gigalumen_year | us | us | 158293410356.538
commercial lighting | 4ft LFL: LED Integrated Luminaire - High Efficiency | 2031 | CAPITAL | REPLACEMENT | office-small | USD/gigalumen_year | us | us | 158293410356.538
commercial lighting | 4ft LFL: LED Integrated Luminaire - High Efficiency | 2031 | CAPITAL | REPLACEMENT | other | USD/gigalumen_year | us | us | 158293410356.538
commercial lighting | 4ft LFL: LED Integrated Luminaire - High Efficiency | 2031 | CAPITAL | REPLACEMENT | warehouse | USD/gigalumen_year | us | us | 158293410356.538
commercial lighting | 4ft LFL: LED Integrated Luminaire - High Efficiency | 2031 | FIXED_OM | NEW | assembly | USD/gigalumen_year | us | us | 6389239570.3951
commercial lighting | 4ft LFL: LED Integrated Luminaire - High Efficiency | 2031 | FIXED_OM | NEW | education | USD/gigalumen_year | us | us | 6389239570.3951
commercial lighting | 4ft LFL: LED Integrated Luminaire - High Efficiency | 2031 | FIXED_OM | NEW | food sales | USD/gigalumen_year | us | us | 6389239570.3951
commercial lighting | 4ft LFL: LED Integrated Luminaire - High Efficiency | 2031 | FIXED_OM | NEW | food service | USD/gigalumen_year | us | us | 6389239570.3951
commercial lighting | 4ft LFL: LED Integrated Luminaire - High Efficiency | 2031 | FIXED_OM | NEW | health | USD/gigalumen_year | us | us | 6389239570.3951
commercial lighting | 4ft LFL: LED Integrated Luminaire - High Efficiency | 2031 | FIXED_OM | NEW | lodging | USD/gigalumen_year | us | us | 6389239570.3951
commercial lighting | 4ft LFL: LED Integrated Luminaire - High Efficiency | 2031 | FIXED_OM | NEW | merc/service | USD/gigalumen_year | us | us | 6389239570.3951
commercial lighting | 4ft LFL: LED Integrated Luminaire - High Efficiency | 2031 | FIXED_OM | NEW | office-large | USD/gigalumen_year | us | us | 6389239570.3951
commercial lighting | 4ft LFL: LED Integrated Luminaire - High Efficiency | 2031 | FIXED_OM | NEW | office-small | USD/gigalumen_year | us | us | 6389239570.3951
commercial lighting | 4ft LFL: LED Integrated Luminaire - High Efficiency | 2031 | FIXED_OM | NEW | other | USD/gigalumen_year | us | us | 6389239570.3951
commercial lighting | 4ft LFL: LED Integrated Luminaire - High Efficiency | 2031 | FIXED_OM | NEW | warehouse | USD/gigalumen_year | us | us | 6389239570.3951
commercial lighting | 4ft LFL: LED Integrated Luminaire - High Efficiency | 2031 | FIXED_OM | REPLACEMENT | assembly | USD/gigalumen_year | us | us | 6389239570.3951
commercial lighting | 4ft LFL: LED Integrated Luminaire - High Efficiency | 2031 | FIXED_OM | REPLACEMENT | education | USD/gigalumen_year | us | us | 6389239570.3951
commercial lighting | 4ft LFL: LED Integrated Luminaire - High Efficiency | 2031 | FIXED_OM | REPLACEMENT | food sales | USD/gigalumen_year | us | us | 6389239570.3951
commercial lighting | 4ft LFL: LED Integrated Luminaire - High Efficiency | 2031 | FIXED_OM | REPLACEMENT | food service | USD/gigalumen_year | us | us | 6389239570.3951
commercial lighting | 4ft LFL: LED Integrated Luminaire - High Efficiency | 2031 | FIXED_OM | REPLACEMENT | health | USD/gigalumen_year | us | us | 6389239570.3951
commercial lighting | 4ft LFL: LED Integrated Luminaire - High Efficiency | 2031 | FIXED_OM | REPLACEMENT | lodging | USD/gigalumen_year | us | us | 6389239570.3951
commercial lighting | 4ft LFL: LED Integrated Luminaire - High Efficiency | 2031 | FIXED_OM | REPLACEMENT | merc/service | USD/gigalumen_year | us | us | 6389239570.3951
commercial lighting | 4ft LFL: LED Integrated Luminaire - High Efficiency | 2031 | FIXED_OM | REPLACEMENT | office-large | USD/gigalumen_year | us | us | 6389239570.3951
commercial lighting | 4ft LFL: LED Integrated Luminaire - High Efficiency | 2031 | FIXED_OM | REPLACEMENT | office-small | USD/gigalumen_year | us | us | 6389239570.3951
commercial lighting | 4ft LFL: LED Integrated Luminaire - High Efficiency | 2031 | FIXED_OM | REPLACEMENT | other | USD/gigalumen_year | us | us | 6389239570.3951
commercial lighting | 4ft LFL: LED Integrated Luminaire - High Efficiency | 2031 | FIXED_OM | REPLACEMENT | warehouse | USD/gigalumen_year | us | us | 6389239570.3951
commercial lighting | 4ft LFL: LED Integrated Luminaire - High Efficiency | 2032 | CAPITAL | NEW | assembly | USD/gigalumen_year | us | us | 153661211668.002
commercial lighting | 4ft LFL: LED Integrated Luminaire - High Efficiency | 2032 | CAPITAL | NEW | education | USD/gigalumen_year | us | us | 153661211668.002
commercial lighting | 4ft LFL: LED Integrated Luminaire - High Efficiency | 2032 | CAPITAL | NEW | food sales | USD/gigalumen_year | us | us | 153661211668.002
commercial lighting | 4ft LFL: LED Integrated Luminaire - High Efficiency | 2032 | CAPITAL | NEW | food service | USD/gigalumen_year | us | us | 153661211668.002
commercial lighting | 4ft LFL: LED Integrated Luminaire - High Efficiency | 2032 | CAPITAL | NEW | health | USD/gigalumen_year | us | us | 153661211668.002
commercial lighting | 4ft LFL: LED Integrated Luminaire - High Efficiency | 2032 | CAPITAL | NEW | lodging | USD/gigalumen_year | us | us | 153661211668.002
commercial lighting | 4ft LFL: LED Integrated Luminaire - High Efficiency | 2032 | CAPITAL | NEW | merc/service | USD/gigalumen_year | us | us | 153661211668.002
commercial lighting | 4ft LFL: LED Integrated Luminaire - High Efficiency | 2032 | CAPITAL | NEW | office-large | USD/gigalumen_year | us | us | 153661211668.002
commercial lighting | 4ft LFL: LED Integrated Luminaire - High Efficiency | 2032 | CAPITAL | NEW | office-small | USD/gigalumen_year | us | us | 153661211668.002
commercial lighting | 4ft LFL: LED Integrated Luminaire - High Efficiency | 2032 | CAPITAL | NEW | other | USD/gigalumen_year | us | us | 153661211668.002
commercial lighting | 4ft LFL: LED Integrated Luminaire - High Efficiency | 2032 | CAPITAL | NEW | warehouse | USD/gigalumen_year | us | us | 153661211668.002
commercial lighting | 4ft LFL: LED Integrated Luminaire - High Efficiency | 2032 | CAPITAL | REPLACEMENT | assembly | USD/gigalumen_year | us | us | 153661211668.002
commercial lighting | 4ft LFL: LED Integrated Luminaire - High Efficiency | 2032 | CAPITAL | REPLACEMENT | education | USD/gigalumen_year | us | us | 153661211668.002
commercial lighting | 4ft LFL: LED Integrated Luminaire - High Efficiency | 2032 | CAPITAL | REPLACEMENT | food sales | USD/gigalumen_year | us | us | 153661211668.002
commercial lighting | 4ft LFL: LED Integrated Luminaire - High Efficiency | 2032 | CAPITAL | REPLACEMENT | food service | USD/gigalumen_year | us | us | 153661211668.002
commercial lighting | 4ft LFL: LED Integrated Luminaire - High Efficiency | 2032 | CAPITAL | REPLACEMENT | health | USD/gigalumen_year | us | us | 153661211668.002
commercial lighting | 4ft LFL: LED Integrated Luminaire - High Efficiency | 2032 | CAPITAL | REPLACEMENT | lodging | USD/gigalumen_year | us | us | 153661211668.002
commercial lighting | 4ft LFL: LED Integrated Luminaire - High Efficiency | 2032 | CAPITAL | REPLACEMENT | merc/service | USD/gigalumen_year | us | us | 153661211668.002
commercial lighting | 4ft LFL: LED Integrated Luminaire - High Efficiency | 2032 | CAPITAL | REPLACEMENT | office-large | USD/gigalumen_year | us | us | 153661211668.002
commercial lighting | 4ft LFL: LED Integrated Luminaire - High Efficiency | 2032 | CAPITAL | REPLACEMENT | office-small | USD/gigalumen_year | us | us | 153661211668.002
commercial lighting | 4ft LFL: LED Integrated Luminaire - High Efficiency | 2032 | CAPITAL | REPLACEMENT | other | USD/gigalumen_year | us | us | 153661211668.002
commercial lighting | 4ft LFL: LED Integrated Luminaire - High Efficiency | 2032 | CAPITAL | REPLACEMENT | warehouse | USD/gigalumen_year | us | us | 153661211668.002
commercial lighting | 4ft LFL: LED Integrated Luminaire - High Efficiency | 2032 | FIXED_OM | NEW | assembly | USD/gigalumen_year | us | us | 6201320759.5011
commercial lighting | 4ft LFL: LED Integrated Luminaire - High Efficiency | 2032 | FIXED_OM | NEW | education | USD/gigalumen_year | us | us | 6201320759.5011
commercial lighting | 4ft LFL: LED Integrated Luminaire - High Efficiency | 2032 | FIXED_OM | NEW | food sales | USD/gigalumen_year | us | us | 6201320759.5011
commercial lighting | 4ft LFL: LED Integrated Luminaire - High Efficiency | 2032 | FIXED_OM | NEW | food service | USD/gigalumen_year | us | us | 6201320759.5011
commercial lighting | 4ft LFL: LED Integrated Luminaire - High Efficiency | 2032 | FIXED_OM | NEW | health | USD/gigalumen_year | us | us | 6201320759.5011
commercial lighting | 4ft LFL: LED Integrated Luminaire - High Efficiency | 2032 | FIXED_OM | NEW | lodging | USD/gigalumen_year | us | us | 6201320759.5011
commercial lighting | 4ft LFL: LED Integrated Luminaire - High Efficiency | 2032 | FIXED_OM | NEW | merc/service | USD/gigalumen_year | us | us | 6201320759.5011
commercial lighting | 4ft LFL: LED Integrated Luminaire - High Efficiency | 2032 | FIXED_OM | NEW | office-large | USD/gigalumen_year | us | us | 6201320759.5011
commercial lighting | 4ft LFL: LED Integrated Luminaire - High Efficiency | 2032 | FIXED_OM | NEW | office-small | USD/gigalumen_year | us | us | 6201320759.5011
commercial lighting | 4ft LFL: LED Integrated Luminaire - High Efficiency | 2032 | FIXED_OM | NEW | other | USD/gigalumen_year | us | us | 6201320759.5011
commercial lighting | 4ft LFL: LED Integrated Luminaire - High Efficiency | 2032 | FIXED_OM | NEW | warehouse | USD/gigalumen_year | us | us | 6201320759.5011
commercial lighting | 4ft LFL: LED Integrated Luminaire - High Efficiency | 2032 | FIXED_OM | REPLACEMENT | assembly | USD/gigalumen_year | us | us | 6201320759.5011
commercial lighting | 4ft LFL: LED Integrated Luminaire - High Efficiency | 2032 | FIXED_OM | REPLACEMENT | education | USD/gigalumen_year | us | us | 6201320759.5011
commercial lighting | 4ft LFL: LED Integrated Luminaire - High Efficiency | 2032 | FIXED_OM | REPLACEMENT | food sales | USD/gigalumen_year | us | us | 6201320759.5011
commercial lighting | 4ft LFL: LED Integrated Luminaire - High Efficiency | 2032 | FIXED_OM | REPLACEMENT | food service | USD/gigalumen_year | us | us | 6201320759.5011
commercial lighting | 4ft LFL: LED Integrated Luminaire - High Efficiency | 2032 | FIXED_OM | REPLACEMENT | health | USD/gigalumen_year | us | us | 6201320759.5011
commercial lighting | 4ft LFL: LED Integrated Luminaire - High Efficiency | 2032 | FIXED_OM | REPLACEMENT | lodging | USD/gigalumen_year | us | us | 6201320759.5011
commercial lighting | 4ft LFL: LED Integrated Luminaire - High Efficiency | 2032 | FIXED_OM | REPLACEMENT | merc/service | USD/gigalumen_year | us | us | 6201320759.5011
commercial lighting | 4ft LFL: LED Integrated Luminaire - High Efficiency | 2032 | FIXED_OM | REPLACEMENT | office-large | USD/gigalumen_year | us | us | 6201320759.5011
commercial lighting | 4ft LFL: LED Integrated Luminaire - High Efficiency | 2032 | FIXED_OM | REPLACEMENT | office-small | USD/gigalumen_year | us | us | 6201320759.5011
commercial lighting | 4ft LFL: LED Integrated Luminaire - High Efficiency | 2032 | FIXED_OM | REPLACEMENT | other | USD/gigalumen_year | us | us | 6201320759.5011
commercial lighting | 4ft LFL: LED Integrated Luminaire - High Efficiency | 2032 | FIXED_OM | REPLACEMENT | warehouse | USD/gigalumen_year | us | us | 6201320759.5011
commercial lighting | 4ft LFL: LED Integrated Luminaire - High Efficiency | 2033 | CAPITAL | NEW | assembly | USD/gigalumen_year | us | us | 149029012979.466
commercial lighting | 4ft LFL: LED Integrated Luminaire - High Efficiency | 2033 | CAPITAL | NEW | education | USD/gigalumen_year | us | us | 149029012979.466
commercial lighting | 4ft LFL: LED Integrated Luminaire - High Efficiency | 2033 | CAPITAL | NEW | food sales | USD/gigalumen_year | us | us | 149029012979.466
commercial lighting | 4ft LFL: LED Integrated Luminaire - High Efficiency | 2033 | CAPITAL | NEW | food service | USD/gigalumen_year | us | us | 149029012979.466
commercial lighting | 4ft LFL: LED Integrated Luminaire - High Efficiency | 2033 | CAPITAL | NEW | health | USD/gigalumen_year | us | us | 149029012979.466
commercial lighting | 4ft LFL: LED Integrated Luminaire - High Efficiency | 2033 | CAPITAL | NEW | lodging | USD/gigalumen_year | us | us | 149029012979.466
commercial lighting | 4ft LFL: LED Integrated Luminaire - High Efficiency | 2033 | CAPITAL | NEW | merc/service | USD/gigalumen_year | us | us | 149029012979.466
commercial lighting | 4ft LFL: LED Integrated Luminaire - High Efficiency | 2033 | CAPITAL | NEW | office-large | USD/gigalumen_year | us | us | 149029012979.466
commercial lighting | 4ft LFL: LED Integrated Luminaire - High Efficiency | 2033 | CAPITAL | NEW | office-small | USD/gigalumen_year | us | us | 149029012979.466
commercial lighting | 4ft LFL: LED Integrated Luminaire - High Efficiency | 2033 | CAPITAL | NEW | other | USD/gigalumen_year | us | us | 149029012979.466
commercial lighting | 4ft LFL: LED Integrated Luminaire - High Efficiency | 2033 | CAPITAL | NEW | warehouse | USD/gigalumen_year | us | us | 149029012979.466
commercial lighting | 4ft LFL: LED Integrated Luminaire - High Efficiency | 2033 | CAPITAL | REPLACEMENT | assembly | USD/gigalumen_year | us | us | 149029012979.466
commercial lighting | 4ft LFL: LED Integrated Luminaire - High Efficiency | 2033 | CAPITAL | REPLACEMENT | education | USD/gigalumen_year | us | us | 149029012979.466
commercial lighting | 4ft LFL: LED Integrated Luminaire - High Efficiency | 2033 | CAPITAL | REPLACEMENT | food sales | USD/gigalumen_year | us | us | 149029012979.466
commercial lighting | 4ft LFL: LED Integrated Luminaire - High Efficiency | 2033 | CAPITAL | REPLACEMENT | food service | USD/gigalumen_year | us | us | 149029012979.466
commercial lighting | 4ft LFL: LED Integrated Luminaire - High Efficiency | 2033 | CAPITAL | REPLACEMENT | health | USD/gigalumen_year | us | us | 149029012979.466
commercial lighting | 4ft LFL: LED Integrated Luminaire - High Efficiency | 2033 | CAPITAL | REPLACEMENT | lodging | USD/gigalumen_year | us | us | 149029012979.466
commercial lighting | 4ft LFL: LED Integrated Luminaire - High Efficiency | 2033 | CAPITAL | REPLACEMENT | merc/service | USD/gigalumen_year | us | us | 149029012979.466
commercial lighting | 4ft LFL: LED Integrated Luminaire - High Efficiency | 2033 | CAPITAL | REPLACEMENT | office-large | USD/gigalumen_year | us | us | 149029012979.466
commercial lighting | 4ft LFL: LED Integrated Luminaire - High Efficiency | 2033 | CAPITAL | REPLACEMENT | office-small | USD/gigalumen_year | us | us | 149029012979.466
commercial lighting | 4ft LFL: LED Integrated Luminaire - High Efficiency | 2033 | CAPITAL | REPLACEMENT | other | USD/gigalumen_year | us | us | 149029012979.466
commercial lighting | 4ft LFL: LED Integrated Luminaire - High Efficiency | 2033 | CAPITAL | REPLACEMENT | warehouse | USD/gigalumen_year | us | us | 149029012979.466
commercial lighting | 4ft LFL: LED Integrated Luminaire - High Efficiency | 2033 | FIXED_OM | NEW | assembly | USD/gigalumen_year | us | us | 6013401948.6072
commercial lighting | 4ft LFL: LED Integrated Luminaire - High Efficiency | 2033 | FIXED_OM | NEW | education | USD/gigalumen_year | us | us | 6013401948.6072
commercial lighting | 4ft LFL: LED Integrated Luminaire - High Efficiency | 2033 | FIXED_OM | NEW | food sales | USD/gigalumen_year | us | us | 6013401948.6072
commercial lighting | 4ft LFL: LED Integrated Luminaire - High Efficiency | 2033 | FIXED_OM | NEW | food service | USD/gigalumen_year | us | us | 6013401948.6072
commercial lighting | 4ft LFL: LED Integrated Luminaire - High Efficiency | 2033 | FIXED_OM | NEW | health | USD/gigalumen_year | us | us | 6013401948.6072
commercial lighting | 4ft LFL: LED Integrated Luminaire - High Efficiency | 2033 | FIXED_OM | NEW | lodging | USD/gigalumen_year | us | us | 6013401948.6072
commercial lighting | 4ft LFL: LED Integrated Luminaire - High Efficiency | 2033 | FIXED_OM | NEW | merc/service | USD/gigalumen_year | us | us | 6013401948.6072
commercial lighting | 4ft LFL: LED Integrated Luminaire - High Efficiency | 2033 | FIXED_OM | NEW | office-large | USD/gigalumen_year | us | us | 6013401948.6072
commercial lighting | 4ft LFL: LED Integrated Luminaire - High Efficiency | 2033 | FIXED_OM | NEW | office-small | USD/gigalumen_year | us | us | 6013401948.6072
commercial lighting | 4ft LFL: LED Integrated Luminaire - High Efficiency | 2033 | FIXED_OM | NEW | other | USD/gigalumen_year | us | us | 6013401948.6072
commercial lighting | 4ft LFL: LED Integrated Luminaire - High Efficiency | 2033 | FIXED_OM | NEW | warehouse | USD/gigalumen_year | us | us | 6013401948.6072
commercial lighting | 4ft LFL: LED Integrated Luminaire - High Efficiency | 2033 | FIXED_OM | REPLACEMENT | assembly | USD/gigalumen_year | us | us | 6013401948.6072
commercial lighting | 4ft LFL: LED Integrated Luminaire - High Efficiency | 2033 | FIXED_OM | REPLACEMENT | education | USD/gigalumen_year | us | us | 6013401948.6072
commercial lighting | 4ft LFL: LED Integrated Luminaire - High Efficiency | 2033 | FIXED_OM | REPLACEMENT | food sales | USD/gigalumen_year | us | us | 6013401948.6072
commercial lighting | 4ft LFL: LED Integrated Luminaire - High Efficiency | 2033 | FIXED_OM | REPLACEMENT | food service | USD/gigalumen_year | us | us | 6013401948.6072
commercial lighting | 4ft LFL: LED Integrated Luminaire - High Efficiency | 2033 | FIXED_OM | REPLACEMENT | health | USD/gigalumen_year | us | us | 6013401948.6072
commercial lighting | 4ft LFL: LED Integrated Luminaire - High Efficiency | 2033 | FIXED_OM | REPLACEMENT | lodging | USD/gigalumen_year | us | us | 6013401948.6072
commercial lighting | 4ft LFL: LED Integrated Luminaire - High Efficiency | 2033 | FIXED_OM | REPLACEMENT | merc/service | USD/gigalumen_year | us | us | 6013401948.6072
commercial lighting | 4ft LFL: LED Integrated Luminaire - High Efficiency | 2033 | FIXED_OM | REPLACEMENT | office-large | USD/gigalumen_year | us | us | 6013401948.6072
commercial lighting | 4ft LFL: LED Integrated Luminaire - High Efficiency | 2033 | FIXED_OM | REPLACEMENT | office-small | USD/gigalumen_year | us | us | 6013401948.6072
commercial lighting | 4ft LFL: LED Integrated Luminaire - High Efficiency | 2033 | FIXED_OM | REPLACEMENT | other | USD/gigalumen_year | us | us | 6013401948.6072
commercial lighting | 4ft LFL: LED Integrated Luminaire - High Efficiency | 2033 | FIXED_OM | REPLACEMENT | warehouse | USD/gigalumen_year | us | us | 6013401948.6072
commercial lighting | 4ft LFL: LED Integrated Luminaire - High Efficiency | 2034 | CAPITAL | NEW | assembly | USD/gigalumen_year | us | us | 144396814290.929
commercial lighting | 4ft LFL: LED Integrated Luminaire - High Efficiency | 2034 | CAPITAL | NEW | education | USD/gigalumen_year | us | us | 144396814290.929
commercial lighting | 4ft LFL: LED Integrated Luminaire - High Efficiency | 2034 | CAPITAL | NEW | food sales | USD/gigalumen_year | us | us | 144396814290.929
commercial lighting | 4ft LFL: LED Integrated Luminaire - High Efficiency | 2034 | CAPITAL | NEW | food service | USD/gigalumen_year | us | us | 144396814290.929
commercial lighting | 4ft LFL: LED Integrated Luminaire - High Efficiency | 2034 | CAPITAL | NEW | health | USD/gigalumen_year | us | us | 144396814290.929
commercial lighting | 4ft LFL: LED Integrated Luminaire - High Efficiency | 2034 | CAPITAL | NEW | lodging | USD/gigalumen_year | us | us | 144396814290.929
commercial lighting | 4ft LFL: LED Integrated Luminaire - High Efficiency | 2034 | CAPITAL | NEW | merc/service | USD/gigalumen_year | us | us | 144396814290.929
commercial lighting | 4ft LFL: LED Integrated Luminaire - High Efficiency | 2034 | CAPITAL | NEW | office-large | USD/gigalumen_year | us | us | 144396814290.929
commercial lighting | 4ft LFL: LED Integrated Luminaire - High Efficiency | 2034 | CAPITAL | NEW | office-small | USD/gigalumen_year | us | us | 144396814290.929
commercial lighting | 4ft LFL: LED Integrated Luminaire - High Efficiency | 2034 | CAPITAL | NEW | other | USD/gigalumen_year | us | us | 144396814290.929
commercial lighting | 4ft LFL: LED Integrated Luminaire - High Efficiency | 2034 | CAPITAL | NEW | warehouse | USD/gigalumen_year | us | us | 144396814290.929
commercial lighting | 4ft LFL: LED Integrated Luminaire - High Efficiency | 2034 | CAPITAL | REPLACEMENT | assembly | USD/gigalumen_year | us | us | 144396814290.929
commercial lighting | 4ft LFL: LED Integrated Luminaire - High Efficiency | 2034 | CAPITAL | REPLACEMENT | education | USD/gigalumen_year | us | us | 144396814290.929
commercial lighting | 4ft LFL: LED Integrated Luminaire - High Efficiency | 2034 | CAPITAL | REPLACEMENT | food sales | USD/gigalumen_year | us | us | 144396814290.929
commercial lighting | 4ft LFL: LED Integrated Luminaire - High Efficiency | 2034 | CAPITAL | REPLACEMENT | food service | USD/gigalumen_year | us | us | 144396814290.929
commercial lighting | 4ft LFL: LED Integrated Luminaire - High Efficiency | 2034 | CAPITAL | REPLACEMENT | health | USD/gigalumen_year | us | us | 144396814290.929
commercial lighting | 4ft LFL: LED Integrated Luminaire - High Efficiency | 2034 | CAPITAL | REPLACEMENT | lodging | USD/gigalumen_year | us | us | 144396814290.929
commercial lighting | 4ft LFL: LED Integrated Luminaire - High Efficiency | 2034 | CAPITAL | REPLACEMENT | merc/service | USD/gigalumen_year | us | us | 144396814290.929
commercial lighting | 4ft LFL: LED Integrated Luminaire - High Efficiency | 2034 | CAPITAL | REPLACEMENT | office-large | USD/gigalumen_year | us | us | 144396814290.929
commercial lighting | 4ft LFL: LED Integrated Luminaire - High Efficiency | 2034 | CAPITAL | REPLACEMENT | office-small | USD/gigalumen_year | us | us | 144396814290.929
commercial lighting | 4ft LFL: LED Integrated Luminaire - High Efficiency | 2034 | CAPITAL | REPLACEMENT | other | USD/gigalumen_year | us | us | 144396814290.929
commercial lighting | 4ft LFL: LED Integrated Luminaire - High Efficiency | 2034 | CAPITAL | REPLACEMENT | warehouse | USD/gigalumen_year | us | us | 144396814290.929
commercial lighting | 4ft LFL: LED Integrated Luminaire - High Efficiency | 2034 | FIXED_OM | NEW | assembly | USD/gigalumen_year | us | us | 5825483137.7132
commercial lighting | 4ft LFL: LED Integrated Luminaire - High Efficiency | 2034 | FIXED_OM | NEW | education | USD/gigalumen_year | us | us | 5825483137.7132
commercial lighting | 4ft LFL: LED Integrated Luminaire - High Efficiency | 2034 | FIXED_OM | NEW | food sales | USD/gigalumen_year | us | us | 5825483137.7132
commercial lighting | 4ft LFL: LED Integrated Luminaire - High Efficiency | 2034 | FIXED_OM | NEW | food service | USD/gigalumen_year | us | us | 5825483137.7132
commercial lighting | 4ft LFL: LED Integrated Luminaire - High Efficiency | 2034 | FIXED_OM | NEW | health | USD/gigalumen_year | us | us | 5825483137.7132
commercial lighting | 4ft LFL: LED Integrated Luminaire - High Efficiency | 2034 | FIXED_OM | NEW | lodging | USD/gigalumen_year | us | us | 5825483137.7132
commercial lighting | 4ft LFL: LED Integrated Luminaire - High Efficiency | 2034 | FIXED_OM | NEW | merc/service | USD/gigalumen_year | us | us | 5825483137.7132
commercial lighting | 4ft LFL: LED Integrated Luminaire - High Efficiency | 2034 | FIXED_OM | NEW | office-large | USD/gigalumen_year | us | us | 5825483137.7132
commercial lighting | 4ft LFL: LED Integrated Luminaire - High Efficiency | 2034 | FIXED_OM | NEW | office-small | USD/gigalumen_year | us | us | 5825483137.7132
commercial lighting | 4ft LFL: LED Integrated Luminaire - High Efficiency | 2034 | FIXED_OM | NEW | other | USD/gigalumen_year | us | us | 5825483137.7132
commercial lighting | 4ft LFL: LED Integrated Luminaire - High Efficiency | 2034 | FIXED_OM | NEW | warehouse | USD/gigalumen_year | us | us | 5825483137.7132
commercial lighting | 4ft LFL: LED Integrated Luminaire - High Efficiency | 2034 | FIXED_OM | REPLACEMENT | assembly | USD/gigalumen_year | us | us | 5825483137.7132
commercial lighting | 4ft LFL: LED Integrated Luminaire - High Efficiency | 2034 | FIXED_OM | REPLACEMENT | education | USD/gigalumen_year | us | us | 5825483137.7132
commercial lighting | 4ft LFL: LED Integrated Luminaire - High Efficiency | 2034 | FIXED_OM | REPLACEMENT | food sales | USD/gigalumen_year | us | us | 5825483137.7132
commercial lighting | 4ft LFL: LED Integrated Luminaire - High Efficiency | 2034 | FIXED_OM | REPLACEMENT | food service | USD/gigalumen_year | us | us | 5825483137.7132
commercial lighting | 4ft LFL: LED Integrated Luminaire - High Efficiency | 2034 | FIXED_OM | REPLACEMENT | health | USD/gigalumen_year | us | us | 5825483137.7132
commercial lighting | 4ft LFL: LED Integrated Luminaire - High Efficiency | 2034 | FIXED_OM | REPLACEMENT | lodging | USD/gigalumen_year | us | us | 5825483137.7132
commercial lighting | 4ft LFL: LED Integrated Luminaire - High Efficiency | 2034 | FIXED_OM | REPLACEMENT | merc/service | USD/gigalumen_year | us | us | 5825483137.7132
commercial lighting | 4ft LFL: LED Integrated Luminaire - High Efficiency | 2034 | FIXED_OM | REPLACEMENT | office-large | USD/gigalumen_year | us | us | 5825483137.7132
commercial lighting | 4ft LFL: LED Integrated Luminaire - High Efficiency | 2034 | FIXED_OM | REPLACEMENT | office-small | USD/gigalumen_year | us | us | 5825483137.7132
commercial lighting | 4ft LFL: LED Integrated Luminaire - High Efficiency | 2034 | FIXED_OM | REPLACEMENT | other | USD/gigalumen_year | us | us | 5825483137.7132
commercial lighting | 4ft LFL: LED Integrated Luminaire - High Efficiency | 2034 | FIXED_OM | REPLACEMENT | warehouse | USD/gigalumen_year | us | us | 5825483137.7132
commercial lighting | 4ft LFL: LED Integrated Luminaire - High Efficiency | 2035 | CAPITAL | NEW | assembly | USD/gigalumen_year | us | us | 139764615602.393
commercial lighting | 4ft LFL: LED Integrated Luminaire - High Efficiency | 2035 | CAPITAL | NEW | education | USD/gigalumen_year | us | us | 139764615602.393
commercial lighting | 4ft LFL: LED Integrated Luminaire - High Efficiency | 2035 | CAPITAL | NEW | food sales | USD/gigalumen_year | us | us | 139764615602.393
commercial lighting | 4ft LFL: LED Integrated Luminaire - High Efficiency | 2035 | CAPITAL | NEW | food service | USD/gigalumen_year | us | us | 139764615602.393
commercial lighting | 4ft LFL: LED Integrated Luminaire - High Efficiency | 2035 | CAPITAL | NEW | health | USD/gigalumen_year | us | us | 139764615602.393
commercial lighting | 4ft LFL: LED Integrated Luminaire - High Efficiency | 2035 | CAPITAL | NEW | lodging | USD/gigalumen_year | us | us | 139764615602.393
commercial lighting | 4ft LFL: LED Integrated Luminaire - High Efficiency | 2035 | CAPITAL | NEW | merc/service | USD/gigalumen_year | us | us | 139764615602.393
commercial lighting | 4ft LFL: LED Integrated Luminaire - High Efficiency | 2035 | CAPITAL | NEW | office-large | USD/gigalumen_year | us | us | 139764615602.393
commercial lighting | 4ft LFL: LED Integrated Luminaire - High Efficiency | 2035 | CAPITAL | NEW | office-small | USD/gigalumen_year | us | us | 139764615602.393
commercial lighting | 4ft LFL: LED Integrated Luminaire - High Efficiency | 2035 | CAPITAL | NEW | other | USD/gigalumen_year | us | us | 139764615602.393
commercial lighting | 4ft LFL: LED Integrated Luminaire - High Efficiency | 2035 | CAPITAL | NEW | warehouse | USD/gigalumen_year | us | us | 139764615602.393
commercial lighting | 4ft LFL: LED Integrated Luminaire - High Efficiency | 2035 | CAPITAL | REPLACEMENT | assembly | USD/gigalumen_year | us | us | 139764615602.393
commercial lighting | 4ft LFL: LED Integrated Luminaire - High Efficiency | 2035 | CAPITAL | REPLACEMENT | education | USD/gigalumen_year | us | us | 139764615602.393
commercial lighting | 4ft LFL: LED Integrated Luminaire - High Efficiency | 2035 | CAPITAL | REPLACEMENT | food sales | USD/gigalumen_year | us | us | 139764615602.393
commercial lighting | 4ft LFL: LED Integrated Luminaire - High Efficiency | 2035 | CAPITAL | REPLACEMENT | food service | USD/gigalumen_year | us | us | 139764615602.393
commercial lighting | 4ft LFL: LED Integrated Luminaire - High Efficiency | 2035 | CAPITAL | REPLACEMENT | health | USD/gigalumen_year | us | us | 139764615602.393
commercial lighting | 4ft LFL: LED Integrated Luminaire - High Efficiency | 2035 | CAPITAL | REPLACEMENT | lodging | USD/gigalumen_year | us | us | 139764615602.393
commercial lighting | 4ft LFL: LED Integrated Luminaire - High Efficiency | 2035 | CAPITAL | REPLACEMENT | merc/service | USD/gigalumen_year | us | us | 139764615602.393
commercial lighting | 4ft LFL: LED Integrated Luminaire - High Efficiency | 2035 | CAPITAL | REPLACEMENT | office-large | USD/gigalumen_year | us | us | 139764615602.393
commercial lighting | 4ft LFL: LED Integrated Luminaire - High Efficiency | 2035 | CAPITAL | REPLACEMENT | office-small | USD/gigalumen_year | us | us | 139764615602.393
commercial lighting | 4ft LFL: LED Integrated Luminaire - High Efficiency | 2035 | CAPITAL | REPLACEMENT | other | USD/gigalumen_year | us | us | 139764615602.393
commercial lighting | 4ft LFL: LED Integrated Luminaire - High Efficiency | 2035 | CAPITAL | REPLACEMENT | warehouse | USD/gigalumen_year | us | us | 139764615602.393
commercial lighting | 4ft LFL: LED Integrated Luminaire - High Efficiency | 2035 | FIXED_OM | NEW | assembly | USD/gigalumen_year | us | us | 5637564326.8192
commercial lighting | 4ft LFL: LED Integrated Luminaire - High Efficiency | 2035 | FIXED_OM | NEW | education | USD/gigalumen_year | us | us | 5637564326.8192
commercial lighting | 4ft LFL: LED Integrated Luminaire - High Efficiency | 2035 | FIXED_OM | NEW | food sales | USD/gigalumen_year | us | us | 5637564326.8192
commercial lighting | 4ft LFL: LED Integrated Luminaire - High Efficiency | 2035 | FIXED_OM | NEW | food service | USD/gigalumen_year | us | us | 5637564326.8192
commercial lighting | 4ft LFL: LED Integrated Luminaire - High Efficiency | 2035 | FIXED_OM | NEW | health | USD/gigalumen_year | us | us | 5637564326.8192
commercial lighting | 4ft LFL: LED Integrated Luminaire - High Efficiency | 2035 | FIXED_OM | NEW | lodging | USD/gigalumen_year | us | us | 5637564326.8192
commercial lighting | 4ft LFL: LED Integrated Luminaire - High Efficiency | 2035 | FIXED_OM | NEW | merc/service | USD/gigalumen_year | us | us | 5637564326.8192
commercial lighting | 4ft LFL: LED Integrated Luminaire - High Efficiency | 2035 | FIXED_OM | NEW | office-large | USD/gigalumen_year | us | us | 5637564326.8192
commercial lighting | 4ft LFL: LED Integrated Luminaire - High Efficiency | 2035 | FIXED_OM | NEW | office-small | USD/gigalumen_year | us | us | 5637564326.8192
commercial lighting | 4ft LFL: LED Integrated Luminaire - High Efficiency | 2035 | FIXED_OM | NEW | other | USD/gigalumen_year | us | us | 5637564326.8192
commercial lighting | 4ft LFL: LED Integrated Luminaire - High Efficiency | 2035 | FIXED_OM | NEW | warehouse | USD/gigalumen_year | us | us | 5637564326.8192
commercial lighting | 4ft LFL: LED Integrated Luminaire - High Efficiency | 2035 | FIXED_OM | REPLACEMENT | assembly | USD/gigalumen_year | us | us | 5637564326.8192
commercial lighting | 4ft LFL: LED Integrated Luminaire - High Efficiency | 2035 | FIXED_OM | REPLACEMENT | education | USD/gigalumen_year | us | us | 5637564326.8192
commercial lighting | 4ft LFL: LED Integrated Luminaire - High Efficiency | 2035 | FIXED_OM | REPLACEMENT | food sales | USD/gigalumen_year | us | us | 5637564326.8192
commercial lighting | 4ft LFL: LED Integrated Luminaire - High Efficiency | 2035 | FIXED_OM | REPLACEMENT | food service | USD/gigalumen_year | us | us | 5637564326.8192
commercial lighting | 4ft LFL: LED Integrated Luminaire - High Efficiency | 2035 | FIXED_OM | REPLACEMENT | health | USD/gigalumen_year | us | us | 5637564326.8192
commercial lighting | 4ft LFL: LED Integrated Luminaire - High Efficiency | 2035 | FIXED_OM | REPLACEMENT | lodging | USD/gigalumen_year | us | us | 5637564326.8192
commercial lighting | 4ft LFL: LED Integrated Luminaire - High Efficiency | 2035 | FIXED_OM | REPLACEMENT | merc/service | USD/gigalumen_year | us | us | 5637564326.8192
commercial lighting | 4ft LFL: LED Integrated Luminaire - High Efficiency | 2035 | FIXED_OM | REPLACEMENT | office-large | USD/gigalumen_year | us | us | 5637564326.8192
commercial lighting | 4ft LFL: LED Integrated Luminaire - High Efficiency | 2035 | FIXED_OM | REPLACEMENT | office-small | USD/gigalumen_year | us | us | 5637564326.8192
commercial lighting | 4ft LFL: LED Integrated Luminaire - High Efficiency | 2035 | FIXED_OM | REPLACEMENT | other | USD/gigalumen_year | us | us | 5637564326.8192
commercial lighting | 4ft LFL: LED Integrated Luminaire - High Efficiency | 2035 | FIXED_OM | REPLACEMENT | warehouse | USD/gigalumen_year | us | us | 5637564326.8192
commercial lighting | 4ft LFL: LED Integrated Luminaire - High Efficiency | 2036 | CAPITAL | NEW | assembly | USD/gigalumen_year | us | us | 135132416913.856
commercial lighting | 4ft LFL: LED Integrated Luminaire - High Efficiency | 2036 | CAPITAL | NEW | education | USD/gigalumen_year | us | us | 135132416913.856
commercial lighting | 4ft LFL: LED Integrated Luminaire - High Efficiency | 2036 | CAPITAL | NEW | food sales | USD/gigalumen_year | us | us | 135132416913.856
commercial lighting | 4ft LFL: LED Integrated Luminaire - High Efficiency | 2036 | CAPITAL | NEW | food service | USD/gigalumen_year | us | us | 135132416913.856
commercial lighting | 4ft LFL: LED Integrated Luminaire - High Efficiency | 2036 | CAPITAL | NEW | health | USD/gigalumen_year | us | us | 135132416913.856
commercial lighting | 4ft LFL: LED Integrated Luminaire - High Efficiency | 2036 | CAPITAL | NEW | lodging | USD/gigalumen_year | us | us | 135132416913.856
commercial lighting | 4ft LFL: LED Integrated Luminaire - High Efficiency | 2036 | CAPITAL | NEW | merc/service | USD/gigalumen_year | us | us | 135132416913.856
commercial lighting | 4ft LFL: LED Integrated Luminaire - High Efficiency | 2036 | CAPITAL | NEW | office-large | USD/gigalumen_year | us | us | 135132416913.856
commercial lighting | 4ft LFL: LED Integrated Luminaire - High Efficiency | 2036 | CAPITAL | NEW | office-small | USD/gigalumen_year | us | us | 135132416913.856
commercial lighting | 4ft LFL: LED Integrated Luminaire - High Efficiency | 2036 | CAPITAL | NEW | other | USD/gigalumen_year | us | us | 135132416913.856
commercial lighting | 4ft LFL: LED Integrated Luminaire - High Efficiency | 2036 | CAPITAL | NEW | warehouse | USD/gigalumen_year | us | us | 135132416913.856
commercial lighting | 4ft LFL: LED Integrated Luminaire - High Efficiency | 2036 | CAPITAL | REPLACEMENT | assembly | USD/gigalumen_year | us | us | 135132416913.856
commercial lighting | 4ft LFL: LED Integrated Luminaire - High Efficiency | 2036 | CAPITAL | REPLACEMENT | education | USD/gigalumen_year | us | us | 135132416913.856
commercial lighting | 4ft LFL: LED Integrated Luminaire - High Efficiency | 2036 | CAPITAL | REPLACEMENT | food sales | USD/gigalumen_year | us | us | 135132416913.856
commercial lighting | 4ft LFL: LED Integrated Luminaire - High Efficiency | 2036 | CAPITAL | REPLACEMENT | food service | USD/gigalumen_year | us | us | 135132416913.856
commercial lighting | 4ft LFL: LED Integrated Luminaire - High Efficiency | 2036 | CAPITAL | REPLACEMENT | health | USD/gigalumen_year | us | us | 135132416913.856
commercial lighting | 4ft LFL: LED Integrated Luminaire - High Efficiency | 2036 | CAPITAL | REPLACEMENT | lodging | USD/gigalumen_year | us | us | 135132416913.856
commercial lighting | 4ft LFL: LED Integrated Luminaire - High Efficiency | 2036 | CAPITAL | REPLACEMENT | merc/service | USD/gigalumen_year | us | us | 135132416913.856
commercial lighting | 4ft LFL: LED Integrated Luminaire - High Efficiency | 2036 | CAPITAL | REPLACEMENT | office-large | USD/gigalumen_year | us | us | 135132416913.856
commercial lighting | 4ft LFL: LED Integrated Luminaire - High Efficiency | 2036 | CAPITAL | REPLACEMENT | office-small | USD/gigalumen_year | us | us | 135132416913.856
commercial lighting | 4ft LFL: LED Integrated Luminaire - High Efficiency | 2036 | CAPITAL | REPLACEMENT | other | USD/gigalumen_year | us | us | 135132416913.856
commercial lighting | 4ft LFL: LED Integrated Luminaire - High Efficiency | 2036 | CAPITAL | REPLACEMENT | warehouse | USD/gigalumen_year | us | us | 135132416913.856
commercial lighting | 4ft LFL: LED Integrated Luminaire - High Efficiency | 2036 | FIXED_OM | NEW | assembly | USD/gigalumen_year | us | us | 5449645515.9252
commercial lighting | 4ft LFL: LED Integrated Luminaire - High Efficiency | 2036 | FIXED_OM | NEW | education | USD/gigalumen_year | us | us | 5449645515.9252
commercial lighting | 4ft LFL: LED Integrated Luminaire - High Efficiency | 2036 | FIXED_OM | NEW | food sales | USD/gigalumen_year | us | us | 5449645515.9252
commercial lighting | 4ft LFL: LED Integrated Luminaire - High Efficiency | 2036 | FIXED_OM | NEW | food service | USD/gigalumen_year | us | us | 5449645515.9252
commercial lighting | 4ft LFL: LED Integrated Luminaire - High Efficiency | 2036 | FIXED_OM | NEW | health | USD/gigalumen_year | us | us | 5449645515.9252
commercial lighting | 4ft LFL: LED Integrated Luminaire - High Efficiency | 2036 | FIXED_OM | NEW | lodging | USD/gigalumen_year | us | us | 5449645515.9252
commercial lighting | 4ft LFL: LED Integrated Luminaire - High Efficiency | 2036 | FIXED_OM | NEW | merc/service | USD/gigalumen_year | us | us | 5449645515.9252
commercial lighting | 4ft LFL: LED Integrated Luminaire - High Efficiency | 2036 | FIXED_OM | NEW | office-large | USD/gigalumen_year | us | us | 5449645515.9252
commercial lighting | 4ft LFL: LED Integrated Luminaire - High Efficiency | 2036 | FIXED_OM | NEW | office-small | USD/gigalumen_year | us | us | 5449645515.9252
commercial lighting | 4ft LFL: LED Integrated Luminaire - High Efficiency | 2036 | FIXED_OM | NEW | other | USD/gigalumen_year | us | us | 5449645515.9252
commercial lighting | 4ft LFL: LED Integrated Luminaire - High Efficiency | 2036 | FIXED_OM | NEW | warehouse | USD/gigalumen_year | us | us | 5449645515.9252
commercial lighting | 4ft LFL: LED Integrated Luminaire - High Efficiency | 2036 | FIXED_OM | REPLACEMENT | assembly | USD/gigalumen_year | us | us | 5449645515.9252
commercial lighting | 4ft LFL: LED Integrated Luminaire - High Efficiency | 2036 | FIXED_OM | REPLACEMENT | education | USD/gigalumen_year | us | us | 5449645515.9252
commercial lighting | 4ft LFL: LED Integrated Luminaire - High Efficiency | 2036 | FIXED_OM | REPLACEMENT | food sales | USD/gigalumen_year | us | us | 5449645515.9252
commercial lighting | 4ft LFL: LED Integrated Luminaire - High Efficiency | 2036 | FIXED_OM | REPLACEMENT | food service | USD/gigalumen_year | us | us | 5449645515.9252
commercial lighting | 4ft LFL: LED Integrated Luminaire - High Efficiency | 2036 | FIXED_OM | REPLACEMENT | health | USD/gigalumen_year | us | us | 5449645515.9252
commercial lighting | 4ft LFL: LED Integrated Luminaire - High Efficiency | 2036 | FIXED_OM | REPLACEMENT | lodging | USD/gigalumen_year | us | us | 5449645515.9252
commercial lighting | 4ft LFL: LED Integrated Luminaire - High Efficiency | 2036 | FIXED_OM | REPLACEMENT | merc/service | USD/gigalumen_year | us | us | 5449645515.9252
commercial lighting | 4ft LFL: LED Integrated Luminaire - High Efficiency | 2036 | FIXED_OM | REPLACEMENT | office-large | USD/gigalumen_year | us | us | 5449645515.9252
commercial lighting | 4ft LFL: LED Integrated Luminaire - High Efficiency | 2036 | FIXED_OM | REPLACEMENT | office-small | USD/gigalumen_year | us | us | 5449645515.9252
commercial lighting | 4ft LFL: LED Integrated Luminaire - High Efficiency | 2036 | FIXED_OM | REPLACEMENT | other | USD/gigalumen_year | us | us | 5449645515.9252
commercial lighting | 4ft LFL: LED Integrated Luminaire - High Efficiency | 2036 | FIXED_OM | REPLACEMENT | warehouse | USD/gigalumen_year | us | us | 5449645515.9252
commercial lighting | 4ft LFL: LED Integrated Luminaire - High Efficiency | 2037 | CAPITAL | NEW | assembly | USD/gigalumen_year | us | us | 130500218225.32
commercial lighting | 4ft LFL: LED Integrated Luminaire - High Efficiency | 2037 | CAPITAL | NEW | education | USD/gigalumen_year | us | us | 130500218225.32
commercial lighting | 4ft LFL: LED Integrated Luminaire - High Efficiency | 2037 | CAPITAL | NEW | food sales | USD/gigalumen_year | us | us | 130500218225.32
commercial lighting | 4ft LFL: LED Integrated Luminaire - High Efficiency | 2037 | CAPITAL | NEW | food service | USD/gigalumen_year | us | us | 130500218225.32
commercial lighting | 4ft LFL: LED Integrated Luminaire - High Efficiency | 2037 | CAPITAL | NEW | health | USD/gigalumen_year | us | us | 130500218225.32
commercial lighting | 4ft LFL: LED Integrated Luminaire - High Efficiency | 2037 | CAPITAL | NEW | lodging | USD/gigalumen_year | us | us | 130500218225.32
commercial lighting | 4ft LFL: LED Integrated Luminaire - High Efficiency | 2037 | CAPITAL | NEW | merc/service | USD/gigalumen_year | us | us | 130500218225.32
commercial lighting | 4ft LFL: LED Integrated Luminaire - High Efficiency | 2037 | CAPITAL | NEW | office-large | USD/gigalumen_year | us | us | 130500218225.32
commercial lighting | 4ft LFL: LED Integrated Luminaire - High Efficiency | 2037 | CAPITAL | NEW | office-small | USD/gigalumen_year | us | us | 130500218225.32
commercial lighting | 4ft LFL: LED Integrated Luminaire - High Efficiency | 2037 | CAPITAL | NEW | other | USD/gigalumen_year | us | us | 130500218225.32
commercial lighting | 4ft LFL: LED Integrated Luminaire - High Efficiency | 2037 | CAPITAL | NEW | warehouse | USD/gigalumen_year | us | us | 130500218225.32
commercial lighting | 4ft LFL: LED Integrated Luminaire - High Efficiency | 2037 | CAPITAL | REPLACEMENT | assembly | USD/gigalumen_year | us | us | 130500218225.32
commercial lighting | 4ft LFL: LED Integrated Luminaire - High Efficiency | 2037 | CAPITAL | REPLACEMENT | education | USD/gigalumen_year | us | us | 130500218225.32
commercial lighting | 4ft LFL: LED Integrated Luminaire - High Efficiency | 2037 | CAPITAL | REPLACEMENT | food sales | USD/gigalumen_year | us | us | 130500218225.32
commercial lighting | 4ft LFL: LED Integrated Luminaire - High Efficiency | 2037 | CAPITAL | REPLACEMENT | food service | USD/gigalumen_year | us | us | 130500218225.32
commercial lighting | 4ft LFL: LED Integrated Luminaire - High Efficiency | 2037 | CAPITAL | REPLACEMENT | health | USD/gigalumen_year | us | us | 130500218225.32
commercial lighting | 4ft LFL: LED Integrated Luminaire - High Efficiency | 2037 | CAPITAL | REPLACEMENT | lodging | USD/gigalumen_year | us | us | 130500218225.32
commercial lighting | 4ft LFL: LED Integrated Luminaire - High Efficiency | 2037 | CAPITAL | REPLACEMENT | merc/service | USD/gigalumen_year | us | us | 130500218225.32
commercial lighting | 4ft LFL: LED Integrated Luminaire - High Efficiency | 2037 | CAPITAL | REPLACEMENT | office-large | USD/gigalumen_year | us | us | 130500218225.32
commercial lighting | 4ft LFL: LED Integrated Luminaire - High Efficiency | 2037 | CAPITAL | REPLACEMENT | office-small | USD/gigalumen_year | us | us | 130500218225.32
commercial lighting | 4ft LFL: LED Integrated Luminaire - High Efficiency | 2037 | CAPITAL | REPLACEMENT | other | USD/gigalumen_year | us | us | 130500218225.32
commercial lighting | 4ft LFL: LED Integrated Luminaire - High Efficiency | 2037 | CAPITAL | REPLACEMENT | warehouse | USD/gigalumen_year | us | us | 130500218225.32
commercial lighting | 4ft LFL: LED Integrated Luminaire - High Efficiency | 2037 | FIXED_OM | NEW | assembly | USD/gigalumen_year | us | us | 5261726705.0313
commercial lighting | 4ft LFL: LED Integrated Luminaire - High Efficiency | 2037 | FIXED_OM | NEW | education | USD/gigalumen_year | us | us | 5261726705.0313
commercial lighting | 4ft LFL: LED Integrated Luminaire - High Efficiency | 2037 | FIXED_OM | NEW | food sales | USD/gigalumen_year | us | us | 5261726705.0313
commercial lighting | 4ft LFL: LED Integrated Luminaire - High Efficiency | 2037 | FIXED_OM | NEW | food service | USD/gigalumen_year | us | us | 5261726705.0313
commercial lighting | 4ft LFL: LED Integrated Luminaire - High Efficiency | 2037 | FIXED_OM | NEW | health | USD/gigalumen_year | us | us | 5261726705.0313
commercial lighting | 4ft LFL: LED Integrated Luminaire - High Efficiency | 2037 | FIXED_OM | NEW | lodging | USD/gigalumen_year | us | us | 5261726705.0313
commercial lighting | 4ft LFL: LED Integrated Luminaire - High Efficiency | 2037 | FIXED_OM | NEW | merc/service | USD/gigalumen_year | us | us | 5261726705.0313
commercial lighting | 4ft LFL: LED Integrated Luminaire - High Efficiency | 2037 | FIXED_OM | NEW | office-large | USD/gigalumen_year | us | us | 5261726705.0313
commercial lighting | 4ft LFL: LED Integrated Luminaire - High Efficiency | 2037 | FIXED_OM | NEW | office-small | USD/gigalumen_year | us | us | 5261726705.0313
commercial lighting | 4ft LFL: LED Integrated Luminaire - High Efficiency | 2037 | FIXED_OM | NEW | other | USD/gigalumen_year | us | us | 5261726705.0313
commercial lighting | 4ft LFL: LED Integrated Luminaire - High Efficiency | 2037 | FIXED_OM | NEW | warehouse | USD/gigalumen_year | us | us | 5261726705.0313
commercial lighting | 4ft LFL: LED Integrated Luminaire - High Efficiency | 2037 | FIXED_OM | REPLACEMENT | assembly | USD/gigalumen_year | us | us | 5261726705.0313
commercial lighting | 4ft LFL: LED Integrated Luminaire - High Efficiency | 2037 | FIXED_OM | REPLACEMENT | education | USD/gigalumen_year | us | us | 5261726705.0313
commercial lighting | 4ft LFL: LED Integrated Luminaire - High Efficiency | 2037 | FIXED_OM | REPLACEMENT | food sales | USD/gigalumen_year | us | us | 5261726705.0313
commercial lighting | 4ft LFL: LED Integrated Luminaire - High Efficiency | 2037 | FIXED_OM | REPLACEMENT | food service | USD/gigalumen_year | us | us | 5261726705.0313
commercial lighting | 4ft LFL: LED Integrated Luminaire - High Efficiency | 2037 | FIXED_OM | REPLACEMENT | health | USD/gigalumen_year | us | us | 5261726705.0313
commercial lighting | 4ft LFL: LED Integrated Luminaire - High Efficiency | 2037 | FIXED_OM | REPLACEMENT | lodging | USD/gigalumen_year | us | us | 5261726705.0313
commercial lighting | 4ft LFL: LED Integrated Luminaire - High Efficiency | 2037 | FIXED_OM | REPLACEMENT | merc/service | USD/gigalumen_year | us | us | 5261726705.0313
commercial lighting | 4ft LFL: LED Integrated Luminaire - High Efficiency | 2037 | FIXED_OM | REPLACEMENT | office-large | USD/gigalumen_year | us | us | 5261726705.0313
commercial lighting | 4ft LFL: LED Integrated Luminaire - High Efficiency | 2037 | FIXED_OM | REPLACEMENT | office-small | USD/gigalumen_year | us | us | 5261726705.0313
commercial lighting | 4ft LFL: LED Integrated Luminaire - High Efficiency | 2037 | FIXED_OM | REPLACEMENT | other | USD/gigalumen_year | us | us | 5261726705.0313
commercial lighting | 4ft LFL: LED Integrated Luminaire - High Efficiency | 2037 | FIXED_OM | REPLACEMENT | warehouse | USD/gigalumen_year | us | us | 5261726705.0313
commercial lighting | 4ft LFL: LED Integrated Luminaire - High Efficiency | 2038 | CAPITAL | NEW | assembly | USD/gigalumen_year | us | us | 125868019536.783
commercial lighting | 4ft LFL: LED Integrated Luminaire - High Efficiency | 2038 | CAPITAL | NEW | education | USD/gigalumen_year | us | us | 125868019536.783
commercial lighting | 4ft LFL: LED Integrated Luminaire - High Efficiency | 2038 | CAPITAL | NEW | food sales | USD/gigalumen_year | us | us | 125868019536.783
commercial lighting | 4ft LFL: LED Integrated Luminaire - High Efficiency | 2038 | CAPITAL | NEW | food service | USD/gigalumen_year | us | us | 125868019536.783
commercial lighting | 4ft LFL: LED Integrated Luminaire - High Efficiency | 2038 | CAPITAL | NEW | health | USD/gigalumen_year | us | us | 125868019536.783
commercial lighting | 4ft LFL: LED Integrated Luminaire - High Efficiency | 2038 | CAPITAL | NEW | lodging | USD/gigalumen_year | us | us | 125868019536.783
commercial lighting | 4ft LFL: LED Integrated Luminaire - High Efficiency | 2038 | CAPITAL | NEW | merc/service | USD/gigalumen_year | us | us | 125868019536.783
commercial lighting | 4ft LFL: LED Integrated Luminaire - High Efficiency | 2038 | CAPITAL | NEW | office-large | USD/gigalumen_year | us | us | 125868019536.783
commercial lighting | 4ft LFL: LED Integrated Luminaire - High Efficiency | 2038 | CAPITAL | NEW | office-small | USD/gigalumen_year | us | us | 125868019536.783
commercial lighting | 4ft LFL: LED Integrated Luminaire - High Efficiency | 2038 | CAPITAL | NEW | other | USD/gigalumen_year | us | us | 125868019536.783
commercial lighting | 4ft LFL: LED Integrated Luminaire - High Efficiency | 2038 | CAPITAL | NEW | warehouse | USD/gigalumen_year | us | us | 125868019536.783
commercial lighting | 4ft LFL: LED Integrated Luminaire - High Efficiency | 2038 | CAPITAL | REPLACEMENT | assembly | USD/gigalumen_year | us | us | 125868019536.783
commercial lighting | 4ft LFL: LED Integrated Luminaire - High Efficiency | 2038 | CAPITAL | REPLACEMENT | education | USD/gigalumen_year | us | us | 125868019536.783
commercial lighting | 4ft LFL: LED Integrated Luminaire - High Efficiency | 2038 | CAPITAL | REPLACEMENT | food sales | USD/gigalumen_year | us | us | 125868019536.783
commercial lighting | 4ft LFL: LED Integrated Luminaire - High Efficiency | 2038 | CAPITAL | REPLACEMENT | food service | USD/gigalumen_year | us | us | 125868019536.783
commercial lighting | 4ft LFL: LED Integrated Luminaire - High Efficiency | 2038 | CAPITAL | REPLACEMENT | health | USD/gigalumen_year | us | us | 125868019536.783
commercial lighting | 4ft LFL: LED Integrated Luminaire - High Efficiency | 2038 | CAPITAL | REPLACEMENT | lodging | USD/gigalumen_year | us | us | 125868019536.783
commercial lighting | 4ft LFL: LED Integrated Luminaire - High Efficiency | 2038 | CAPITAL | REPLACEMENT | merc/service | USD/gigalumen_year | us | us | 125868019536.783
commercial lighting | 4ft LFL: LED Integrated Luminaire - High Efficiency | 2038 | CAPITAL | REPLACEMENT | office-large | USD/gigalumen_year | us | us | 125868019536.783
commercial lighting | 4ft LFL: LED Integrated Luminaire - High Efficiency | 2038 | CAPITAL | REPLACEMENT | office-small | USD/gigalumen_year | us | us | 125868019536.783
commercial lighting | 4ft LFL: LED Integrated Luminaire - High Efficiency | 2038 | CAPITAL | REPLACEMENT | other | USD/gigalumen_year | us | us | 125868019536.783
commercial lighting | 4ft LFL: LED Integrated Luminaire - High Efficiency | 2038 | CAPITAL | REPLACEMENT | warehouse | USD/gigalumen_year | us | us | 125868019536.783
commercial lighting | 4ft LFL: LED Integrated Luminaire - High Efficiency | 2038 | FIXED_OM | NEW | assembly | USD/gigalumen_year | us | us | 5073807894.1373
commercial lighting | 4ft LFL: LED Integrated Luminaire - High Efficiency | 2038 | FIXED_OM | NEW | education | USD/gigalumen_year | us | us | 5073807894.1373
commercial lighting | 4ft LFL: LED Integrated Luminaire - High Efficiency | 2038 | FIXED_OM | NEW | food sales | USD/gigalumen_year | us | us | 5073807894.1373
commercial lighting | 4ft LFL: LED Integrated Luminaire - High Efficiency | 2038 | FIXED_OM | NEW | food service | USD/gigalumen_year | us | us | 5073807894.1373
commercial lighting | 4ft LFL: LED Integrated Luminaire - High Efficiency | 2038 | FIXED_OM | NEW | health | USD/gigalumen_year | us | us | 5073807894.1373
commercial lighting | 4ft LFL: LED Integrated Luminaire - High Efficiency | 2038 | FIXED_OM | NEW | lodging | USD/gigalumen_year | us | us | 5073807894.1373
commercial lighting | 4ft LFL: LED Integrated Luminaire - High Efficiency | 2038 | FIXED_OM | NEW | merc/service | USD/gigalumen_year | us | us | 5073807894.1373
commercial lighting | 4ft LFL: LED Integrated Luminaire - High Efficiency | 2038 | FIXED_OM | NEW | office-large | USD/gigalumen_year | us | us | 5073807894.1373
commercial lighting | 4ft LFL: LED Integrated Luminaire - High Efficiency | 2038 | FIXED_OM | NEW | office-small | USD/gigalumen_year | us | us | 5073807894.1373
commercial lighting | 4ft LFL: LED Integrated Luminaire - High Efficiency | 2038 | FIXED_OM | NEW | other | USD/gigalumen_year | us | us | 5073807894.1373
commercial lighting | 4ft LFL: LED Integrated Luminaire - High Efficiency | 2038 | FIXED_OM | NEW | warehouse | USD/gigalumen_year | us | us | 5073807894.1373
commercial lighting | 4ft LFL: LED Integrated Luminaire - High Efficiency | 2038 | FIXED_OM | REPLACEMENT | assembly | USD/gigalumen_year | us | us | 5073807894.1373
commercial lighting | 4ft LFL: LED Integrated Luminaire - High Efficiency | 2038 | FIXED_OM | REPLACEMENT | education | USD/gigalumen_year | us | us | 5073807894.1373
commercial lighting | 4ft LFL: LED Integrated Luminaire - High Efficiency | 2038 | FIXED_OM | REPLACEMENT | food sales | USD/gigalumen_year | us | us | 5073807894.1373
commercial lighting | 4ft LFL: LED Integrated Luminaire - High Efficiency | 2038 | FIXED_OM | REPLACEMENT | food service | USD/gigalumen_year | us | us | 5073807894.1373
commercial lighting | 4ft LFL: LED Integrated Luminaire - High Efficiency | 2038 | FIXED_OM | REPLACEMENT | health | USD/gigalumen_year | us | us | 5073807894.1373
commercial lighting | 4ft LFL: LED Integrated Luminaire - High Efficiency | 2038 | FIXED_OM | REPLACEMENT | lodging | USD/gigalumen_year | us | us | 5073807894.1373
commercial lighting | 4ft LFL: LED Integrated Luminaire - High Efficiency | 2038 | FIXED_OM | REPLACEMENT | merc/service | USD/gigalumen_year | us | us | 5073807894.1373
commercial lighting | 4ft LFL: LED Integrated Luminaire - High Efficiency | 2038 | FIXED_OM | REPLACEMENT | office-large | USD/gigalumen_year | us | us | 5073807894.1373
commercial lighting | 4ft LFL: LED Integrated Luminaire - High Efficiency | 2038 | FIXED_OM | REPLACEMENT | office-small | USD/gigalumen_year | us | us | 5073807894.1373
commercial lighting | 4ft LFL: LED Integrated Luminaire - High Efficiency | 2038 | FIXED_OM | REPLACEMENT | other | USD/gigalumen_year | us | us | 5073807894.1373
commercial lighting | 4ft LFL: LED Integrated Luminaire - High Efficiency | 2038 | FIXED_OM | REPLACEMENT | warehouse | USD/gigalumen_year | us | us | 5073807894.1373
commercial lighting | 4ft LFL: LED Integrated Luminaire - High Efficiency | 2039 | CAPITAL | NEW | assembly | USD/gigalumen_year | us | us | 121235820848.247
commercial lighting | 4ft LFL: LED Integrated Luminaire - High Efficiency | 2039 | CAPITAL | NEW | education | USD/gigalumen_year | us | us | 121235820848.247
commercial lighting | 4ft LFL: LED Integrated Luminaire - High Efficiency | 2039 | CAPITAL | NEW | food sales | USD/gigalumen_year | us | us | 121235820848.247
commercial lighting | 4ft LFL: LED Integrated Luminaire - High Efficiency | 2039 | CAPITAL | NEW | food service | USD/gigalumen_year | us | us | 121235820848.247
commercial lighting | 4ft LFL: LED Integrated Luminaire - High Efficiency | 2039 | CAPITAL | NEW | health | USD/gigalumen_year | us | us | 121235820848.247
commercial lighting | 4ft LFL: LED Integrated Luminaire - High Efficiency | 2039 | CAPITAL | NEW | lodging | USD/gigalumen_year | us | us | 121235820848.247
commercial lighting | 4ft LFL: LED Integrated Luminaire - High Efficiency | 2039 | CAPITAL | NEW | merc/service | USD/gigalumen_year | us | us | 121235820848.247
commercial lighting | 4ft LFL: LED Integrated Luminaire - High Efficiency | 2039 | CAPITAL | NEW | office-large | USD/gigalumen_year | us | us | 121235820848.247
commercial lighting | 4ft LFL: LED Integrated Luminaire - High Efficiency | 2039 | CAPITAL | NEW | office-small | USD/gigalumen_year | us | us | 121235820848.247
commercial lighting | 4ft LFL: LED Integrated Luminaire - High Efficiency | 2039 | CAPITAL | NEW | other | USD/gigalumen_year | us | us | 121235820848.247
commercial lighting | 4ft LFL: LED Integrated Luminaire - High Efficiency | 2039 | CAPITAL | NEW | warehouse | USD/gigalumen_year | us | us | 121235820848.247
commercial lighting | 4ft LFL: LED Integrated Luminaire - High Efficiency | 2039 | CAPITAL | REPLACEMENT | assembly | USD/gigalumen_year | us | us | 121235820848.247
commercial lighting | 4ft LFL: LED Integrated Luminaire - High Efficiency | 2039 | CAPITAL | REPLACEMENT | education | USD/gigalumen_year | us | us | 121235820848.247
commercial lighting | 4ft LFL: LED Integrated Luminaire - High Efficiency | 2039 | CAPITAL | REPLACEMENT | food sales | USD/gigalumen_year | us | us | 121235820848.247
commercial lighting | 4ft LFL: LED Integrated Luminaire - High Efficiency | 2039 | CAPITAL | REPLACEMENT | food service | USD/gigalumen_year | us | us | 121235820848.247
commercial lighting | 4ft LFL: LED Integrated Luminaire - High Efficiency | 2039 | CAPITAL | REPLACEMENT | health | USD/gigalumen_year | us | us | 121235820848.247
commercial lighting | 4ft LFL: LED Integrated Luminaire - High Efficiency | 2039 | CAPITAL | REPLACEMENT | lodging | USD/gigalumen_year | us | us | 121235820848.247
commercial lighting | 4ft LFL: LED Integrated Luminaire - High Efficiency | 2039 | CAPITAL | REPLACEMENT | merc/service | USD/gigalumen_year | us | us | 121235820848.247
commercial lighting | 4ft LFL: LED Integrated Luminaire - High Efficiency | 2039 | CAPITAL | REPLACEMENT | office-large | USD/gigalumen_year | us | us | 121235820848.247
commercial lighting | 4ft LFL: LED Integrated Luminaire - High Efficiency | 2039 | CAPITAL | REPLACEMENT | office-small | USD/gigalumen_year | us | us | 121235820848.247
commercial lighting | 4ft LFL: LED Integrated Luminaire - High Efficiency | 2039 | CAPITAL | REPLACEMENT | other | USD/gigalumen_year | us | us | 121235820848.247
commercial lighting | 4ft LFL: LED Integrated Luminaire - High Efficiency | 2039 | CAPITAL | REPLACEMENT | warehouse | USD/gigalumen_year | us | us | 121235820848.247
commercial lighting | 4ft LFL: LED Integrated Luminaire - High Efficiency | 2039 | FIXED_OM | NEW | assembly | USD/gigalumen_year | us | us | 4885889083.2433
commercial lighting | 4ft LFL: LED Integrated Luminaire - High Efficiency | 2039 | FIXED_OM | NEW | education | USD/gigalumen_year | us | us | 4885889083.2433
commercial lighting | 4ft LFL: LED Integrated Luminaire - High Efficiency | 2039 | FIXED_OM | NEW | food sales | USD/gigalumen_year | us | us | 4885889083.2433
commercial lighting | 4ft LFL: LED Integrated Luminaire - High Efficiency | 2039 | FIXED_OM | NEW | food service | USD/gigalumen_year | us | us | 4885889083.2433
commercial lighting | 4ft LFL: LED Integrated Luminaire - High Efficiency | 2039 | FIXED_OM | NEW | health | USD/gigalumen_year | us | us | 4885889083.2433
commercial lighting | 4ft LFL: LED Integrated Luminaire - High Efficiency | 2039 | FIXED_OM | NEW | lodging | USD/gigalumen_year | us | us | 4885889083.2433
commercial lighting | 4ft LFL: LED Integrated Luminaire - High Efficiency | 2039 | FIXED_OM | NEW | merc/service | USD/gigalumen_year | us | us | 4885889083.2433
commercial lighting | 4ft LFL: LED Integrated Luminaire - High Efficiency | 2039 | FIXED_OM | NEW | office-large | USD/gigalumen_year | us | us | 4885889083.2433
commercial lighting | 4ft LFL: LED Integrated Luminaire - High Efficiency | 2039 | FIXED_OM | NEW | office-small | USD/gigalumen_year | us | us | 4885889083.2433
commercial lighting | 4ft LFL: LED Integrated Luminaire - High Efficiency | 2039 | FIXED_OM | NEW | other | USD/gigalumen_year | us | us | 4885889083.2433
commercial lighting | 4ft LFL: LED Integrated Luminaire - High Efficiency | 2039 | FIXED_OM | NEW | warehouse | USD/gigalumen_year | us | us | 4885889083.2433
commercial lighting | 4ft LFL: LED Integrated Luminaire - High Efficiency | 2039 | FIXED_OM | REPLACEMENT | assembly | USD/gigalumen_year | us | us | 4885889083.2433
commercial lighting | 4ft LFL: LED Integrated Luminaire - High Efficiency | 2039 | FIXED_OM | REPLACEMENT | education | USD/gigalumen_year | us | us | 4885889083.2433
commercial lighting | 4ft LFL: LED Integrated Luminaire - High Efficiency | 2039 | FIXED_OM | REPLACEMENT | food sales | USD/gigalumen_year | us | us | 4885889083.2433
commercial lighting | 4ft LFL: LED Integrated Luminaire - High Efficiency | 2039 | FIXED_OM | REPLACEMENT | food service | USD/gigalumen_year | us | us | 4885889083.2433
commercial lighting | 4ft LFL: LED Integrated Luminaire - High Efficiency | 2039 | FIXED_OM | REPLACEMENT | health | USD/gigalumen_year | us | us | 4885889083.2433
commercial lighting | 4ft LFL: LED Integrated Luminaire - High Efficiency | 2039 | FIXED_OM | REPLACEMENT | lodging | USD/gigalumen_year | us | us | 4885889083.2433
commercial lighting | 4ft LFL: LED Integrated Luminaire - High Efficiency | 2039 | FIXED_OM | REPLACEMENT | merc/service | USD/gigalumen_year | us | us | 4885889083.2433
commercial lighting | 4ft LFL: LED Integrated Luminaire - High Efficiency | 2039 | FIXED_OM | REPLACEMENT | office-large | USD/gigalumen_year | us | us | 4885889083.2433
commercial lighting | 4ft LFL: LED Integrated Luminaire - High Efficiency | 2039 | FIXED_OM | REPLACEMENT | office-small | USD/gigalumen_year | us | us | 4885889083.2433
commercial lighting | 4ft LFL: LED Integrated Luminaire - High Efficiency | 2039 | FIXED_OM | REPLACEMENT | other | USD/gigalumen_year | us | us | 4885889083.2433
commercial lighting | 4ft LFL: LED Integrated Luminaire - High Efficiency | 2039 | FIXED_OM | REPLACEMENT | warehouse | USD/gigalumen_year | us | us | 4885889083.2433
commercial lighting | 4ft LFL: LED Integrated Luminaire - High Efficiency | 2040 | CAPITAL | NEW | assembly | USD/gigalumen_year | us | us | 116603622159.71
commercial lighting | 4ft LFL: LED Integrated Luminaire - High Efficiency | 2040 | CAPITAL | NEW | education | USD/gigalumen_year | us | us | 116603622159.71
commercial lighting | 4ft LFL: LED Integrated Luminaire - High Efficiency | 2040 | CAPITAL | NEW | food sales | USD/gigalumen_year | us | us | 116603622159.71
commercial lighting | 4ft LFL: LED Integrated Luminaire - High Efficiency | 2040 | CAPITAL | NEW | food service | USD/gigalumen_year | us | us | 116603622159.71
commercial lighting | 4ft LFL: LED Integrated Luminaire - High Efficiency | 2040 | CAPITAL | NEW | health | USD/gigalumen_year | us | us | 116603622159.71
commercial lighting | 4ft LFL: LED Integrated Luminaire - High Efficiency | 2040 | CAPITAL | NEW | lodging | USD/gigalumen_year | us | us | 116603622159.71
commercial lighting | 4ft LFL: LED Integrated Luminaire - High Efficiency | 2040 | CAPITAL | NEW | merc/service | USD/gigalumen_year | us | us | 116603622159.71
commercial lighting | 4ft LFL: LED Integrated Luminaire - High Efficiency | 2040 | CAPITAL | NEW | office-large | USD/gigalumen_year | us | us | 116603622159.71
commercial lighting | 4ft LFL: LED Integrated Luminaire - High Efficiency | 2040 | CAPITAL | NEW | office-small | USD/gigalumen_year | us | us | 116603622159.71
commercial lighting | 4ft LFL: LED Integrated Luminaire - High Efficiency | 2040 | CAPITAL | NEW | other | USD/gigalumen_year | us | us | 116603622159.71
commercial lighting | 4ft LFL: LED Integrated Luminaire - High Efficiency | 2040 | CAPITAL | NEW | warehouse | USD/gigalumen_year | us | us | 116603622159.71
commercial lighting | 4ft LFL: LED Integrated Luminaire - High Efficiency | 2040 | CAPITAL | REPLACEMENT | assembly | USD/gigalumen_year | us | us | 116603622159.71
commercial lighting | 4ft LFL: LED Integrated Luminaire - High Efficiency | 2040 | CAPITAL | REPLACEMENT | education | USD/gigalumen_year | us | us | 116603622159.71
commercial lighting | 4ft LFL: LED Integrated Luminaire - High Efficiency | 2040 | CAPITAL | REPLACEMENT | food sales | USD/gigalumen_year | us | us | 116603622159.71
commercial lighting | 4ft LFL: LED Integrated Luminaire - High Efficiency | 2040 | CAPITAL | REPLACEMENT | food service | USD/gigalumen_year | us | us | 116603622159.71
commercial lighting | 4ft LFL: LED Integrated Luminaire - High Efficiency | 2040 | CAPITAL | REPLACEMENT | health | USD/gigalumen_year | us | us | 116603622159.71
commercial lighting | 4ft LFL: LED Integrated Luminaire - High Efficiency | 2040 | CAPITAL | REPLACEMENT | lodging | USD/gigalumen_year | us | us | 116603622159.71
commercial lighting | 4ft LFL: LED Integrated Luminaire - High Efficiency | 2040 | CAPITAL | REPLACEMENT | merc/service | USD/gigalumen_year | us | us | 116603622159.71
commercial lighting | 4ft LFL: LED Integrated Luminaire - High Efficiency | 2040 | CAPITAL | REPLACEMENT | office-large | USD/gigalumen_year | us | us | 116603622159.71
commercial lighting | 4ft LFL: LED Integrated Luminaire - High Efficiency | 2040 | CAPITAL | REPLACEMENT | office-small | USD/gigalumen_year | us | us | 116603622159.71
commercial lighting | 4ft LFL: LED Integrated Luminaire - High Efficiency | 2040 | CAPITAL | REPLACEMENT | other | USD/gigalumen_year | us | us | 116603622159.71
commercial lighting | 4ft LFL: LED Integrated Luminaire - High Efficiency | 2040 | CAPITAL | REPLACEMENT | warehouse | USD/gigalumen_year | us | us | 116603622159.71
commercial lighting | 4ft LFL: LED Integrated Luminaire - High Efficiency | 2040 | FIXED_OM | NEW | assembly | USD/gigalumen_year | us | us | 4697970272.3493
commercial lighting | 4ft LFL: LED Integrated Luminaire - High Efficiency | 2040 | FIXED_OM | NEW | education | USD/gigalumen_year | us | us | 4697970272.3493
commercial lighting | 4ft LFL: LED Integrated Luminaire - High Efficiency | 2040 | FIXED_OM | NEW | food sales | USD/gigalumen_year | us | us | 4697970272.3493
commercial lighting | 4ft LFL: LED Integrated Luminaire - High Efficiency | 2040 | FIXED_OM | NEW | food service | USD/gigalumen_year | us | us | 4697970272.3493
commercial lighting | 4ft LFL: LED Integrated Luminaire - High Efficiency | 2040 | FIXED_OM | NEW | health | USD/gigalumen_year | us | us | 4697970272.3493
commercial lighting | 4ft LFL: LED Integrated Luminaire - High Efficiency | 2040 | FIXED_OM | NEW | lodging | USD/gigalumen_year | us | us | 4697970272.3493
commercial lighting | 4ft LFL: LED Integrated Luminaire - High Efficiency | 2040 | FIXED_OM | NEW | merc/service | USD/gigalumen_year | us | us | 4697970272.3493
commercial lighting | 4ft LFL: LED Integrated Luminaire - High Efficiency | 2040 | FIXED_OM | NEW | office-large | USD/gigalumen_year | us | us | 4697970272.3493
commercial lighting | 4ft LFL: LED Integrated Luminaire - High Efficiency | 2040 | FIXED_OM | NEW | office-small | USD/gigalumen_year | us | us | 4697970272.3493
commercial lighting | 4ft LFL: LED Integrated Luminaire - High Efficiency | 2040 | FIXED_OM | NEW | other | USD/gigalumen_year | us | us | 4697970272.3493
commercial lighting | 4ft LFL: LED Integrated Luminaire - High Efficiency | 2040 | FIXED_OM | NEW | warehouse | USD/gigalumen_year | us | us | 4697970272.3493
commercial lighting | 4ft LFL: LED Integrated Luminaire - High Efficiency | 2040 | FIXED_OM | REPLACEMENT | assembly | USD/gigalumen_year | us | us | 4697970272.3493
commercial lighting | 4ft LFL: LED Integrated Luminaire - High Efficiency | 2040 | FIXED_OM | REPLACEMENT | education | USD/gigalumen_year | us | us | 4697970272.3493
commercial lighting | 4ft LFL: LED Integrated Luminaire - High Efficiency | 2040 | FIXED_OM | REPLACEMENT | food sales | USD/gigalumen_year | us | us | 4697970272.3493
commercial lighting | 4ft LFL: LED Integrated Luminaire - High Efficiency | 2040 | FIXED_OM | REPLACEMENT | food service | USD/gigalumen_year | us | us | 4697970272.3493
commercial lighting | 4ft LFL: LED Integrated Luminaire - High Efficiency | 2040 | FIXED_OM | REPLACEMENT | health | USD/gigalumen_year | us | us | 4697970272.3493
commercial lighting | 4ft LFL: LED Integrated Luminaire - High Efficiency | 2040 | FIXED_OM | REPLACEMENT | lodging | USD/gigalumen_year | us | us | 4697970272.3493
commercial lighting | 4ft LFL: LED Integrated Luminaire - High Efficiency | 2040 | FIXED_OM | REPLACEMENT | merc/service | USD/gigalumen_year | us | us | 4697970272.3493
commercial lighting | 4ft LFL: LED Integrated Luminaire - High Efficiency | 2040 | FIXED_OM | REPLACEMENT | office-large | USD/gigalumen_year | us | us | 4697970272.3493
commercial lighting | 4ft LFL: LED Integrated Luminaire - High Efficiency | 2040 | FIXED_OM | REPLACEMENT | office-small | USD/gigalumen_year | us | us | 4697970272.3493
commercial lighting | 4ft LFL: LED Integrated Luminaire - High Efficiency | 2040 | FIXED_OM | REPLACEMENT | other | USD/gigalumen_year | us | us | 4697970272.3493
commercial lighting | 4ft LFL: LED Integrated Luminaire - High Efficiency | 2040 | FIXED_OM | REPLACEMENT | warehouse | USD/gigalumen_year | us | us | 4697970272.3493
commercial lighting | 4ft LFL: LED Integrated Luminaire - High Efficiency | 2041 | CAPITAL | NEW | assembly | USD/gigalumen_year | us | us | 116603622159.71
commercial lighting | 4ft LFL: LED Integrated Luminaire - High Efficiency | 2041 | CAPITAL | NEW | education | USD/gigalumen_year | us | us | 116603622159.71
commercial lighting | 4ft LFL: LED Integrated Luminaire - High Efficiency | 2041 | CAPITAL | NEW | food sales | USD/gigalumen_year | us | us | 116603622159.71
commercial lighting | 4ft LFL: LED Integrated Luminaire - High Efficiency | 2041 | CAPITAL | NEW | food service | USD/gigalumen_year | us | us | 116603622159.71
commercial lighting | 4ft LFL: LED Integrated Luminaire - High Efficiency | 2041 | CAPITAL | NEW | health | USD/gigalumen_year | us | us | 116603622159.71
commercial lighting | 4ft LFL: LED Integrated Luminaire - High Efficiency | 2041 | CAPITAL | NEW | lodging | USD/gigalumen_year | us | us | 116603622159.71
commercial lighting | 4ft LFL: LED Integrated Luminaire - High Efficiency | 2041 | CAPITAL | NEW | merc/service | USD/gigalumen_year | us | us | 116603622159.71
commercial lighting | 4ft LFL: LED Integrated Luminaire - High Efficiency | 2041 | CAPITAL | NEW | office-large | USD/gigalumen_year | us | us | 116603622159.71
commercial lighting | 4ft LFL: LED Integrated Luminaire - High Efficiency | 2041 | CAPITAL | NEW | office-small | USD/gigalumen_year | us | us | 116603622159.71
commercial lighting | 4ft LFL: LED Integrated Luminaire - High Efficiency | 2041 | CAPITAL | NEW | other | USD/gigalumen_year | us | us | 116603622159.71
commercial lighting | 4ft LFL: LED Integrated Luminaire - High Efficiency | 2041 | CAPITAL | NEW | warehouse | USD/gigalumen_year | us | us | 116603622159.71
commercial lighting | 4ft LFL: LED Integrated Luminaire - High Efficiency | 2041 | CAPITAL | REPLACEMENT | assembly | USD/gigalumen_year | us | us | 116603622159.71
commercial lighting | 4ft LFL: LED Integrated Luminaire - High Efficiency | 2041 | CAPITAL | REPLACEMENT | education | USD/gigalumen_year | us | us | 116603622159.71
commercial lighting | 4ft LFL: LED Integrated Luminaire - High Efficiency | 2041 | CAPITAL | REPLACEMENT | food sales | USD/gigalumen_year | us | us | 116603622159.71
commercial lighting | 4ft LFL: LED Integrated Luminaire - High Efficiency | 2041 | CAPITAL | REPLACEMENT | food service | USD/gigalumen_year | us | us | 116603622159.71
commercial lighting | 4ft LFL: LED Integrated Luminaire - High Efficiency | 2041 | CAPITAL | REPLACEMENT | health | USD/gigalumen_year | us | us | 116603622159.71
commercial lighting | 4ft LFL: LED Integrated Luminaire - High Efficiency | 2041 | CAPITAL | REPLACEMENT | lodging | USD/gigalumen_year | us | us | 116603622159.71
commercial lighting | 4ft LFL: LED Integrated Luminaire - High Efficiency | 2041 | CAPITAL | REPLACEMENT | merc/service | USD/gigalumen_year | us | us | 116603622159.71
commercial lighting | 4ft LFL: LED Integrated Luminaire - High Efficiency | 2041 | CAPITAL | REPLACEMENT | office-large | USD/gigalumen_year | us | us | 116603622159.71
commercial lighting | 4ft LFL: LED Integrated Luminaire - High Efficiency | 2041 | CAPITAL | REPLACEMENT | office-small | USD/gigalumen_year | us | us | 116603622159.71
commercial lighting | 4ft LFL: LED Integrated Luminaire - High Efficiency | 2041 | CAPITAL | REPLACEMENT | other | USD/gigalumen_year | us | us | 116603622159.71
commercial lighting | 4ft LFL: LED Integrated Luminaire - High Efficiency | 2041 | CAPITAL | REPLACEMENT | warehouse | USD/gigalumen_year | us | us | 116603622159.71
commercial lighting | 4ft LFL: LED Integrated Luminaire - High Efficiency | 2041 | FIXED_OM | NEW | assembly | USD/gigalumen_year | us | us | 4697970272.3493
commercial lighting | 4ft LFL: LED Integrated Luminaire - High Efficiency | 2041 | FIXED_OM | NEW | education | USD/gigalumen_year | us | us | 4697970272.3493
commercial lighting | 4ft LFL: LED Integrated Luminaire - High Efficiency | 2041 | FIXED_OM | NEW | food sales | USD/gigalumen_year | us | us | 4697970272.3493
commercial lighting | 4ft LFL: LED Integrated Luminaire - High Efficiency | 2041 | FIXED_OM | NEW | food service | USD/gigalumen_year | us | us | 4697970272.3493
commercial lighting | 4ft LFL: LED Integrated Luminaire - High Efficiency | 2041 | FIXED_OM | NEW | health | USD/gigalumen_year | us | us | 4697970272.3493
commercial lighting | 4ft LFL: LED Integrated Luminaire - High Efficiency | 2041 | FIXED_OM | NEW | lodging | USD/gigalumen_year | us | us | 4697970272.3493
commercial lighting | 4ft LFL: LED Integrated Luminaire - High Efficiency | 2041 | FIXED_OM | NEW | merc/service | USD/gigalumen_year | us | us | 4697970272.3493
commercial lighting | 4ft LFL: LED Integrated Luminaire - High Efficiency | 2041 | FIXED_OM | NEW | office-large | USD/gigalumen_year | us | us | 4697970272.3493
commercial lighting | 4ft LFL: LED Integrated Luminaire - High Efficiency | 2041 | FIXED_OM | NEW | office-small | USD/gigalumen_year | us | us | 4697970272.3493
commercial lighting | 4ft LFL: LED Integrated Luminaire - High Efficiency | 2041 | FIXED_OM | NEW | other | USD/gigalumen_year | us | us | 4697970272.3493
commercial lighting | 4ft LFL: LED Integrated Luminaire - High Efficiency | 2041 | FIXED_OM | NEW | warehouse | USD/gigalumen_year | us | us | 4697970272.3493
commercial lighting | 4ft LFL: LED Integrated Luminaire - High Efficiency | 2041 | FIXED_OM | REPLACEMENT | assembly | USD/gigalumen_year | us | us | 4697970272.3493
commercial lighting | 4ft LFL: LED Integrated Luminaire - High Efficiency | 2041 | FIXED_OM | REPLACEMENT | education | USD/gigalumen_year | us | us | 4697970272.3493
commercial lighting | 4ft LFL: LED Integrated Luminaire - High Efficiency | 2041 | FIXED_OM | REPLACEMENT | food sales | USD/gigalumen_year | us | us | 4697970272.3493
commercial lighting | 4ft LFL: LED Integrated Luminaire - High Efficiency | 2041 | FIXED_OM | REPLACEMENT | food service | USD/gigalumen_year | us | us | 4697970272.3493
commercial lighting | 4ft LFL: LED Integrated Luminaire - High Efficiency | 2041 | FIXED_OM | REPLACEMENT | health | USD/gigalumen_year | us | us | 4697970272.3493
commercial lighting | 4ft LFL: LED Integrated Luminaire - High Efficiency | 2041 | FIXED_OM | REPLACEMENT | lodging | USD/gigalumen_year | us | us | 4697970272.3493
commercial lighting | 4ft LFL: LED Integrated Luminaire - High Efficiency | 2041 | FIXED_OM | REPLACEMENT | merc/service | USD/gigalumen_year | us | us | 4697970272.3493
commercial lighting | 4ft LFL: LED Integrated Luminaire - High Efficiency | 2041 | FIXED_OM | REPLACEMENT | office-large | USD/gigalumen_year | us | us | 4697970272.3493
commercial lighting | 4ft LFL: LED Integrated Luminaire - High Efficiency | 2041 | FIXED_OM | REPLACEMENT | office-small | USD/gigalumen_year | us | us | 4697970272.3493
commercial lighting | 4ft LFL: LED Integrated Luminaire - High Efficiency | 2041 | FIXED_OM | REPLACEMENT | other | USD/gigalumen_year | us | us | 4697970272.3493
commercial lighting | 4ft LFL: LED Integrated Luminaire - High Efficiency | 2041 | FIXED_OM | REPLACEMENT | warehouse | USD/gigalumen_year | us | us | 4697970272.3493
commercial lighting | 4ft LFL: LED Integrated Luminaire - High Efficiency | 2042 | CAPITAL | NEW | assembly | USD/gigalumen_year | us | us | 116603622159.71
commercial lighting | 4ft LFL: LED Integrated Luminaire - High Efficiency | 2042 | CAPITAL | NEW | education | USD/gigalumen_year | us | us | 116603622159.71
commercial lighting | 4ft LFL: LED Integrated Luminaire - High Efficiency | 2042 | CAPITAL | NEW | food sales | USD/gigalumen_year | us | us | 116603622159.71
commercial lighting | 4ft LFL: LED Integrated Luminaire - High Efficiency | 2042 | CAPITAL | NEW | food service | USD/gigalumen_year | us | us | 116603622159.71
commercial lighting | 4ft LFL: LED Integrated Luminaire - High Efficiency | 2042 | CAPITAL | NEW | health | USD/gigalumen_year | us | us | 116603622159.71
commercial lighting | 4ft LFL: LED Integrated Luminaire - High Efficiency | 2042 | CAPITAL | NEW | lodging | USD/gigalumen_year | us | us | 116603622159.71
commercial lighting | 4ft LFL: LED Integrated Luminaire - High Efficiency | 2042 | CAPITAL | NEW | merc/service | USD/gigalumen_year | us | us | 116603622159.71
commercial lighting | 4ft LFL: LED Integrated Luminaire - High Efficiency | 2042 | CAPITAL | NEW | office-large | USD/gigalumen_year | us | us | 116603622159.71
commercial lighting | 4ft LFL: LED Integrated Luminaire - High Efficiency | 2042 | CAPITAL | NEW | office-small | USD/gigalumen_year | us | us | 116603622159.71
commercial lighting | 4ft LFL: LED Integrated Luminaire - High Efficiency | 2042 | CAPITAL | NEW | other | USD/gigalumen_year | us | us | 116603622159.71
commercial lighting | 4ft LFL: LED Integrated Luminaire - High Efficiency | 2042 | CAPITAL | NEW | warehouse | USD/gigalumen_year | us | us | 116603622159.71
commercial lighting | 4ft LFL: LED Integrated Luminaire - High Efficiency | 2042 | CAPITAL | REPLACEMENT | assembly | USD/gigalumen_year | us | us | 116603622159.71
commercial lighting | 4ft LFL: LED Integrated Luminaire - High Efficiency | 2042 | CAPITAL | REPLACEMENT | education | USD/gigalumen_year | us | us | 116603622159.71
commercial lighting | 4ft LFL: LED Integrated Luminaire - High Efficiency | 2042 | CAPITAL | REPLACEMENT | food sales | USD/gigalumen_year | us | us | 116603622159.71
commercial lighting | 4ft LFL: LED Integrated Luminaire - High Efficiency | 2042 | CAPITAL | REPLACEMENT | food service | USD/gigalumen_year | us | us | 116603622159.71
commercial lighting | 4ft LFL: LED Integrated Luminaire - High Efficiency | 2042 | CAPITAL | REPLACEMENT | health | USD/gigalumen_year | us | us | 116603622159.71
commercial lighting | 4ft LFL: LED Integrated Luminaire - High Efficiency | 2042 | CAPITAL | REPLACEMENT | lodging | USD/gigalumen_year | us | us | 116603622159.71
commercial lighting | 4ft LFL: LED Integrated Luminaire - High Efficiency | 2042 | CAPITAL | REPLACEMENT | merc/service | USD/gigalumen_year | us | us | 116603622159.71
commercial lighting | 4ft LFL: LED Integrated Luminaire - High Efficiency | 2042 | CAPITAL | REPLACEMENT | office-large | USD/gigalumen_year | us | us | 116603622159.71
commercial lighting | 4ft LFL: LED Integrated Luminaire - High Efficiency | 2042 | CAPITAL | REPLACEMENT | office-small | USD/gigalumen_year | us | us | 116603622159.71
commercial lighting | 4ft LFL: LED Integrated Luminaire - High Efficiency | 2042 | CAPITAL | REPLACEMENT | other | USD/gigalumen_year | us | us | 116603622159.71
commercial lighting | 4ft LFL: LED Integrated Luminaire - High Efficiency | 2042 | CAPITAL | REPLACEMENT | warehouse | USD/gigalumen_year | us | us | 116603622159.71
commercial lighting | 4ft LFL: LED Integrated Luminaire - High Efficiency | 2042 | FIXED_OM | NEW | assembly | USD/gigalumen_year | us | us | 4697970272.3493
commercial lighting | 4ft LFL: LED Integrated Luminaire - High Efficiency | 2042 | FIXED_OM | NEW | education | USD/gigalumen_year | us | us | 4697970272.3493
commercial lighting | 4ft LFL: LED Integrated Luminaire - High Efficiency | 2042 | FIXED_OM | NEW | food sales | USD/gigalumen_year | us | us | 4697970272.3493
commercial lighting | 4ft LFL: LED Integrated Luminaire - High Efficiency | 2042 | FIXED_OM | NEW | food service | USD/gigalumen_year | us | us | 4697970272.3493
commercial lighting | 4ft LFL: LED Integrated Luminaire - High Efficiency | 2042 | FIXED_OM | NEW | health | USD/gigalumen_year | us | us | 4697970272.3493
commercial lighting | 4ft LFL: LED Integrated Luminaire - High Efficiency | 2042 | FIXED_OM | NEW | lodging | USD/gigalumen_year | us | us | 4697970272.3493
commercial lighting | 4ft LFL: LED Integrated Luminaire - High Efficiency | 2042 | FIXED_OM | NEW | merc/service | USD/gigalumen_year | us | us | 4697970272.3493
commercial lighting | 4ft LFL: LED Integrated Luminaire - High Efficiency | 2042 | FIXED_OM | NEW | office-large | USD/gigalumen_year | us | us | 4697970272.3493
commercial lighting | 4ft LFL: LED Integrated Luminaire - High Efficiency | 2042 | FIXED_OM | NEW | office-small | USD/gigalumen_year | us | us | 4697970272.3493
commercial lighting | 4ft LFL: LED Integrated Luminaire - High Efficiency | 2042 | FIXED_OM | NEW | other | USD/gigalumen_year | us | us | 4697970272.3493
commercial lighting | 4ft LFL: LED Integrated Luminaire - High Efficiency | 2042 | FIXED_OM | NEW | warehouse | USD/gigalumen_year | us | us | 4697970272.3493
commercial lighting | 4ft LFL: LED Integrated Luminaire - High Efficiency | 2042 | FIXED_OM | REPLACEMENT | assembly | USD/gigalumen_year | us | us | 4697970272.3493
commercial lighting | 4ft LFL: LED Integrated Luminaire - High Efficiency | 2042 | FIXED_OM | REPLACEMENT | education | USD/gigalumen_year | us | us | 4697970272.3493
commercial lighting | 4ft LFL: LED Integrated Luminaire - High Efficiency | 2042 | FIXED_OM | REPLACEMENT | food sales | USD/gigalumen_year | us | us | 4697970272.3493
commercial lighting | 4ft LFL: LED Integrated Luminaire - High Efficiency | 2042 | FIXED_OM | REPLACEMENT | food service | USD/gigalumen_year | us | us | 4697970272.3493
commercial lighting | 4ft LFL: LED Integrated Luminaire - High Efficiency | 2042 | FIXED_OM | REPLACEMENT | health | USD/gigalumen_year | us | us | 4697970272.3493
commercial lighting | 4ft LFL: LED Integrated Luminaire - High Efficiency | 2042 | FIXED_OM | REPLACEMENT | lodging | USD/gigalumen_year | us | us | 4697970272.3493
commercial lighting | 4ft LFL: LED Integrated Luminaire - High Efficiency | 2042 | FIXED_OM | REPLACEMENT | merc/service | USD/gigalumen_year | us | us | 4697970272.3493
commercial lighting | 4ft LFL: LED Integrated Luminaire - High Efficiency | 2042 | FIXED_OM | REPLACEMENT | office-large | USD/gigalumen_year | us | us | 4697970272.3493
commercial lighting | 4ft LFL: LED Integrated Luminaire - High Efficiency | 2042 | FIXED_OM | REPLACEMENT | office-small | USD/gigalumen_year | us | us | 4697970272.3493
commercial lighting | 4ft LFL: LED Integrated Luminaire - High Efficiency | 2042 | FIXED_OM | REPLACEMENT | other | USD/gigalumen_year | us | us | 4697970272.3493
commercial lighting | 4ft LFL: LED Integrated Luminaire - High Efficiency | 2042 | FIXED_OM | REPLACEMENT | warehouse | USD/gigalumen_year | us | us | 4697970272.3493
commercial lighting | 4ft LFL: LED Integrated Luminaire - High Efficiency | 2043 | CAPITAL | NEW | assembly | USD/gigalumen_year | us | us | 116603622159.71
commercial lighting | 4ft LFL: LED Integrated Luminaire - High Efficiency | 2043 | CAPITAL | NEW | education | USD/gigalumen_year | us | us | 116603622159.71
commercial lighting | 4ft LFL: LED Integrated Luminaire - High Efficiency | 2043 | CAPITAL | NEW | food sales | USD/gigalumen_year | us | us | 116603622159.71
commercial lighting | 4ft LFL: LED Integrated Luminaire - High Efficiency | 2043 | CAPITAL | NEW | food service | USD/gigalumen_year | us | us | 116603622159.71
commercial lighting | 4ft LFL: LED Integrated Luminaire - High Efficiency | 2043 | CAPITAL | NEW | health | USD/gigalumen_year | us | us | 116603622159.71
commercial lighting | 4ft LFL: LED Integrated Luminaire - High Efficiency | 2043 | CAPITAL | NEW | lodging | USD/gigalumen_year | us | us | 116603622159.71
commercial lighting | 4ft LFL: LED Integrated Luminaire - High Efficiency | 2043 | CAPITAL | NEW | merc/service | USD/gigalumen_year | us | us | 116603622159.71
commercial lighting | 4ft LFL: LED Integrated Luminaire - High Efficiency | 2043 | CAPITAL | NEW | office-large | USD/gigalumen_year | us | us | 116603622159.71
commercial lighting | 4ft LFL: LED Integrated Luminaire - High Efficiency | 2043 | CAPITAL | NEW | office-small | USD/gigalumen_year | us | us | 116603622159.71
commercial lighting | 4ft LFL: LED Integrated Luminaire - High Efficiency | 2043 | CAPITAL | NEW | other | USD/gigalumen_year | us | us | 116603622159.71
commercial lighting | 4ft LFL: LED Integrated Luminaire - High Efficiency | 2043 | CAPITAL | NEW | warehouse | USD/gigalumen_year | us | us | 116603622159.71
commercial lighting | 4ft LFL: LED Integrated Luminaire - High Efficiency | 2043 | CAPITAL | REPLACEMENT | assembly | USD/gigalumen_year | us | us | 116603622159.71
commercial lighting | 4ft LFL: LED Integrated Luminaire - High Efficiency | 2043 | CAPITAL | REPLACEMENT | education | USD/gigalumen_year | us | us | 116603622159.71
commercial lighting | 4ft LFL: LED Integrated Luminaire - High Efficiency | 2043 | CAPITAL | REPLACEMENT | food sales | USD/gigalumen_year | us | us | 116603622159.71
commercial lighting | 4ft LFL: LED Integrated Luminaire - High Efficiency | 2043 | CAPITAL | REPLACEMENT | food service | USD/gigalumen_year | us | us | 116603622159.71
commercial lighting | 4ft LFL: LED Integrated Luminaire - High Efficiency | 2043 | CAPITAL | REPLACEMENT | health | USD/gigalumen_year | us | us | 116603622159.71
commercial lighting | 4ft LFL: LED Integrated Luminaire - High Efficiency | 2043 | CAPITAL | REPLACEMENT | lodging | USD/gigalumen_year | us | us | 116603622159.71
commercial lighting | 4ft LFL: LED Integrated Luminaire - High Efficiency | 2043 | CAPITAL | REPLACEMENT | merc/service | USD/gigalumen_year | us | us | 116603622159.71
commercial lighting | 4ft LFL: LED Integrated Luminaire - High Efficiency | 2043 | CAPITAL | REPLACEMENT | office-large | USD/gigalumen_year | us | us | 116603622159.71
commercial lighting | 4ft LFL: LED Integrated Luminaire - High Efficiency | 2043 | CAPITAL | REPLACEMENT | office-small | USD/gigalumen_year | us | us | 116603622159.71
commercial lighting | 4ft LFL: LED Integrated Luminaire - High Efficiency | 2043 | CAPITAL | REPLACEMENT | other | USD/gigalumen_year | us | us | 116603622159.71
commercial lighting | 4ft LFL: LED Integrated Luminaire - High Efficiency | 2043 | CAPITAL | REPLACEMENT | warehouse | USD/gigalumen_year | us | us | 116603622159.71
commercial lighting | 4ft LFL: LED Integrated Luminaire - High Efficiency | 2043 | FIXED_OM | NEW | assembly | USD/gigalumen_year | us | us | 4697970272.3493
commercial lighting | 4ft LFL: LED Integrated Luminaire - High Efficiency | 2043 | FIXED_OM | NEW | education | USD/gigalumen_year | us | us | 4697970272.3493
commercial lighting | 4ft LFL: LED Integrated Luminaire - High Efficiency | 2043 | FIXED_OM | NEW | food sales | USD/gigalumen_year | us | us | 4697970272.3493
commercial lighting | 4ft LFL: LED Integrated Luminaire - High Efficiency | 2043 | FIXED_OM | NEW | food service | USD/gigalumen_year | us | us | 4697970272.3493
commercial lighting | 4ft LFL: LED Integrated Luminaire - High Efficiency | 2043 | FIXED_OM | NEW | health | USD/gigalumen_year | us | us | 4697970272.3493
commercial lighting | 4ft LFL: LED Integrated Luminaire - High Efficiency | 2043 | FIXED_OM | NEW | lodging | USD/gigalumen_year | us | us | 4697970272.3493
commercial lighting | 4ft LFL: LED Integrated Luminaire - High Efficiency | 2043 | FIXED_OM | NEW | merc/service | USD/gigalumen_year | us | us | 4697970272.3493
commercial lighting | 4ft LFL: LED Integrated Luminaire - High Efficiency | 2043 | FIXED_OM | NEW | office-large | USD/gigalumen_year | us | us | 4697970272.3493
commercial lighting | 4ft LFL: LED Integrated Luminaire - High Efficiency | 2043 | FIXED_OM | NEW | office-small | USD/gigalumen_year | us | us | 4697970272.3493
commercial lighting | 4ft LFL: LED Integrated Luminaire - High Efficiency | 2043 | FIXED_OM | NEW | other | USD/gigalumen_year | us | us | 4697970272.3493
commercial lighting | 4ft LFL: LED Integrated Luminaire - High Efficiency | 2043 | FIXED_OM | NEW | warehouse | USD/gigalumen_year | us | us | 4697970272.3493
commercial lighting | 4ft LFL: LED Integrated Luminaire - High Efficiency | 2043 | FIXED_OM | REPLACEMENT | assembly | USD/gigalumen_year | us | us | 4697970272.3493
commercial lighting | 4ft LFL: LED Integrated Luminaire - High Efficiency | 2043 | FIXED_OM | REPLACEMENT | education | USD/gigalumen_year | us | us | 4697970272.3493
commercial lighting | 4ft LFL: LED Integrated Luminaire - High Efficiency | 2043 | FIXED_OM | REPLACEMENT | food sales | USD/gigalumen_year | us | us | 4697970272.3493
commercial lighting | 4ft LFL: LED Integrated Luminaire - High Efficiency | 2043 | FIXED_OM | REPLACEMENT | food service | USD/gigalumen_year | us | us | 4697970272.3493
commercial lighting | 4ft LFL: LED Integrated Luminaire - High Efficiency | 2043 | FIXED_OM | REPLACEMENT | health | USD/gigalumen_year | us | us | 4697970272.3493
commercial lighting | 4ft LFL: LED Integrated Luminaire - High Efficiency | 2043 | FIXED_OM | REPLACEMENT | lodging | USD/gigalumen_year | us | us | 4697970272.3493
commercial lighting | 4ft LFL: LED Integrated Luminaire - High Efficiency | 2043 | FIXED_OM | REPLACEMENT | merc/service | USD/gigalumen_year | us | us | 4697970272.3493
commercial lighting | 4ft LFL: LED Integrated Luminaire - High Efficiency | 2043 | FIXED_OM | REPLACEMENT | office-large | USD/gigalumen_year | us | us | 4697970272.3493
commercial lighting | 4ft LFL: LED Integrated Luminaire - High Efficiency | 2043 | FIXED_OM | REPLACEMENT | office-small | USD/gigalumen_year | us | us | 4697970272.3493
commercial lighting | 4ft LFL: LED Integrated Luminaire - High Efficiency | 2043 | FIXED_OM | REPLACEMENT | other | USD/gigalumen_year | us | us | 4697970272.3493
commercial lighting | 4ft LFL: LED Integrated Luminaire - High Efficiency | 2043 | FIXED_OM | REPLACEMENT | warehouse | USD/gigalumen_year | us | us | 4697970272.3493
commercial lighting | 4ft LFL: LED Integrated Luminaire - High Efficiency | 2044 | CAPITAL | NEW | assembly | USD/gigalumen_year | us | us | 116603622159.71
commercial lighting | 4ft LFL: LED Integrated Luminaire - High Efficiency | 2044 | CAPITAL | NEW | education | USD/gigalumen_year | us | us | 116603622159.71
commercial lighting | 4ft LFL: LED Integrated Luminaire - High Efficiency | 2044 | CAPITAL | NEW | food sales | USD/gigalumen_year | us | us | 116603622159.71
commercial lighting | 4ft LFL: LED Integrated Luminaire - High Efficiency | 2044 | CAPITAL | NEW | food service | USD/gigalumen_year | us | us | 116603622159.71
commercial lighting | 4ft LFL: LED Integrated Luminaire - High Efficiency | 2044 | CAPITAL | NEW | health | USD/gigalumen_year | us | us | 116603622159.71
commercial lighting | 4ft LFL: LED Integrated Luminaire - High Efficiency | 2044 | CAPITAL | NEW | lodging | USD/gigalumen_year | us | us | 116603622159.71
commercial lighting | 4ft LFL: LED Integrated Luminaire - High Efficiency | 2044 | CAPITAL | NEW | merc/service | USD/gigalumen_year | us | us | 116603622159.71
commercial lighting | 4ft LFL: LED Integrated Luminaire - High Efficiency | 2044 | CAPITAL | NEW | office-large | USD/gigalumen_year | us | us | 116603622159.71
commercial lighting | 4ft LFL: LED Integrated Luminaire - High Efficiency | 2044 | CAPITAL | NEW | office-small | USD/gigalumen_year | us | us | 116603622159.71
commercial lighting | 4ft LFL: LED Integrated Luminaire - High Efficiency | 2044 | CAPITAL | NEW | other | USD/gigalumen_year | us | us | 116603622159.71
commercial lighting | 4ft LFL: LED Integrated Luminaire - High Efficiency | 2044 | CAPITAL | NEW | warehouse | USD/gigalumen_year | us | us | 116603622159.71
commercial lighting | 4ft LFL: LED Integrated Luminaire - High Efficiency | 2044 | CAPITAL | REPLACEMENT | assembly | USD/gigalumen_year | us | us | 116603622159.71
commercial lighting | 4ft LFL: LED Integrated Luminaire - High Efficiency | 2044 | CAPITAL | REPLACEMENT | education | USD/gigalumen_year | us | us | 116603622159.71
commercial lighting | 4ft LFL: LED Integrated Luminaire - High Efficiency | 2044 | CAPITAL | REPLACEMENT | food sales | USD/gigalumen_year | us | us | 116603622159.71
commercial lighting | 4ft LFL: LED Integrated Luminaire - High Efficiency | 2044 | CAPITAL | REPLACEMENT | food service | USD/gigalumen_year | us | us | 116603622159.71
commercial lighting | 4ft LFL: LED Integrated Luminaire - High Efficiency | 2044 | CAPITAL | REPLACEMENT | health | USD/gigalumen_year | us | us | 116603622159.71
commercial lighting | 4ft LFL: LED Integrated Luminaire - High Efficiency | 2044 | CAPITAL | REPLACEMENT | lodging | USD/gigalumen_year | us | us | 116603622159.71
commercial lighting | 4ft LFL: LED Integrated Luminaire - High Efficiency | 2044 | CAPITAL | REPLACEMENT | merc/service | USD/gigalumen_year | us | us | 116603622159.71
commercial lighting | 4ft LFL: LED Integrated Luminaire - High Efficiency | 2044 | CAPITAL | REPLACEMENT | office-large | USD/gigalumen_year | us | us | 116603622159.71
commercial lighting | 4ft LFL: LED Integrated Luminaire - High Efficiency | 2044 | CAPITAL | REPLACEMENT | office-small | USD/gigalumen_year | us | us | 116603622159.71
commercial lighting | 4ft LFL: LED Integrated Luminaire - High Efficiency | 2044 | CAPITAL | REPLACEMENT | other | USD/gigalumen_year | us | us | 116603622159.71
commercial lighting | 4ft LFL: LED Integrated Luminaire - High Efficiency | 2044 | CAPITAL | REPLACEMENT | warehouse | USD/gigalumen_year | us | us | 116603622159.71
commercial lighting | 4ft LFL: LED Integrated Luminaire - High Efficiency | 2044 | FIXED_OM | NEW | assembly | USD/gigalumen_year | us | us | 4697970272.3493
commercial lighting | 4ft LFL: LED Integrated Luminaire - High Efficiency | 2044 | FIXED_OM | NEW | education | USD/gigalumen_year | us | us | 4697970272.3493
commercial lighting | 4ft LFL: LED Integrated Luminaire - High Efficiency | 2044 | FIXED_OM | NEW | food sales | USD/gigalumen_year | us | us | 4697970272.3493
commercial lighting | 4ft LFL: LED Integrated Luminaire - High Efficiency | 2044 | FIXED_OM | NEW | food service | USD/gigalumen_year | us | us | 4697970272.3493
commercial lighting | 4ft LFL: LED Integrated Luminaire - High Efficiency | 2044 | FIXED_OM | NEW | health | USD/gigalumen_year | us | us | 4697970272.3493
commercial lighting | 4ft LFL: LED Integrated Luminaire - High Efficiency | 2044 | FIXED_OM | NEW | lodging | USD/gigalumen_year | us | us | 4697970272.3493
commercial lighting | 4ft LFL: LED Integrated Luminaire - High Efficiency | 2044 | FIXED_OM | NEW | merc/service | USD/gigalumen_year | us | us | 4697970272.3493
commercial lighting | 4ft LFL: LED Integrated Luminaire - High Efficiency | 2044 | FIXED_OM | NEW | office-large | USD/gigalumen_year | us | us | 4697970272.3493
commercial lighting | 4ft LFL: LED Integrated Luminaire - High Efficiency | 2044 | FIXED_OM | NEW | office-small | USD/gigalumen_year | us | us | 4697970272.3493
commercial lighting | 4ft LFL: LED Integrated Luminaire - High Efficiency | 2044 | FIXED_OM | NEW | other | USD/gigalumen_year | us | us | 4697970272.3493
commercial lighting | 4ft LFL: LED Integrated Luminaire - High Efficiency | 2044 | FIXED_OM | NEW | warehouse | USD/gigalumen_year | us | us | 4697970272.3493
commercial lighting | 4ft LFL: LED Integrated Luminaire - High Efficiency | 2044 | FIXED_OM | REPLACEMENT | assembly | USD/gigalumen_year | us | us | 4697970272.3493
commercial lighting | 4ft LFL: LED Integrated Luminaire - High Efficiency | 2044 | FIXED_OM | REPLACEMENT | education | USD/gigalumen_year | us | us | 4697970272.3493
commercial lighting | 4ft LFL: LED Integrated Luminaire - High Efficiency | 2044 | FIXED_OM | REPLACEMENT | food sales | USD/gigalumen_year | us | us | 4697970272.3493
commercial lighting | 4ft LFL: LED Integrated Luminaire - High Efficiency | 2044 | FIXED_OM | REPLACEMENT | food service | USD/gigalumen_year | us | us | 4697970272.3493
commercial lighting | 4ft LFL: LED Integrated Luminaire - High Efficiency | 2044 | FIXED_OM | REPLACEMENT | health | USD/gigalumen_year | us | us | 4697970272.3493
commercial lighting | 4ft LFL: LED Integrated Luminaire - High Efficiency | 2044 | FIXED_OM | REPLACEMENT | lodging | USD/gigalumen_year | us | us | 4697970272.3493
commercial lighting | 4ft LFL: LED Integrated Luminaire - High Efficiency | 2044 | FIXED_OM | REPLACEMENT | merc/service | USD/gigalumen_year | us | us | 4697970272.3493
commercial lighting | 4ft LFL: LED Integrated Luminaire - High Efficiency | 2044 | FIXED_OM | REPLACEMENT | office-large | USD/gigalumen_year | us | us | 4697970272.3493
commercial lighting | 4ft LFL: LED Integrated Luminaire - High Efficiency | 2044 | FIXED_OM | REPLACEMENT | office-small | USD/gigalumen_year | us | us | 4697970272.3493
commercial lighting | 4ft LFL: LED Integrated Luminaire - High Efficiency | 2044 | FIXED_OM | REPLACEMENT | other | USD/gigalumen_year | us | us | 4697970272.3493
commercial lighting | 4ft LFL: LED Integrated Luminaire - High Efficiency | 2044 | FIXED_OM | REPLACEMENT | warehouse | USD/gigalumen_year | us | us | 4697970272.3493
commercial lighting | 4ft LFL: LED Integrated Luminaire - High Efficiency | 2045 | CAPITAL | NEW | assembly | USD/gigalumen_year | us | us | 116603622159.71
commercial lighting | 4ft LFL: LED Integrated Luminaire - High Efficiency | 2045 | CAPITAL | NEW | education | USD/gigalumen_year | us | us | 116603622159.71
commercial lighting | 4ft LFL: LED Integrated Luminaire - High Efficiency | 2045 | CAPITAL | NEW | food sales | USD/gigalumen_year | us | us | 116603622159.71
commercial lighting | 4ft LFL: LED Integrated Luminaire - High Efficiency | 2045 | CAPITAL | NEW | food service | USD/gigalumen_year | us | us | 116603622159.71
commercial lighting | 4ft LFL: LED Integrated Luminaire - High Efficiency | 2045 | CAPITAL | NEW | health | USD/gigalumen_year | us | us | 116603622159.71
commercial lighting | 4ft LFL: LED Integrated Luminaire - High Efficiency | 2045 | CAPITAL | NEW | lodging | USD/gigalumen_year | us | us | 116603622159.71
commercial lighting | 4ft LFL: LED Integrated Luminaire - High Efficiency | 2045 | CAPITAL | NEW | merc/service | USD/gigalumen_year | us | us | 116603622159.71
commercial lighting | 4ft LFL: LED Integrated Luminaire - High Efficiency | 2045 | CAPITAL | NEW | office-large | USD/gigalumen_year | us | us | 116603622159.71
commercial lighting | 4ft LFL: LED Integrated Luminaire - High Efficiency | 2045 | CAPITAL | NEW | office-small | USD/gigalumen_year | us | us | 116603622159.71
commercial lighting | 4ft LFL: LED Integrated Luminaire - High Efficiency | 2045 | CAPITAL | NEW | other | USD/gigalumen_year | us | us | 116603622159.71
commercial lighting | 4ft LFL: LED Integrated Luminaire - High Efficiency | 2045 | CAPITAL | NEW | warehouse | USD/gigalumen_year | us | us | 116603622159.71
commercial lighting | 4ft LFL: LED Integrated Luminaire - High Efficiency | 2045 | CAPITAL | REPLACEMENT | assembly | USD/gigalumen_year | us | us | 116603622159.71
commercial lighting | 4ft LFL: LED Integrated Luminaire - High Efficiency | 2045 | CAPITAL | REPLACEMENT | education | USD/gigalumen_year | us | us | 116603622159.71
commercial lighting | 4ft LFL: LED Integrated Luminaire - High Efficiency | 2045 | CAPITAL | REPLACEMENT | food sales | USD/gigalumen_year | us | us | 116603622159.71
commercial lighting | 4ft LFL: LED Integrated Luminaire - High Efficiency | 2045 | CAPITAL | REPLACEMENT | food service | USD/gigalumen_year | us | us | 116603622159.71
commercial lighting | 4ft LFL: LED Integrated Luminaire - High Efficiency | 2045 | CAPITAL | REPLACEMENT | health | USD/gigalumen_year | us | us | 116603622159.71
commercial lighting | 4ft LFL: LED Integrated Luminaire - High Efficiency | 2045 | CAPITAL | REPLACEMENT | lodging | USD/gigalumen_year | us | us | 116603622159.71
commercial lighting | 4ft LFL: LED Integrated Luminaire - High Efficiency | 2045 | CAPITAL | REPLACEMENT | merc/service | USD/gigalumen_year | us | us | 116603622159.71
commercial lighting | 4ft LFL: LED Integrated Luminaire - High Efficiency | 2045 | CAPITAL | REPLACEMENT | office-large | USD/gigalumen_year | us | us | 116603622159.71
commercial lighting | 4ft LFL: LED Integrated Luminaire - High Efficiency | 2045 | CAPITAL | REPLACEMENT | office-small | USD/gigalumen_year | us | us | 116603622159.71
commercial lighting | 4ft LFL: LED Integrated Luminaire - High Efficiency | 2045 | CAPITAL | REPLACEMENT | other | USD/gigalumen_year | us | us | 116603622159.71
commercial lighting | 4ft LFL: LED Integrated Luminaire - High Efficiency | 2045 | CAPITAL | REPLACEMENT | warehouse | USD/gigalumen_year | us | us | 116603622159.71
commercial lighting | 4ft LFL: LED Integrated Luminaire - High Efficiency | 2045 | FIXED_OM | NEW | assembly | USD/gigalumen_year | us | us | 4697970272.3493
commercial lighting | 4ft LFL: LED Integrated Luminaire - High Efficiency | 2045 | FIXED_OM | NEW | education | USD/gigalumen_year | us | us | 4697970272.3493
commercial lighting | 4ft LFL: LED Integrated Luminaire - High Efficiency | 2045 | FIXED_OM | NEW | food sales | USD/gigalumen_year | us | us | 4697970272.3493
commercial lighting | 4ft LFL: LED Integrated Luminaire - High Efficiency | 2045 | FIXED_OM | NEW | food service | USD/gigalumen_year | us | us | 4697970272.3493
commercial lighting | 4ft LFL: LED Integrated Luminaire - High Efficiency | 2045 | FIXED_OM | NEW | health | USD/gigalumen_year | us | us | 4697970272.3493
commercial lighting | 4ft LFL: LED Integrated Luminaire - High Efficiency | 2045 | FIXED_OM | NEW | lodging | USD/gigalumen_year | us | us | 4697970272.3493
commercial lighting | 4ft LFL: LED Integrated Luminaire - High Efficiency | 2045 | FIXED_OM | NEW | merc/service | USD/gigalumen_year | us | us | 4697970272.3493
commercial lighting | 4ft LFL: LED Integrated Luminaire - High Efficiency | 2045 | FIXED_OM | NEW | office-large | USD/gigalumen_year | us | us | 4697970272.3493
commercial lighting | 4ft LFL: LED Integrated Luminaire - High Efficiency | 2045 | FIXED_OM | NEW | office-small | USD/gigalumen_year | us | us | 4697970272.3493
commercial lighting | 4ft LFL: LED Integrated Luminaire - High Efficiency | 2045 | FIXED_OM | NEW | other | USD/gigalumen_year | us | us | 4697970272.3493
commercial lighting | 4ft LFL: LED Integrated Luminaire - High Efficiency | 2045 | FIXED_OM | NEW | warehouse | USD/gigalumen_year | us | us | 4697970272.3493
commercial lighting | 4ft LFL: LED Integrated Luminaire - High Efficiency | 2045 | FIXED_OM | REPLACEMENT | assembly | USD/gigalumen_year | us | us | 4697970272.3493
commercial lighting | 4ft LFL: LED Integrated Luminaire - High Efficiency | 2045 | FIXED_OM | REPLACEMENT | education | USD/gigalumen_year | us | us | 4697970272.3493
commercial lighting | 4ft LFL: LED Integrated Luminaire - High Efficiency | 2045 | FIXED_OM | REPLACEMENT | food sales | USD/gigalumen_year | us | us | 4697970272.3493
commercial lighting | 4ft LFL: LED Integrated Luminaire - High Efficiency | 2045 | FIXED_OM | REPLACEMENT | food service | USD/gigalumen_year | us | us | 4697970272.3493
commercial lighting | 4ft LFL: LED Integrated Luminaire - High Efficiency | 2045 | FIXED_OM | REPLACEMENT | health | USD/gigalumen_year | us | us | 4697970272.3493
commercial lighting | 4ft LFL: LED Integrated Luminaire - High Efficiency | 2045 | FIXED_OM | REPLACEMENT | lodging | USD/gigalumen_year | us | us | 4697970272.3493
commercial lighting | 4ft LFL: LED Integrated Luminaire - High Efficiency | 2045 | FIXED_OM | REPLACEMENT | merc/service | USD/gigalumen_year | us | us | 4697970272.3493
commercial lighting | 4ft LFL: LED Integrated Luminaire - High Efficiency | 2045 | FIXED_OM | REPLACEMENT | office-large | USD/gigalumen_year | us | us | 4697970272.3493
commercial lighting | 4ft LFL: LED Integrated Luminaire - High Efficiency | 2045 | FIXED_OM | REPLACEMENT | office-small | USD/gigalumen_year | us | us | 4697970272.3493
commercial lighting | 4ft LFL: LED Integrated Luminaire - High Efficiency | 2045 | FIXED_OM | REPLACEMENT | other | USD/gigalumen_year | us | us | 4697970272.3493
commercial lighting | 4ft LFL: LED Integrated Luminaire - High Efficiency | 2045 | FIXED_OM | REPLACEMENT | warehouse | USD/gigalumen_year | us | us | 4697970272.3493
commercial lighting | 4ft LFL: LED Integrated Luminaire - High Efficiency | 2046 | CAPITAL | NEW | assembly | USD/gigalumen_year | us | us | 116603622159.71
commercial lighting | 4ft LFL: LED Integrated Luminaire - High Efficiency | 2046 | CAPITAL | NEW | education | USD/gigalumen_year | us | us | 116603622159.71
commercial lighting | 4ft LFL: LED Integrated Luminaire - High Efficiency | 2046 | CAPITAL | NEW | food sales | USD/gigalumen_year | us | us | 116603622159.71
commercial lighting | 4ft LFL: LED Integrated Luminaire - High Efficiency | 2046 | CAPITAL | NEW | food service | USD/gigalumen_year | us | us | 116603622159.71
commercial lighting | 4ft LFL: LED Integrated Luminaire - High Efficiency | 2046 | CAPITAL | NEW | health | USD/gigalumen_year | us | us | 116603622159.71
commercial lighting | 4ft LFL: LED Integrated Luminaire - High Efficiency | 2046 | CAPITAL | NEW | lodging | USD/gigalumen_year | us | us | 116603622159.71
commercial lighting | 4ft LFL: LED Integrated Luminaire - High Efficiency | 2046 | CAPITAL | NEW | merc/service | USD/gigalumen_year | us | us | 116603622159.71
commercial lighting | 4ft LFL: LED Integrated Luminaire - High Efficiency | 2046 | CAPITAL | NEW | office-large | USD/gigalumen_year | us | us | 116603622159.71
commercial lighting | 4ft LFL: LED Integrated Luminaire - High Efficiency | 2046 | CAPITAL | NEW | office-small | USD/gigalumen_year | us | us | 116603622159.71
commercial lighting | 4ft LFL: LED Integrated Luminaire - High Efficiency | 2046 | CAPITAL | NEW | other | USD/gigalumen_year | us | us | 116603622159.71
commercial lighting | 4ft LFL: LED Integrated Luminaire - High Efficiency | 2046 | CAPITAL | NEW | warehouse | USD/gigalumen_year | us | us | 116603622159.71
commercial lighting | 4ft LFL: LED Integrated Luminaire - High Efficiency | 2046 | CAPITAL | REPLACEMENT | assembly | USD/gigalumen_year | us | us | 116603622159.71
commercial lighting | 4ft LFL: LED Integrated Luminaire - High Efficiency | 2046 | CAPITAL | REPLACEMENT | education | USD/gigalumen_year | us | us | 116603622159.71
commercial lighting | 4ft LFL: LED Integrated Luminaire - High Efficiency | 2046 | CAPITAL | REPLACEMENT | food sales | USD/gigalumen_year | us | us | 116603622159.71
commercial lighting | 4ft LFL: LED Integrated Luminaire - High Efficiency | 2046 | CAPITAL | REPLACEMENT | food service | USD/gigalumen_year | us | us | 116603622159.71
commercial lighting | 4ft LFL: LED Integrated Luminaire - High Efficiency | 2046 | CAPITAL | REPLACEMENT | health | USD/gigalumen_year | us | us | 116603622159.71
commercial lighting | 4ft LFL: LED Integrated Luminaire - High Efficiency | 2046 | CAPITAL | REPLACEMENT | lodging | USD/gigalumen_year | us | us | 116603622159.71
commercial lighting | 4ft LFL: LED Integrated Luminaire - High Efficiency | 2046 | CAPITAL | REPLACEMENT | merc/service | USD/gigalumen_year | us | us | 116603622159.71
commercial lighting | 4ft LFL: LED Integrated Luminaire - High Efficiency | 2046 | CAPITAL | REPLACEMENT | office-large | USD/gigalumen_year | us | us | 116603622159.71
commercial lighting | 4ft LFL: LED Integrated Luminaire - High Efficiency | 2046 | CAPITAL | REPLACEMENT | office-small | USD/gigalumen_year | us | us | 116603622159.71
commercial lighting | 4ft LFL: LED Integrated Luminaire - High Efficiency | 2046 | CAPITAL | REPLACEMENT | other | USD/gigalumen_year | us | us | 116603622159.71
commercial lighting | 4ft LFL: LED Integrated Luminaire - High Efficiency | 2046 | CAPITAL | REPLACEMENT | warehouse | USD/gigalumen_year | us | us | 116603622159.71
commercial lighting | 4ft LFL: LED Integrated Luminaire - High Efficiency | 2046 | FIXED_OM | NEW | assembly | USD/gigalumen_year | us | us | 4697970272.3493
commercial lighting | 4ft LFL: LED Integrated Luminaire - High Efficiency | 2046 | FIXED_OM | NEW | education | USD/gigalumen_year | us | us | 4697970272.3493
commercial lighting | 4ft LFL: LED Integrated Luminaire - High Efficiency | 2046 | FIXED_OM | NEW | food sales | USD/gigalumen_year | us | us | 4697970272.3493
commercial lighting | 4ft LFL: LED Integrated Luminaire - High Efficiency | 2046 | FIXED_OM | NEW | food service | USD/gigalumen_year | us | us | 4697970272.3493
commercial lighting | 4ft LFL: LED Integrated Luminaire - High Efficiency | 2046 | FIXED_OM | NEW | health | USD/gigalumen_year | us | us | 4697970272.3493
commercial lighting | 4ft LFL: LED Integrated Luminaire - High Efficiency | 2046 | FIXED_OM | NEW | lodging | USD/gigalumen_year | us | us | 4697970272.3493
commercial lighting | 4ft LFL: LED Integrated Luminaire - High Efficiency | 2046 | FIXED_OM | NEW | merc/service | USD/gigalumen_year | us | us | 4697970272.3493
commercial lighting | 4ft LFL: LED Integrated Luminaire - High Efficiency | 2046 | FIXED_OM | NEW | office-large | USD/gigalumen_year | us | us | 4697970272.3493
commercial lighting | 4ft LFL: LED Integrated Luminaire - High Efficiency | 2046 | FIXED_OM | NEW | office-small | USD/gigalumen_year | us | us | 4697970272.3493
commercial lighting | 4ft LFL: LED Integrated Luminaire - High Efficiency | 2046 | FIXED_OM | NEW | other | USD/gigalumen_year | us | us | 4697970272.3493
commercial lighting | 4ft LFL: LED Integrated Luminaire - High Efficiency | 2046 | FIXED_OM | NEW | warehouse | USD/gigalumen_year | us | us | 4697970272.3493
commercial lighting | 4ft LFL: LED Integrated Luminaire - High Efficiency | 2046 | FIXED_OM | REPLACEMENT | assembly | USD/gigalumen_year | us | us | 4697970272.3493
commercial lighting | 4ft LFL: LED Integrated Luminaire - High Efficiency | 2046 | FIXED_OM | REPLACEMENT | education | USD/gigalumen_year | us | us | 4697970272.3493
commercial lighting | 4ft LFL: LED Integrated Luminaire - High Efficiency | 2046 | FIXED_OM | REPLACEMENT | food sales | USD/gigalumen_year | us | us | 4697970272.3493
commercial lighting | 4ft LFL: LED Integrated Luminaire - High Efficiency | 2046 | FIXED_OM | REPLACEMENT | food service | USD/gigalumen_year | us | us | 4697970272.3493
commercial lighting | 4ft LFL: LED Integrated Luminaire - High Efficiency | 2046 | FIXED_OM | REPLACEMENT | health | USD/gigalumen_year | us | us | 4697970272.3493
commercial lighting | 4ft LFL: LED Integrated Luminaire - High Efficiency | 2046 | FIXED_OM | REPLACEMENT | lodging | USD/gigalumen_year | us | us | 4697970272.3493
commercial lighting | 4ft LFL: LED Integrated Luminaire - High Efficiency | 2046 | FIXED_OM | REPLACEMENT | merc/service | USD/gigalumen_year | us | us | 4697970272.3493
commercial lighting | 4ft LFL: LED Integrated Luminaire - High Efficiency | 2046 | FIXED_OM | REPLACEMENT | office-large | USD/gigalumen_year | us | us | 4697970272.3493
commercial lighting | 4ft LFL: LED Integrated Luminaire - High Efficiency | 2046 | FIXED_OM | REPLACEMENT | office-small | USD/gigalumen_year | us | us | 4697970272.3493
commercial lighting | 4ft LFL: LED Integrated Luminaire - High Efficiency | 2046 | FIXED_OM | REPLACEMENT | other | USD/gigalumen_year | us | us | 4697970272.3493
commercial lighting | 4ft LFL: LED Integrated Luminaire - High Efficiency | 2046 | FIXED_OM | REPLACEMENT | warehouse | USD/gigalumen_year | us | us | 4697970272.3493
commercial lighting | 4ft LFL: LED Integrated Luminaire - High Efficiency | 2047 | CAPITAL | NEW | assembly | USD/gigalumen_year | us | us | 116603622159.71
commercial lighting | 4ft LFL: LED Integrated Luminaire - High Efficiency | 2047 | CAPITAL | NEW | education | USD/gigalumen_year | us | us | 116603622159.71
commercial lighting | 4ft LFL: LED Integrated Luminaire - High Efficiency | 2047 | CAPITAL | NEW | food sales | USD/gigalumen_year | us | us | 116603622159.71
commercial lighting | 4ft LFL: LED Integrated Luminaire - High Efficiency | 2047 | CAPITAL | NEW | food service | USD/gigalumen_year | us | us | 116603622159.71
commercial lighting | 4ft LFL: LED Integrated Luminaire - High Efficiency | 2047 | CAPITAL | NEW | health | USD/gigalumen_year | us | us | 116603622159.71
commercial lighting | 4ft LFL: LED Integrated Luminaire - High Efficiency | 2047 | CAPITAL | NEW | lodging | USD/gigalumen_year | us | us | 116603622159.71
commercial lighting | 4ft LFL: LED Integrated Luminaire - High Efficiency | 2047 | CAPITAL | NEW | merc/service | USD/gigalumen_year | us | us | 116603622159.71
commercial lighting | 4ft LFL: LED Integrated Luminaire - High Efficiency | 2047 | CAPITAL | NEW | office-large | USD/gigalumen_year | us | us | 116603622159.71
commercial lighting | 4ft LFL: LED Integrated Luminaire - High Efficiency | 2047 | CAPITAL | NEW | office-small | USD/gigalumen_year | us | us | 116603622159.71
commercial lighting | 4ft LFL: LED Integrated Luminaire - High Efficiency | 2047 | CAPITAL | NEW | other | USD/gigalumen_year | us | us | 116603622159.71
commercial lighting | 4ft LFL: LED Integrated Luminaire - High Efficiency | 2047 | CAPITAL | NEW | warehouse | USD/gigalumen_year | us | us | 116603622159.71
commercial lighting | 4ft LFL: LED Integrated Luminaire - High Efficiency | 2047 | CAPITAL | REPLACEMENT | assembly | USD/gigalumen_year | us | us | 116603622159.71
commercial lighting | 4ft LFL: LED Integrated Luminaire - High Efficiency | 2047 | CAPITAL | REPLACEMENT | education | USD/gigalumen_year | us | us | 116603622159.71
commercial lighting | 4ft LFL: LED Integrated Luminaire - High Efficiency | 2047 | CAPITAL | REPLACEMENT | food sales | USD/gigalumen_year | us | us | 116603622159.71
commercial lighting | 4ft LFL: LED Integrated Luminaire - High Efficiency | 2047 | CAPITAL | REPLACEMENT | food service | USD/gigalumen_year | us | us | 116603622159.71
commercial lighting | 4ft LFL: LED Integrated Luminaire - High Efficiency | 2047 | CAPITAL | REPLACEMENT | health | USD/gigalumen_year | us | us | 116603622159.71
commercial lighting | 4ft LFL: LED Integrated Luminaire - High Efficiency | 2047 | CAPITAL | REPLACEMENT | lodging | USD/gigalumen_year | us | us | 116603622159.71
commercial lighting | 4ft LFL: LED Integrated Luminaire - High Efficiency | 2047 | CAPITAL | REPLACEMENT | merc/service | USD/gigalumen_year | us | us | 116603622159.71
commercial lighting | 4ft LFL: LED Integrated Luminaire - High Efficiency | 2047 | CAPITAL | REPLACEMENT | office-large | USD/gigalumen_year | us | us | 116603622159.71
commercial lighting | 4ft LFL: LED Integrated Luminaire - High Efficiency | 2047 | CAPITAL | REPLACEMENT | office-small | USD/gigalumen_year | us | us | 116603622159.71
commercial lighting | 4ft LFL: LED Integrated Luminaire - High Efficiency | 2047 | CAPITAL | REPLACEMENT | other | USD/gigalumen_year | us | us | 116603622159.71
commercial lighting | 4ft LFL: LED Integrated Luminaire - High Efficiency | 2047 | CAPITAL | REPLACEMENT | warehouse | USD/gigalumen_year | us | us | 116603622159.71
commercial lighting | 4ft LFL: LED Integrated Luminaire - High Efficiency | 2047 | FIXED_OM | NEW | assembly | USD/gigalumen_year | us | us | 4697970272.3493
commercial lighting | 4ft LFL: LED Integrated Luminaire - High Efficiency | 2047 | FIXED_OM | NEW | education | USD/gigalumen_year | us | us | 4697970272.3493
commercial lighting | 4ft LFL: LED Integrated Luminaire - High Efficiency | 2047 | FIXED_OM | NEW | food sales | USD/gigalumen_year | us | us | 4697970272.3493
commercial lighting | 4ft LFL: LED Integrated Luminaire - High Efficiency | 2047 | FIXED_OM | NEW | food service | USD/gigalumen_year | us | us | 4697970272.3493
commercial lighting | 4ft LFL: LED Integrated Luminaire - High Efficiency | 2047 | FIXED_OM | NEW | health | USD/gigalumen_year | us | us | 4697970272.3493
commercial lighting | 4ft LFL: LED Integrated Luminaire - High Efficiency | 2047 | FIXED_OM | NEW | lodging | USD/gigalumen_year | us | us | 4697970272.3493
commercial lighting | 4ft LFL: LED Integrated Luminaire - High Efficiency | 2047 | FIXED_OM | NEW | merc/service | USD/gigalumen_year | us | us | 4697970272.3493
commercial lighting | 4ft LFL: LED Integrated Luminaire - High Efficiency | 2047 | FIXED_OM | NEW | office-large | USD/gigalumen_year | us | us | 4697970272.3493
commercial lighting | 4ft LFL: LED Integrated Luminaire - High Efficiency | 2047 | FIXED_OM | NEW | office-small | USD/gigalumen_year | us | us | 4697970272.3493
commercial lighting | 4ft LFL: LED Integrated Luminaire - High Efficiency | 2047 | FIXED_OM | NEW | other | USD/gigalumen_year | us | us | 4697970272.3493
commercial lighting | 4ft LFL: LED Integrated Luminaire - High Efficiency | 2047 | FIXED_OM | NEW | warehouse | USD/gigalumen_year | us | us | 4697970272.3493
commercial lighting | 4ft LFL: LED Integrated Luminaire - High Efficiency | 2047 | FIXED_OM | REPLACEMENT | assembly | USD/gigalumen_year | us | us | 4697970272.3493
commercial lighting | 4ft LFL: LED Integrated Luminaire - High Efficiency | 2047 | FIXED_OM | REPLACEMENT | education | USD/gigalumen_year | us | us | 4697970272.3493
commercial lighting | 4ft LFL: LED Integrated Luminaire - High Efficiency | 2047 | FIXED_OM | REPLACEMENT | food sales | USD/gigalumen_year | us | us | 4697970272.3493
commercial lighting | 4ft LFL: LED Integrated Luminaire - High Efficiency | 2047 | FIXED_OM | REPLACEMENT | food service | USD/gigalumen_year | us | us | 4697970272.3493
commercial lighting | 4ft LFL: LED Integrated Luminaire - High Efficiency | 2047 | FIXED_OM | REPLACEMENT | health | USD/gigalumen_year | us | us | 4697970272.3493
commercial lighting | 4ft LFL: LED Integrated Luminaire - High Efficiency | 2047 | FIXED_OM | REPLACEMENT | lodging | USD/gigalumen_year | us | us | 4697970272.3493
commercial lighting | 4ft LFL: LED Integrated Luminaire - High Efficiency | 2047 | FIXED_OM | REPLACEMENT | merc/service | USD/gigalumen_year | us | us | 4697970272.3493
commercial lighting | 4ft LFL: LED Integrated Luminaire - High Efficiency | 2047 | FIXED_OM | REPLACEMENT | office-large | USD/gigalumen_year | us | us | 4697970272.3493
commercial lighting | 4ft LFL: LED Integrated Luminaire - High Efficiency | 2047 | FIXED_OM | REPLACEMENT | office-small | USD/gigalumen_year | us | us | 4697970272.3493
commercial lighting | 4ft LFL: LED Integrated Luminaire - High Efficiency | 2047 | FIXED_OM | REPLACEMENT | other | USD/gigalumen_year | us | us | 4697970272.3493
commercial lighting | 4ft LFL: LED Integrated Luminaire - High Efficiency | 2047 | FIXED_OM | REPLACEMENT | warehouse | USD/gigalumen_year | us | us | 4697970272.3493
commercial lighting | 4ft LFL: LED Integrated Luminaire - High Efficiency | 2048 | CAPITAL | NEW | assembly | USD/gigalumen_year | us | us | 116603622159.71
commercial lighting | 4ft LFL: LED Integrated Luminaire - High Efficiency | 2048 | CAPITAL | NEW | education | USD/gigalumen_year | us | us | 116603622159.71
commercial lighting | 4ft LFL: LED Integrated Luminaire - High Efficiency | 2048 | CAPITAL | NEW | food sales | USD/gigalumen_year | us | us | 116603622159.71
commercial lighting | 4ft LFL: LED Integrated Luminaire - High Efficiency | 2048 | CAPITAL | NEW | food service | USD/gigalumen_year | us | us | 116603622159.71
commercial lighting | 4ft LFL: LED Integrated Luminaire - High Efficiency | 2048 | CAPITAL | NEW | health | USD/gigalumen_year | us | us | 116603622159.71
commercial lighting | 4ft LFL: LED Integrated Luminaire - High Efficiency | 2048 | CAPITAL | NEW | lodging | USD/gigalumen_year | us | us | 116603622159.71
commercial lighting | 4ft LFL: LED Integrated Luminaire - High Efficiency | 2048 | CAPITAL | NEW | merc/service | USD/gigalumen_year | us | us | 116603622159.71
commercial lighting | 4ft LFL: LED Integrated Luminaire - High Efficiency | 2048 | CAPITAL | NEW | office-large | USD/gigalumen_year | us | us | 116603622159.71
commercial lighting | 4ft LFL: LED Integrated Luminaire - High Efficiency | 2048 | CAPITAL | NEW | office-small | USD/gigalumen_year | us | us | 116603622159.71
commercial lighting | 4ft LFL: LED Integrated Luminaire - High Efficiency | 2048 | CAPITAL | NEW | other | USD/gigalumen_year | us | us | 116603622159.71
commercial lighting | 4ft LFL: LED Integrated Luminaire - High Efficiency | 2048 | CAPITAL | NEW | warehouse | USD/gigalumen_year | us | us | 116603622159.71
commercial lighting | 4ft LFL: LED Integrated Luminaire - High Efficiency | 2048 | CAPITAL | REPLACEMENT | assembly | USD/gigalumen_year | us | us | 116603622159.71
commercial lighting | 4ft LFL: LED Integrated Luminaire - High Efficiency | 2048 | CAPITAL | REPLACEMENT | education | USD/gigalumen_year | us | us | 116603622159.71
commercial lighting | 4ft LFL: LED Integrated Luminaire - High Efficiency | 2048 | CAPITAL | REPLACEMENT | food sales | USD/gigalumen_year | us | us | 116603622159.71
commercial lighting | 4ft LFL: LED Integrated Luminaire - High Efficiency | 2048 | CAPITAL | REPLACEMENT | food service | USD/gigalumen_year | us | us | 116603622159.71
commercial lighting | 4ft LFL: LED Integrated Luminaire - High Efficiency | 2048 | CAPITAL | REPLACEMENT | health | USD/gigalumen_year | us | us | 116603622159.71
commercial lighting | 4ft LFL: LED Integrated Luminaire - High Efficiency | 2048 | CAPITAL | REPLACEMENT | lodging | USD/gigalumen_year | us | us | 116603622159.71
commercial lighting | 4ft LFL: LED Integrated Luminaire - High Efficiency | 2048 | CAPITAL | REPLACEMENT | merc/service | USD/gigalumen_year | us | us | 116603622159.71
commercial lighting | 4ft LFL: LED Integrated Luminaire - High Efficiency | 2048 | CAPITAL | REPLACEMENT | office-large | USD/gigalumen_year | us | us | 116603622159.71
commercial lighting | 4ft LFL: LED Integrated Luminaire - High Efficiency | 2048 | CAPITAL | REPLACEMENT | office-small | USD/gigalumen_year | us | us | 116603622159.71
commercial lighting | 4ft LFL: LED Integrated Luminaire - High Efficiency | 2048 | CAPITAL | REPLACEMENT | other | USD/gigalumen_year | us | us | 116603622159.71
commercial lighting | 4ft LFL: LED Integrated Luminaire - High Efficiency | 2048 | CAPITAL | REPLACEMENT | warehouse | USD/gigalumen_year | us | us | 116603622159.71
commercial lighting | 4ft LFL: LED Integrated Luminaire - High Efficiency | 2048 | FIXED_OM | NEW | assembly | USD/gigalumen_year | us | us | 4697970272.3493
commercial lighting | 4ft LFL: LED Integrated Luminaire - High Efficiency | 2048 | FIXED_OM | NEW | education | USD/gigalumen_year | us | us | 4697970272.3493
commercial lighting | 4ft LFL: LED Integrated Luminaire - High Efficiency | 2048 | FIXED_OM | NEW | food sales | USD/gigalumen_year | us | us | 4697970272.3493
commercial lighting | 4ft LFL: LED Integrated Luminaire - High Efficiency | 2048 | FIXED_OM | NEW | food service | USD/gigalumen_year | us | us | 4697970272.3493
commercial lighting | 4ft LFL: LED Integrated Luminaire - High Efficiency | 2048 | FIXED_OM | NEW | health | USD/gigalumen_year | us | us | 4697970272.3493
commercial lighting | 4ft LFL: LED Integrated Luminaire - High Efficiency | 2048 | FIXED_OM | NEW | lodging | USD/gigalumen_year | us | us | 4697970272.3493
commercial lighting | 4ft LFL: LED Integrated Luminaire - High Efficiency | 2048 | FIXED_OM | NEW | merc/service | USD/gigalumen_year | us | us | 4697970272.3493
commercial lighting | 4ft LFL: LED Integrated Luminaire - High Efficiency | 2048 | FIXED_OM | NEW | office-large | USD/gigalumen_year | us | us | 4697970272.3493
commercial lighting | 4ft LFL: LED Integrated Luminaire - High Efficiency | 2048 | FIXED_OM | NEW | office-small | USD/gigalumen_year | us | us | 4697970272.3493
commercial lighting | 4ft LFL: LED Integrated Luminaire - High Efficiency | 2048 | FIXED_OM | NEW | other | USD/gigalumen_year | us | us | 4697970272.3493
commercial lighting | 4ft LFL: LED Integrated Luminaire - High Efficiency | 2048 | FIXED_OM | NEW | warehouse | USD/gigalumen_year | us | us | 4697970272.3493
commercial lighting | 4ft LFL: LED Integrated Luminaire - High Efficiency | 2048 | FIXED_OM | REPLACEMENT | assembly | USD/gigalumen_year | us | us | 4697970272.3493
commercial lighting | 4ft LFL: LED Integrated Luminaire - High Efficiency | 2048 | FIXED_OM | REPLACEMENT | education | USD/gigalumen_year | us | us | 4697970272.3493
commercial lighting | 4ft LFL: LED Integrated Luminaire - High Efficiency | 2048 | FIXED_OM | REPLACEMENT | food sales | USD/gigalumen_year | us | us | 4697970272.3493
commercial lighting | 4ft LFL: LED Integrated Luminaire - High Efficiency | 2048 | FIXED_OM | REPLACEMENT | food service | USD/gigalumen_year | us | us | 4697970272.3493
commercial lighting | 4ft LFL: LED Integrated Luminaire - High Efficiency | 2048 | FIXED_OM | REPLACEMENT | health | USD/gigalumen_year | us | us | 4697970272.3493
commercial lighting | 4ft LFL: LED Integrated Luminaire - High Efficiency | 2048 | FIXED_OM | REPLACEMENT | lodging | USD/gigalumen_year | us | us | 4697970272.3493
commercial lighting | 4ft LFL: LED Integrated Luminaire - High Efficiency | 2048 | FIXED_OM | REPLACEMENT | merc/service | USD/gigalumen_year | us | us | 4697970272.3493
commercial lighting | 4ft LFL: LED Integrated Luminaire - High Efficiency | 2048 | FIXED_OM | REPLACEMENT | office-large | USD/gigalumen_year | us | us | 4697970272.3493
commercial lighting | 4ft LFL: LED Integrated Luminaire - High Efficiency | 2048 | FIXED_OM | REPLACEMENT | office-small | USD/gigalumen_year | us | us | 4697970272.3493
commercial lighting | 4ft LFL: LED Integrated Luminaire - High Efficiency | 2048 | FIXED_OM | REPLACEMENT | other | USD/gigalumen_year | us | us | 4697970272.3493
commercial lighting | 4ft LFL: LED Integrated Luminaire - High Efficiency | 2048 | FIXED_OM | REPLACEMENT | warehouse | USD/gigalumen_year | us | us | 4697970272.3493
commercial lighting | 4ft LFL: LED Integrated Luminaire - High Efficiency | 2049 | CAPITAL | NEW | assembly | USD/gigalumen_year | us | us | 116603622159.71
commercial lighting | 4ft LFL: LED Integrated Luminaire - High Efficiency | 2049 | CAPITAL | NEW | education | USD/gigalumen_year | us | us | 116603622159.71
commercial lighting | 4ft LFL: LED Integrated Luminaire - High Efficiency | 2049 | CAPITAL | NEW | food sales | USD/gigalumen_year | us | us | 116603622159.71
commercial lighting | 4ft LFL: LED Integrated Luminaire - High Efficiency | 2049 | CAPITAL | NEW | food service | USD/gigalumen_year | us | us | 116603622159.71
commercial lighting | 4ft LFL: LED Integrated Luminaire - High Efficiency | 2049 | CAPITAL | NEW | health | USD/gigalumen_year | us | us | 116603622159.71
commercial lighting | 4ft LFL: LED Integrated Luminaire - High Efficiency | 2049 | CAPITAL | NEW | lodging | USD/gigalumen_year | us | us | 116603622159.71
commercial lighting | 4ft LFL: LED Integrated Luminaire - High Efficiency | 2049 | CAPITAL | NEW | merc/service | USD/gigalumen_year | us | us | 116603622159.71
commercial lighting | 4ft LFL: LED Integrated Luminaire - High Efficiency | 2049 | CAPITAL | NEW | office-large | USD/gigalumen_year | us | us | 116603622159.71
commercial lighting | 4ft LFL: LED Integrated Luminaire - High Efficiency | 2049 | CAPITAL | NEW | office-small | USD/gigalumen_year | us | us | 116603622159.71
commercial lighting | 4ft LFL: LED Integrated Luminaire - High Efficiency | 2049 | CAPITAL | NEW | other | USD/gigalumen_year | us | us | 116603622159.71
commercial lighting | 4ft LFL: LED Integrated Luminaire - High Efficiency | 2049 | CAPITAL | NEW | warehouse | USD/gigalumen_year | us | us | 116603622159.71
commercial lighting | 4ft LFL: LED Integrated Luminaire - High Efficiency | 2049 | CAPITAL | REPLACEMENT | assembly | USD/gigalumen_year | us | us | 116603622159.71
commercial lighting | 4ft LFL: LED Integrated Luminaire - High Efficiency | 2049 | CAPITAL | REPLACEMENT | education | USD/gigalumen_year | us | us | 116603622159.71
commercial lighting | 4ft LFL: LED Integrated Luminaire - High Efficiency | 2049 | CAPITAL | REPLACEMENT | food sales | USD/gigalumen_year | us | us | 116603622159.71
commercial lighting | 4ft LFL: LED Integrated Luminaire - High Efficiency | 2049 | CAPITAL | REPLACEMENT | food service | USD/gigalumen_year | us | us | 116603622159.71
commercial lighting | 4ft LFL: LED Integrated Luminaire - High Efficiency | 2049 | CAPITAL | REPLACEMENT | health | USD/gigalumen_year | us | us | 116603622159.71
commercial lighting | 4ft LFL: LED Integrated Luminaire - High Efficiency | 2049 | CAPITAL | REPLACEMENT | lodging | USD/gigalumen_year | us | us | 116603622159.71
commercial lighting | 4ft LFL: LED Integrated Luminaire - High Efficiency | 2049 | CAPITAL | REPLACEMENT | merc/service | USD/gigalumen_year | us | us | 116603622159.71
commercial lighting | 4ft LFL: LED Integrated Luminaire - High Efficiency | 2049 | CAPITAL | REPLACEMENT | office-large | USD/gigalumen_year | us | us | 116603622159.71
commercial lighting | 4ft LFL: LED Integrated Luminaire - High Efficiency | 2049 | CAPITAL | REPLACEMENT | office-small | USD/gigalumen_year | us | us | 116603622159.71
commercial lighting | 4ft LFL: LED Integrated Luminaire - High Efficiency | 2049 | CAPITAL | REPLACEMENT | other | USD/gigalumen_year | us | us | 116603622159.71
commercial lighting | 4ft LFL: LED Integrated Luminaire - High Efficiency | 2049 | CAPITAL | REPLACEMENT | warehouse | USD/gigalumen_year | us | us | 116603622159.71
commercial lighting | 4ft LFL: LED Integrated Luminaire - High Efficiency | 2049 | FIXED_OM | NEW | assembly | USD/gigalumen_year | us | us | 4697970272.3493
commercial lighting | 4ft LFL: LED Integrated Luminaire - High Efficiency | 2049 | FIXED_OM | NEW | education | USD/gigalumen_year | us | us | 4697970272.3493
commercial lighting | 4ft LFL: LED Integrated Luminaire - High Efficiency | 2049 | FIXED_OM | NEW | food sales | USD/gigalumen_year | us | us | 4697970272.3493
commercial lighting | 4ft LFL: LED Integrated Luminaire - High Efficiency | 2049 | FIXED_OM | NEW | food service | USD/gigalumen_year | us | us | 4697970272.3493
commercial lighting | 4ft LFL: LED Integrated Luminaire - High Efficiency | 2049 | FIXED_OM | NEW | health | USD/gigalumen_year | us | us | 4697970272.3493
commercial lighting | 4ft LFL: LED Integrated Luminaire - High Efficiency | 2049 | FIXED_OM | NEW | lodging | USD/gigalumen_year | us | us | 4697970272.3493
commercial lighting | 4ft LFL: LED Integrated Luminaire - High Efficiency | 2049 | FIXED_OM | NEW | merc/service | USD/gigalumen_year | us | us | 4697970272.3493
commercial lighting | 4ft LFL: LED Integrated Luminaire - High Efficiency | 2049 | FIXED_OM | NEW | office-large | USD/gigalumen_year | us | us | 4697970272.3493
commercial lighting | 4ft LFL: LED Integrated Luminaire - High Efficiency | 2049 | FIXED_OM | NEW | office-small | USD/gigalumen_year | us | us | 4697970272.3493
commercial lighting | 4ft LFL: LED Integrated Luminaire - High Efficiency | 2049 | FIXED_OM | NEW | other | USD/gigalumen_year | us | us | 4697970272.3493
commercial lighting | 4ft LFL: LED Integrated Luminaire - High Efficiency | 2049 | FIXED_OM | NEW | warehouse | USD/gigalumen_year | us | us | 4697970272.3493
commercial lighting | 4ft LFL: LED Integrated Luminaire - High Efficiency | 2049 | FIXED_OM | REPLACEMENT | assembly | USD/gigalumen_year | us | us | 4697970272.3493
commercial lighting | 4ft LFL: LED Integrated Luminaire - High Efficiency | 2049 | FIXED_OM | REPLACEMENT | education | USD/gigalumen_year | us | us | 4697970272.3493
commercial lighting | 4ft LFL: LED Integrated Luminaire - High Efficiency | 2049 | FIXED_OM | REPLACEMENT | food sales | USD/gigalumen_year | us | us | 4697970272.3493
commercial lighting | 4ft LFL: LED Integrated Luminaire - High Efficiency | 2049 | FIXED_OM | REPLACEMENT | food service | USD/gigalumen_year | us | us | 4697970272.3493
commercial lighting | 4ft LFL: LED Integrated Luminaire - High Efficiency | 2049 | FIXED_OM | REPLACEMENT | health | USD/gigalumen_year | us | us | 4697970272.3493
commercial lighting | 4ft LFL: LED Integrated Luminaire - High Efficiency | 2049 | FIXED_OM | REPLACEMENT | lodging | USD/gigalumen_year | us | us | 4697970272.3493
commercial lighting | 4ft LFL: LED Integrated Luminaire - High Efficiency | 2049 | FIXED_OM | REPLACEMENT | merc/service | USD/gigalumen_year | us | us | 4697970272.3493
commercial lighting | 4ft LFL: LED Integrated Luminaire - High Efficiency | 2049 | FIXED_OM | REPLACEMENT | office-large | USD/gigalumen_year | us | us | 4697970272.3493
commercial lighting | 4ft LFL: LED Integrated Luminaire - High Efficiency | 2049 | FIXED_OM | REPLACEMENT | office-small | USD/gigalumen_year | us | us | 4697970272.3493
commercial lighting | 4ft LFL: LED Integrated Luminaire - High Efficiency | 2049 | FIXED_OM | REPLACEMENT | other | USD/gigalumen_year | us | us | 4697970272.3493
commercial lighting | 4ft LFL: LED Integrated Luminaire - High Efficiency | 2049 | FIXED_OM | REPLACEMENT | warehouse | USD/gigalumen_year | us | us | 4697970272.3493
commercial lighting | 4ft LFL: LED Integrated Luminaire - High Efficiency | 2050 | CAPITAL | NEW | assembly | USD/gigalumen_year | us | us | 116603622159.71
commercial lighting | 4ft LFL: LED Integrated Luminaire - High Efficiency | 2050 | CAPITAL | NEW | education | USD/gigalumen_year | us | us | 116603622159.71
commercial lighting | 4ft LFL: LED Integrated Luminaire - High Efficiency | 2050 | CAPITAL | NEW | food sales | USD/gigalumen_year | us | us | 116603622159.71
commercial lighting | 4ft LFL: LED Integrated Luminaire - High Efficiency | 2050 | CAPITAL | NEW | food service | USD/gigalumen_year | us | us | 116603622159.71
commercial lighting | 4ft LFL: LED Integrated Luminaire - High Efficiency | 2050 | CAPITAL | NEW | health | USD/gigalumen_year | us | us | 116603622159.71
commercial lighting | 4ft LFL: LED Integrated Luminaire - High Efficiency | 2050 | CAPITAL | NEW | lodging | USD/gigalumen_year | us | us | 116603622159.71
commercial lighting | 4ft LFL: LED Integrated Luminaire - High Efficiency | 2050 | CAPITAL | NEW | merc/service | USD/gigalumen_year | us | us | 116603622159.71
commercial lighting | 4ft LFL: LED Integrated Luminaire - High Efficiency | 2050 | CAPITAL | NEW | office-large | USD/gigalumen_year | us | us | 116603622159.71
commercial lighting | 4ft LFL: LED Integrated Luminaire - High Efficiency | 2050 | CAPITAL | NEW | office-small | USD/gigalumen_year | us | us | 116603622159.71
commercial lighting | 4ft LFL: LED Integrated Luminaire - High Efficiency | 2050 | CAPITAL | NEW | other | USD/gigalumen_year | us | us | 116603622159.71
commercial lighting | 4ft LFL: LED Integrated Luminaire - High Efficiency | 2050 | CAPITAL | NEW | warehouse | USD/gigalumen_year | us | us | 116603622159.71
commercial lighting | 4ft LFL: LED Integrated Luminaire - High Efficiency | 2050 | CAPITAL | REPLACEMENT | assembly | USD/gigalumen_year | us | us | 116603622159.71
commercial lighting | 4ft LFL: LED Integrated Luminaire - High Efficiency | 2050 | CAPITAL | REPLACEMENT | education | USD/gigalumen_year | us | us | 116603622159.71
commercial lighting | 4ft LFL: LED Integrated Luminaire - High Efficiency | 2050 | CAPITAL | REPLACEMENT | food sales | USD/gigalumen_year | us | us | 116603622159.71
commercial lighting | 4ft LFL: LED Integrated Luminaire - High Efficiency | 2050 | CAPITAL | REPLACEMENT | food service | USD/gigalumen_year | us | us | 116603622159.71
commercial lighting | 4ft LFL: LED Integrated Luminaire - High Efficiency | 2050 | CAPITAL | REPLACEMENT | health | USD/gigalumen_year | us | us | 116603622159.71
commercial lighting | 4ft LFL: LED Integrated Luminaire - High Efficiency | 2050 | CAPITAL | REPLACEMENT | lodging | USD/gigalumen_year | us | us | 116603622159.71
commercial lighting | 4ft LFL: LED Integrated Luminaire - High Efficiency | 2050 | CAPITAL | REPLACEMENT | merc/service | USD/gigalumen_year | us | us | 116603622159.71
commercial lighting | 4ft LFL: LED Integrated Luminaire - High Efficiency | 2050 | CAPITAL | REPLACEMENT | office-large | USD/gigalumen_year | us | us | 116603622159.71
commercial lighting | 4ft LFL: LED Integrated Luminaire - High Efficiency | 2050 | CAPITAL | REPLACEMENT | office-small | USD/gigalumen_year | us | us | 116603622159.71
commercial lighting | 4ft LFL: LED Integrated Luminaire - High Efficiency | 2050 | CAPITAL | REPLACEMENT | other | USD/gigalumen_year | us | us | 116603622159.71
commercial lighting | 4ft LFL: LED Integrated Luminaire - High Efficiency | 2050 | CAPITAL | REPLACEMENT | warehouse | USD/gigalumen_year | us | us | 116603622159.71
commercial lighting | 4ft LFL: LED Integrated Luminaire - High Efficiency | 2050 | FIXED_OM | NEW | assembly | USD/gigalumen_year | us | us | 4697970272.3493
commercial lighting | 4ft LFL: LED Integrated Luminaire - High Efficiency | 2050 | FIXED_OM | NEW | education | USD/gigalumen_year | us | us | 4697970272.3493
commercial lighting | 4ft LFL: LED Integrated Luminaire - High Efficiency | 2050 | FIXED_OM | NEW | food sales | USD/gigalumen_year | us | us | 4697970272.3493
commercial lighting | 4ft LFL: LED Integrated Luminaire - High Efficiency | 2050 | FIXED_OM | NEW | food service | USD/gigalumen_year | us | us | 4697970272.3493
commercial lighting | 4ft LFL: LED Integrated Luminaire - High Efficiency | 2050 | FIXED_OM | NEW | health | USD/gigalumen_year | us | us | 4697970272.3493
commercial lighting | 4ft LFL: LED Integrated Luminaire - High Efficiency | 2050 | FIXED_OM | NEW | lodging | USD/gigalumen_year | us | us | 4697970272.3493
commercial lighting | 4ft LFL: LED Integrated Luminaire - High Efficiency | 2050 | FIXED_OM | NEW | merc/service | USD/gigalumen_year | us | us | 4697970272.3493
commercial lighting | 4ft LFL: LED Integrated Luminaire - High Efficiency | 2050 | FIXED_OM | NEW | office-large | USD/gigalumen_year | us | us | 4697970272.3493
commercial lighting | 4ft LFL: LED Integrated Luminaire - High Efficiency | 2050 | FIXED_OM | NEW | office-small | USD/gigalumen_year | us | us | 4697970272.3493
commercial lighting | 4ft LFL: LED Integrated Luminaire - High Efficiency | 2050 | FIXED_OM | NEW | other | USD/gigalumen_year | us | us | 4697970272.3493
commercial lighting | 4ft LFL: LED Integrated Luminaire - High Efficiency | 2050 | FIXED_OM | NEW | warehouse | USD/gigalumen_year | us | us | 4697970272.3493
commercial lighting | 4ft LFL: LED Integrated Luminaire - High Efficiency | 2050 | FIXED_OM | REPLACEMENT | assembly | USD/gigalumen_year | us | us | 4697970272.3493
commercial lighting | 4ft LFL: LED Integrated Luminaire - High Efficiency | 2050 | FIXED_OM | REPLACEMENT | education | USD/gigalumen_year | us | us | 4697970272.3493
commercial lighting | 4ft LFL: LED Integrated Luminaire - High Efficiency | 2050 | FIXED_OM | REPLACEMENT | food sales | USD/gigalumen_year | us | us | 4697970272.3493
commercial lighting | 4ft LFL: LED Integrated Luminaire - High Efficiency | 2050 | FIXED_OM | REPLACEMENT | food service | USD/gigalumen_year | us | us | 4697970272.3493
commercial lighting | 4ft LFL: LED Integrated Luminaire - High Efficiency | 2050 | FIXED_OM | REPLACEMENT | health | USD/gigalumen_year | us | us | 4697970272.3493
commercial lighting | 4ft LFL: LED Integrated Luminaire - High Efficiency | 2050 | FIXED_OM | REPLACEMENT | lodging | USD/gigalumen_year | us | us | 4697970272.3493
commercial lighting | 4ft LFL: LED Integrated Luminaire - High Efficiency | 2050 | FIXED_OM | REPLACEMENT | merc/service | USD/gigalumen_year | us | us | 4697970272.3493
commercial lighting | 4ft LFL: LED Integrated Luminaire - High Efficiency | 2050 | FIXED_OM | REPLACEMENT | office-large | USD/gigalumen_year | us | us | 4697970272.3493
commercial lighting | 4ft LFL: LED Integrated Luminaire - High Efficiency | 2050 | FIXED_OM | REPLACEMENT | office-small | USD/gigalumen_year | us | us | 4697970272.3493
commercial lighting | 4ft LFL: LED Integrated Luminaire - High Efficiency | 2050 | FIXED_OM | REPLACEMENT | other | USD/gigalumen_year | us | us | 4697970272.3493
commercial lighting | 4ft LFL: LED Integrated Luminaire - High Efficiency | 2050 | FIXED_OM | REPLACEMENT | warehouse | USD/gigalumen_year | us | us | 4697970272.3493
commercial lighting | 4ft LFL: T5 F28 | 2020 | CAPITAL | NEW | assembly | USD/gigalumen_year | us | us | 271542681741.792
commercial lighting | 4ft LFL: T5 F28 | 2020 | CAPITAL | NEW | education | USD/gigalumen_year | us | us | 271542681741.792
commercial lighting | 4ft LFL: T5 F28 | 2020 | CAPITAL | NEW | food sales | USD/gigalumen_year | us | us | 271542681741.792
commercial lighting | 4ft LFL: T5 F28 | 2020 | CAPITAL | NEW | food service | USD/gigalumen_year | us | us | 271542681741.792
commercial lighting | 4ft LFL: T5 F28 | 2020 | CAPITAL | NEW | health | USD/gigalumen_year | us | us | 271542681741.792
commercial lighting | 4ft LFL: T5 F28 | 2020 | CAPITAL | NEW | lodging | USD/gigalumen_year | us | us | 271542681741.792
commercial lighting | 4ft LFL: T5 F28 | 2020 | CAPITAL | NEW | merc/service | USD/gigalumen_year | us | us | 271542681741.792
commercial lighting | 4ft LFL: T5 F28 | 2020 | CAPITAL | NEW | office-large | USD/gigalumen_year | us | us | 271542681741.792
commercial lighting | 4ft LFL: T5 F28 | 2020 | CAPITAL | NEW | office-small | USD/gigalumen_year | us | us | 271542681741.792
commercial lighting | 4ft LFL: T5 F28 | 2020 | CAPITAL | NEW | other | USD/gigalumen_year | us | us | 271542681741.792
commercial lighting | 4ft LFL: T5 F28 | 2020 | CAPITAL | NEW | warehouse | USD/gigalumen_year | us | us | 271542681741.792
commercial lighting | 4ft LFL: T5 F28 | 2020 | CAPITAL | REPLACEMENT | assembly | USD/gigalumen_year | us | us | 271542681741.792
commercial lighting | 4ft LFL: T5 F28 | 2020 | CAPITAL | REPLACEMENT | education | USD/gigalumen_year | us | us | 271542681741.792
commercial lighting | 4ft LFL: T5 F28 | 2020 | CAPITAL | REPLACEMENT | food sales | USD/gigalumen_year | us | us | 271542681741.792
commercial lighting | 4ft LFL: T5 F28 | 2020 | CAPITAL | REPLACEMENT | food service | USD/gigalumen_year | us | us | 271542681741.792
commercial lighting | 4ft LFL: T5 F28 | 2020 | CAPITAL | REPLACEMENT | health | USD/gigalumen_year | us | us | 271542681741.792
commercial lighting | 4ft LFL: T5 F28 | 2020 | CAPITAL | REPLACEMENT | lodging | USD/gigalumen_year | us | us | 271542681741.792
commercial lighting | 4ft LFL: T5 F28 | 2020 | CAPITAL | REPLACEMENT | merc/service | USD/gigalumen_year | us | us | 271542681741.792
commercial lighting | 4ft LFL: T5 F28 | 2020 | CAPITAL | REPLACEMENT | office-large | USD/gigalumen_year | us | us | 271542681741.792
commercial lighting | 4ft LFL: T5 F28 | 2020 | CAPITAL | REPLACEMENT | office-small | USD/gigalumen_year | us | us | 271542681741.792
commercial lighting | 4ft LFL: T5 F28 | 2020 | CAPITAL | REPLACEMENT | other | USD/gigalumen_year | us | us | 271542681741.792
commercial lighting | 4ft LFL: T5 F28 | 2020 | CAPITAL | REPLACEMENT | warehouse | USD/gigalumen_year | us | us | 271542681741.792
commercial lighting | 4ft LFL: T5 F28 | 2020 | FIXED_OM | NEW | assembly | USD/gigalumen_year | us | us | 8832184112.0168
commercial lighting | 4ft LFL: T5 F28 | 2020 | FIXED_OM | NEW | education | USD/gigalumen_year | us | us | 8832184112.0168
commercial lighting | 4ft LFL: T5 F28 | 2020 | FIXED_OM | NEW | food sales | USD/gigalumen_year | us | us | 8832184112.0168
commercial lighting | 4ft LFL: T5 F28 | 2020 | FIXED_OM | NEW | food service | USD/gigalumen_year | us | us | 8832184112.0168
commercial lighting | 4ft LFL: T5 F28 | 2020 | FIXED_OM | NEW | health | USD/gigalumen_year | us | us | 8832184112.0168
commercial lighting | 4ft LFL: T5 F28 | 2020 | FIXED_OM | NEW | lodging | USD/gigalumen_year | us | us | 8832184112.0168
commercial lighting | 4ft LFL: T5 F28 | 2020 | FIXED_OM | NEW | merc/service | USD/gigalumen_year | us | us | 8832184112.0168
commercial lighting | 4ft LFL: T5 F28 | 2020 | FIXED_OM | NEW | office-large | USD/gigalumen_year | us | us | 8832184112.0168
commercial lighting | 4ft LFL: T5 F28 | 2020 | FIXED_OM | NEW | office-small | USD/gigalumen_year | us | us | 8832184112.0168
commercial lighting | 4ft LFL: T5 F28 | 2020 | FIXED_OM | NEW | other | USD/gigalumen_year | us | us | 8832184112.0168
commercial lighting | 4ft LFL: T5 F28 | 2020 | FIXED_OM | NEW | warehouse | USD/gigalumen_year | us | us | 8832184112.0168
commercial lighting | 4ft LFL: T5 F28 | 2020 | FIXED_OM | REPLACEMENT | assembly | USD/gigalumen_year | us | us | 8832184112.0168
commercial lighting | 4ft LFL: T5 F28 | 2020 | FIXED_OM | REPLACEMENT | education | USD/gigalumen_year | us | us | 8832184112.0168
commercial lighting | 4ft LFL: T5 F28 | 2020 | FIXED_OM | REPLACEMENT | food sales | USD/gigalumen_year | us | us | 8832184112.0168
commercial lighting | 4ft LFL: T5 F28 | 2020 | FIXED_OM | REPLACEMENT | food service | USD/gigalumen_year | us | us | 8832184112.0168
commercial lighting | 4ft LFL: T5 F28 | 2020 | FIXED_OM | REPLACEMENT | health | USD/gigalumen_year | us | us | 8832184112.0168
commercial lighting | 4ft LFL: T5 F28 | 2020 | FIXED_OM | REPLACEMENT | lodging | USD/gigalumen_year | us | us | 8832184112.0168
commercial lighting | 4ft LFL: T5 F28 | 2020 | FIXED_OM | REPLACEMENT | merc/service | USD/gigalumen_year | us | us | 8832184112.0168
commercial lighting | 4ft LFL: T5 F28 | 2020 | FIXED_OM | REPLACEMENT | office-large | USD/gigalumen_year | us | us | 8832184112.0168
commercial lighting | 4ft LFL: T5 F28 | 2020 | FIXED_OM | REPLACEMENT | office-small | USD/gigalumen_year | us | us | 8832184112.0168
commercial lighting | 4ft LFL: T5 F28 | 2020 | FIXED_OM | REPLACEMENT | other | USD/gigalumen_year | us | us | 8832184112.0168
commercial lighting | 4ft LFL: T5 F28 | 2020 | FIXED_OM | REPLACEMENT | warehouse | USD/gigalumen_year | us | us | 8832184112.0168
commercial lighting | 4ft LFL: T5 F28 | 2021 | CAPITAL | NEW | assembly | USD/gigalumen_year | us | us | 270509128281.875
commercial lighting | 4ft LFL: T5 F28 | 2021 | CAPITAL | NEW | education | USD/gigalumen_year | us | us | 270509128281.875
commercial lighting | 4ft LFL: T5 F28 | 2021 | CAPITAL | NEW | food sales | USD/gigalumen_year | us | us | 270509128281.875
commercial lighting | 4ft LFL: T5 F28 | 2021 | CAPITAL | NEW | food service | USD/gigalumen_year | us | us | 270509128281.875
commercial lighting | 4ft LFL: T5 F28 | 2021 | CAPITAL | NEW | health | USD/gigalumen_year | us | us | 270509128281.875
commercial lighting | 4ft LFL: T5 F28 | 2021 | CAPITAL | NEW | lodging | USD/gigalumen_year | us | us | 270509128281.875
commercial lighting | 4ft LFL: T5 F28 | 2021 | CAPITAL | NEW | merc/service | USD/gigalumen_year | us | us | 270509128281.875
commercial lighting | 4ft LFL: T5 F28 | 2021 | CAPITAL | NEW | office-large | USD/gigalumen_year | us | us | 270509128281.875
commercial lighting | 4ft LFL: T5 F28 | 2021 | CAPITAL | NEW | office-small | USD/gigalumen_year | us | us | 270509128281.875
commercial lighting | 4ft LFL: T5 F28 | 2021 | CAPITAL | NEW | other | USD/gigalumen_year | us | us | 270509128281.875
commercial lighting | 4ft LFL: T5 F28 | 2021 | CAPITAL | NEW | warehouse | USD/gigalumen_year | us | us | 270509128281.875
commercial lighting | 4ft LFL: T5 F28 | 2021 | CAPITAL | REPLACEMENT | assembly | USD/gigalumen_year | us | us | 270509128281.875
commercial lighting | 4ft LFL: T5 F28 | 2021 | CAPITAL | REPLACEMENT | education | USD/gigalumen_year | us | us | 270509128281.875
commercial lighting | 4ft LFL: T5 F28 | 2021 | CAPITAL | REPLACEMENT | food sales | USD/gigalumen_year | us | us | 270509128281.875
commercial lighting | 4ft LFL: T5 F28 | 2021 | CAPITAL | REPLACEMENT | food service | USD/gigalumen_year | us | us | 270509128281.875
commercial lighting | 4ft LFL: T5 F28 | 2021 | CAPITAL | REPLACEMENT | health | USD/gigalumen_year | us | us | 270509128281.875
commercial lighting | 4ft LFL: T5 F28 | 2021 | CAPITAL | REPLACEMENT | lodging | USD/gigalumen_year | us | us | 270509128281.875
commercial lighting | 4ft LFL: T5 F28 | 2021 | CAPITAL | REPLACEMENT | merc/service | USD/gigalumen_year | us | us | 270509128281.875
commercial lighting | 4ft LFL: T5 F28 | 2021 | CAPITAL | REPLACEMENT | office-large | USD/gigalumen_year | us | us | 270509128281.875
commercial lighting | 4ft LFL: T5 F28 | 2021 | CAPITAL | REPLACEMENT | office-small | USD/gigalumen_year | us | us | 270509128281.875
commercial lighting | 4ft LFL: T5 F28 | 2021 | CAPITAL | REPLACEMENT | other | USD/gigalumen_year | us | us | 270509128281.875
commercial lighting | 4ft LFL: T5 F28 | 2021 | CAPITAL | REPLACEMENT | warehouse | USD/gigalumen_year | us | us | 270509128281.875
commercial lighting | 4ft LFL: T5 F28 | 2021 | FIXED_OM | NEW | assembly | USD/gigalumen_year | us | us | 8785204409.2933
commercial lighting | 4ft LFL: T5 F28 | 2021 | FIXED_OM | NEW | education | USD/gigalumen_year | us | us | 8785204409.2933
commercial lighting | 4ft LFL: T5 F28 | 2021 | FIXED_OM | NEW | food sales | USD/gigalumen_year | us | us | 8785204409.2933
commercial lighting | 4ft LFL: T5 F28 | 2021 | FIXED_OM | NEW | food service | USD/gigalumen_year | us | us | 8785204409.2933
commercial lighting | 4ft LFL: T5 F28 | 2021 | FIXED_OM | NEW | health | USD/gigalumen_year | us | us | 8785204409.2933
commercial lighting | 4ft LFL: T5 F28 | 2021 | FIXED_OM | NEW | lodging | USD/gigalumen_year | us | us | 8785204409.2933
commercial lighting | 4ft LFL: T5 F28 | 2021 | FIXED_OM | NEW | merc/service | USD/gigalumen_year | us | us | 8785204409.2933
commercial lighting | 4ft LFL: T5 F28 | 2021 | FIXED_OM | NEW | office-large | USD/gigalumen_year | us | us | 8785204409.2933
commercial lighting | 4ft LFL: T5 F28 | 2021 | FIXED_OM | NEW | office-small | USD/gigalumen_year | us | us | 8785204409.2933
commercial lighting | 4ft LFL: T5 F28 | 2021 | FIXED_OM | NEW | other | USD/gigalumen_year | us | us | 8785204409.2933
commercial lighting | 4ft LFL: T5 F28 | 2021 | FIXED_OM | NEW | warehouse | USD/gigalumen_year | us | us | 8785204409.2933
commercial lighting | 4ft LFL: T5 F28 | 2021 | FIXED_OM | REPLACEMENT | assembly | USD/gigalumen_year | us | us | 8785204409.2933
commercial lighting | 4ft LFL: T5 F28 | 2021 | FIXED_OM | REPLACEMENT | education | USD/gigalumen_year | us | us | 8785204409.2933
commercial lighting | 4ft LFL: T5 F28 | 2021 | FIXED_OM | REPLACEMENT | food sales | USD/gigalumen_year | us | us | 8785204409.2933
commercial lighting | 4ft LFL: T5 F28 | 2021 | FIXED_OM | REPLACEMENT | food service | USD/gigalumen_year | us | us | 8785204409.2933
commercial lighting | 4ft LFL: T5 F28 | 2021 | FIXED_OM | REPLACEMENT | health | USD/gigalumen_year | us | us | 8785204409.2933
commercial lighting | 4ft LFL: T5 F28 | 2021 | FIXED_OM | REPLACEMENT | lodging | USD/gigalumen_year | us | us | 8785204409.2933
commercial lighting | 4ft LFL: T5 F28 | 2021 | FIXED_OM | REPLACEMENT | merc/service | USD/gigalumen_year | us | us | 8785204409.2933
commercial lighting | 4ft LFL: T5 F28 | 2021 | FIXED_OM | REPLACEMENT | office-large | USD/gigalumen_year | us | us | 8785204409.2933
commercial lighting | 4ft LFL: T5 F28 | 2021 | FIXED_OM | REPLACEMENT | office-small | USD/gigalumen_year | us | us | 8785204409.2933
commercial lighting | 4ft LFL: T5 F28 | 2021 | FIXED_OM | REPLACEMENT | other | USD/gigalumen_year | us | us | 8785204409.2933
commercial lighting | 4ft LFL: T5 F28 | 2021 | FIXED_OM | REPLACEMENT | warehouse | USD/gigalumen_year | us | us | 8785204409.2933
commercial lighting | 4ft LFL: T5 F28 | 2022 | CAPITAL | NEW | assembly | USD/gigalumen_year | us | us | 269475574821.958
commercial lighting | 4ft LFL: T5 F28 | 2022 | CAPITAL | NEW | education | USD/gigalumen_year | us | us | 269475574821.958
commercial lighting | 4ft LFL: T5 F28 | 2022 | CAPITAL | NEW | food sales | USD/gigalumen_year | us | us | 269475574821.958
commercial lighting | 4ft LFL: T5 F28 | 2022 | CAPITAL | NEW | food service | USD/gigalumen_year | us | us | 269475574821.958
commercial lighting | 4ft LFL: T5 F28 | 2022 | CAPITAL | NEW | health | USD/gigalumen_year | us | us | 269475574821.958
commercial lighting | 4ft LFL: T5 F28 | 2022 | CAPITAL | NEW | lodging | USD/gigalumen_year | us | us | 269475574821.958
commercial lighting | 4ft LFL: T5 F28 | 2022 | CAPITAL | NEW | merc/service | USD/gigalumen_year | us | us | 269475574821.958
commercial lighting | 4ft LFL: T5 F28 | 2022 | CAPITAL | NEW | office-large | USD/gigalumen_year | us | us | 269475574821.958
commercial lighting | 4ft LFL: T5 F28 | 2022 | CAPITAL | NEW | office-small | USD/gigalumen_year | us | us | 269475574821.958
commercial lighting | 4ft LFL: T5 F28 | 2022 | CAPITAL | NEW | other | USD/gigalumen_year | us | us | 269475574821.958
commercial lighting | 4ft LFL: T5 F28 | 2022 | CAPITAL | NEW | warehouse | USD/gigalumen_year | us | us | 269475574821.958
commercial lighting | 4ft LFL: T5 F28 | 2022 | CAPITAL | REPLACEMENT | assembly | USD/gigalumen_year | us | us | 269475574821.958
commercial lighting | 4ft LFL: T5 F28 | 2022 | CAPITAL | REPLACEMENT | education | USD/gigalumen_year | us | us | 269475574821.958
commercial lighting | 4ft LFL: T5 F28 | 2022 | CAPITAL | REPLACEMENT | food sales | USD/gigalumen_year | us | us | 269475574821.958
commercial lighting | 4ft LFL: T5 F28 | 2022 | CAPITAL | REPLACEMENT | food service | USD/gigalumen_year | us | us | 269475574821.958
commercial lighting | 4ft LFL: T5 F28 | 2022 | CAPITAL | REPLACEMENT | health | USD/gigalumen_year | us | us | 269475574821.958
commercial lighting | 4ft LFL: T5 F28 | 2022 | CAPITAL | REPLACEMENT | lodging | USD/gigalumen_year | us | us | 269475574821.958
commercial lighting | 4ft LFL: T5 F28 | 2022 | CAPITAL | REPLACEMENT | merc/service | USD/gigalumen_year | us | us | 269475574821.958
commercial lighting | 4ft LFL: T5 F28 | 2022 | CAPITAL | REPLACEMENT | office-large | USD/gigalumen_year | us | us | 269475574821.958
commercial lighting | 4ft LFL: T5 F28 | 2022 | CAPITAL | REPLACEMENT | office-small | USD/gigalumen_year | us | us | 269475574821.958
commercial lighting | 4ft LFL: T5 F28 | 2022 | CAPITAL | REPLACEMENT | other | USD/gigalumen_year | us | us | 269475574821.958
commercial lighting | 4ft LFL: T5 F28 | 2022 | CAPITAL | REPLACEMENT | warehouse | USD/gigalumen_year | us | us | 269475574821.958
commercial lighting | 4ft LFL: T5 F28 | 2022 | FIXED_OM | NEW | assembly | USD/gigalumen_year | us | us | 8738224706.5698
commercial lighting | 4ft LFL: T5 F28 | 2022 | FIXED_OM | NEW | education | USD/gigalumen_year | us | us | 8738224706.5698
commercial lighting | 4ft LFL: T5 F28 | 2022 | FIXED_OM | NEW | food sales | USD/gigalumen_year | us | us | 8738224706.5698
commercial lighting | 4ft LFL: T5 F28 | 2022 | FIXED_OM | NEW | food service | USD/gigalumen_year | us | us | 8738224706.5698
commercial lighting | 4ft LFL: T5 F28 | 2022 | FIXED_OM | NEW | health | USD/gigalumen_year | us | us | 8738224706.5698
commercial lighting | 4ft LFL: T5 F28 | 2022 | FIXED_OM | NEW | lodging | USD/gigalumen_year | us | us | 8738224706.5698
commercial lighting | 4ft LFL: T5 F28 | 2022 | FIXED_OM | NEW | merc/service | USD/gigalumen_year | us | us | 8738224706.5698
commercial lighting | 4ft LFL: T5 F28 | 2022 | FIXED_OM | NEW | office-large | USD/gigalumen_year | us | us | 8738224706.5698
commercial lighting | 4ft LFL: T5 F28 | 2022 | FIXED_OM | NEW | office-small | USD/gigalumen_year | us | us | 8738224706.5698
commercial lighting | 4ft LFL: T5 F28 | 2022 | FIXED_OM | NEW | other | USD/gigalumen_year | us | us | 8738224706.5698
commercial lighting | 4ft LFL: T5 F28 | 2022 | FIXED_OM | NEW | warehouse | USD/gigalumen_year | us | us | 8738224706.5698
commercial lighting | 4ft LFL: T5 F28 | 2022 | FIXED_OM | REPLACEMENT | assembly | USD/gigalumen_year | us | us | 8738224706.5698
commercial lighting | 4ft LFL: T5 F28 | 2022 | FIXED_OM | REPLACEMENT | education | USD/gigalumen_year | us | us | 8738224706.5698
commercial lighting | 4ft LFL: T5 F28 | 2022 | FIXED_OM | REPLACEMENT | food sales | USD/gigalumen_year | us | us | 8738224706.5698
commercial lighting | 4ft LFL: T5 F28 | 2022 | FIXED_OM | REPLACEMENT | food service | USD/gigalumen_year | us | us | 8738224706.5698
commercial lighting | 4ft LFL: T5 F28 | 2022 | FIXED_OM | REPLACEMENT | health | USD/gigalumen_year | us | us | 8738224706.5698
commercial lighting | 4ft LFL: T5 F28 | 2022 | FIXED_OM | REPLACEMENT | lodging | USD/gigalumen_year | us | us | 8738224706.5698
commercial lighting | 4ft LFL: T5 F28 | 2022 | FIXED_OM | REPLACEMENT | merc/service | USD/gigalumen_year | us | us | 8738224706.5698
commercial lighting | 4ft LFL: T5 F28 | 2022 | FIXED_OM | REPLACEMENT | office-large | USD/gigalumen_year | us | us | 8738224706.5698
commercial lighting | 4ft LFL: T5 F28 | 2022 | FIXED_OM | REPLACEMENT | office-small | USD/gigalumen_year | us | us | 8738224706.5698
commercial lighting | 4ft LFL: T5 F28 | 2022 | FIXED_OM | REPLACEMENT | other | USD/gigalumen_year | us | us | 8738224706.5698
commercial lighting | 4ft LFL: T5 F28 | 2022 | FIXED_OM | REPLACEMENT | warehouse | USD/gigalumen_year | us | us | 8738224706.5698
commercial lighting | 4ft LFL: T5 F28 | 2023 | CAPITAL | NEW | assembly | USD/gigalumen_year | us | us | 268442021362.041
commercial lighting | 4ft LFL: T5 F28 | 2023 | CAPITAL | NEW | education | USD/gigalumen_year | us | us | 268442021362.041
commercial lighting | 4ft LFL: T5 F28 | 2023 | CAPITAL | NEW | food sales | USD/gigalumen_year | us | us | 268442021362.041
commercial lighting | 4ft LFL: T5 F28 | 2023 | CAPITAL | NEW | food service | USD/gigalumen_year | us | us | 268442021362.041
commercial lighting | 4ft LFL: T5 F28 | 2023 | CAPITAL | NEW | health | USD/gigalumen_year | us | us | 268442021362.041
commercial lighting | 4ft LFL: T5 F28 | 2023 | CAPITAL | NEW | lodging | USD/gigalumen_year | us | us | 268442021362.041
commercial lighting | 4ft LFL: T5 F28 | 2023 | CAPITAL | NEW | merc/service | USD/gigalumen_year | us | us | 268442021362.041
commercial lighting | 4ft LFL: T5 F28 | 2023 | CAPITAL | NEW | office-large | USD/gigalumen_year | us | us | 268442021362.041
commercial lighting | 4ft LFL: T5 F28 | 2023 | CAPITAL | NEW | office-small | USD/gigalumen_year | us | us | 268442021362.041
commercial lighting | 4ft LFL: T5 F28 | 2023 | CAPITAL | NEW | other | USD/gigalumen_year | us | us | 268442021362.041
commercial lighting | 4ft LFL: T5 F28 | 2023 | CAPITAL | NEW | warehouse | USD/gigalumen_year | us | us | 268442021362.041
commercial lighting | 4ft LFL: T5 F28 | 2023 | CAPITAL | REPLACEMENT | assembly | USD/gigalumen_year | us | us | 268442021362.041
commercial lighting | 4ft LFL: T5 F28 | 2023 | CAPITAL | REPLACEMENT | education | USD/gigalumen_year | us | us | 268442021362.041
commercial lighting | 4ft LFL: T5 F28 | 2023 | CAPITAL | REPLACEMENT | food sales | USD/gigalumen_year | us | us | 268442021362.041
commercial lighting | 4ft LFL: T5 F28 | 2023 | CAPITAL | REPLACEMENT | food service | USD/gigalumen_year | us | us | 268442021362.041
commercial lighting | 4ft LFL: T5 F28 | 2023 | CAPITAL | REPLACEMENT | health | USD/gigalumen_year | us | us | 268442021362.041
commercial lighting | 4ft LFL: T5 F28 | 2023 | CAPITAL | REPLACEMENT | lodging | USD/gigalumen_year | us | us | 268442021362.041
commercial lighting | 4ft LFL: T5 F28 | 2023 | CAPITAL | REPLACEMENT | merc/service | USD/gigalumen_year | us | us | 268442021362.041
commercial lighting | 4ft LFL: T5 F28 | 2023 | CAPITAL | REPLACEMENT | office-large | USD/gigalumen_year | us | us | 268442021362.041
commercial lighting | 4ft LFL: T5 F28 | 2023 | CAPITAL | REPLACEMENT | office-small | USD/gigalumen_year | us | us | 268442021362.041
commercial lighting | 4ft LFL: T5 F28 | 2023 | CAPITAL | REPLACEMENT | other | USD/gigalumen_year | us | us | 268442021362.041
commercial lighting | 4ft LFL: T5 F28 | 2023 | CAPITAL | REPLACEMENT | warehouse | USD/gigalumen_year | us | us | 268442021362.041
commercial lighting | 4ft LFL: T5 F28 | 2023 | FIXED_OM | NEW | assembly | USD/gigalumen_year | us | us | 8691245003.8463
commercial lighting | 4ft LFL: T5 F28 | 2023 | FIXED_OM | NEW | education | USD/gigalumen_year | us | us | 8691245003.8463
commercial lighting | 4ft LFL: T5 F28 | 2023 | FIXED_OM | NEW | food sales | USD/gigalumen_year | us | us | 8691245003.8463
commercial lighting | 4ft LFL: T5 F28 | 2023 | FIXED_OM | NEW | food service | USD/gigalumen_year | us | us | 8691245003.8463
commercial lighting | 4ft LFL: T5 F28 | 2023 | FIXED_OM | NEW | health | USD/gigalumen_year | us | us | 8691245003.8463
commercial lighting | 4ft LFL: T5 F28 | 2023 | FIXED_OM | NEW | lodging | USD/gigalumen_year | us | us | 8691245003.8463
commercial lighting | 4ft LFL: T5 F28 | 2023 | FIXED_OM | NEW | merc/service | USD/gigalumen_year | us | us | 8691245003.8463
commercial lighting | 4ft LFL: T5 F28 | 2023 | FIXED_OM | NEW | office-large | USD/gigalumen_year | us | us | 8691245003.8463
commercial lighting | 4ft LFL: T5 F28 | 2023 | FIXED_OM | NEW | office-small | USD/gigalumen_year | us | us | 8691245003.8463
commercial lighting | 4ft LFL: T5 F28 | 2023 | FIXED_OM | NEW | other | USD/gigalumen_year | us | us | 8691245003.8463
commercial lighting | 4ft LFL: T5 F28 | 2023 | FIXED_OM | NEW | warehouse | USD/gigalumen_year | us | us | 8691245003.8463
commercial lighting | 4ft LFL: T5 F28 | 2023 | FIXED_OM | REPLACEMENT | assembly | USD/gigalumen_year | us | us | 8691245003.8463
commercial lighting | 4ft LFL: T5 F28 | 2023 | FIXED_OM | REPLACEMENT | education | USD/gigalumen_year | us | us | 8691245003.8463
commercial lighting | 4ft LFL: T5 F28 | 2023 | FIXED_OM | REPLACEMENT | food sales | USD/gigalumen_year | us | us | 8691245003.8463
commercial lighting | 4ft LFL: T5 F28 | 2023 | FIXED_OM | REPLACEMENT | food service | USD/gigalumen_year | us | us | 8691245003.8463
commercial lighting | 4ft LFL: T5 F28 | 2023 | FIXED_OM | REPLACEMENT | health | USD/gigalumen_year | us | us | 8691245003.8463
commercial lighting | 4ft LFL: T5 F28 | 2023 | FIXED_OM | REPLACEMENT | lodging | USD/gigalumen_year | us | us | 8691245003.8463
commercial lighting | 4ft LFL: T5 F28 | 2023 | FIXED_OM | REPLACEMENT | merc/service | USD/gigalumen_year | us | us | 8691245003.8463
commercial lighting | 4ft LFL: T5 F28 | 2023 | FIXED_OM | REPLACEMENT | office-large | USD/gigalumen_year | us | us | 8691245003.8463
commercial lighting | 4ft LFL: T5 F28 | 2023 | FIXED_OM | REPLACEMENT | office-small | USD/gigalumen_year | us | us | 8691245003.8463
commercial lighting | 4ft LFL: T5 F28 | 2023 | FIXED_OM | REPLACEMENT | other | USD/gigalumen_year | us | us | 8691245003.8463
commercial lighting | 4ft LFL: T5 F28 | 2023 | FIXED_OM | REPLACEMENT | warehouse | USD/gigalumen_year | us | us | 8691245003.8463
commercial lighting | 4ft LFL: T5 F28 | 2024 | CAPITAL | NEW | assembly | USD/gigalumen_year | us | us | 267408467902.124
commercial lighting | 4ft LFL: T5 F28 | 2024 | CAPITAL | NEW | education | USD/gigalumen_year | us | us | 267408467902.124
commercial lighting | 4ft LFL: T5 F28 | 2024 | CAPITAL | NEW | food sales | USD/gigalumen_year | us | us | 267408467902.124
commercial lighting | 4ft LFL: T5 F28 | 2024 | CAPITAL | NEW | food service | USD/gigalumen_year | us | us | 267408467902.124
commercial lighting | 4ft LFL: T5 F28 | 2024 | CAPITAL | NEW | health | USD/gigalumen_year | us | us | 267408467902.124
commercial lighting | 4ft LFL: T5 F28 | 2024 | CAPITAL | NEW | lodging | USD/gigalumen_year | us | us | 267408467902.124
commercial lighting | 4ft LFL: T5 F28 | 2024 | CAPITAL | NEW | merc/service | USD/gigalumen_year | us | us | 267408467902.124
commercial lighting | 4ft LFL: T5 F28 | 2024 | CAPITAL | NEW | office-large | USD/gigalumen_year | us | us | 267408467902.124
commercial lighting | 4ft LFL: T5 F28 | 2024 | CAPITAL | NEW | office-small | USD/gigalumen_year | us | us | 267408467902.124
commercial lighting | 4ft LFL: T5 F28 | 2024 | CAPITAL | NEW | other | USD/gigalumen_year | us | us | 267408467902.124
commercial lighting | 4ft LFL: T5 F28 | 2024 | CAPITAL | NEW | warehouse | USD/gigalumen_year | us | us | 267408467902.124
commercial lighting | 4ft LFL: T5 F28 | 2024 | CAPITAL | REPLACEMENT | assembly | USD/gigalumen_year | us | us | 267408467902.124
commercial lighting | 4ft LFL: T5 F28 | 2024 | CAPITAL | REPLACEMENT | education | USD/gigalumen_year | us | us | 267408467902.124
commercial lighting | 4ft LFL: T5 F28 | 2024 | CAPITAL | REPLACEMENT | food sales | USD/gigalumen_year | us | us | 267408467902.124
commercial lighting | 4ft LFL: T5 F28 | 2024 | CAPITAL | REPLACEMENT | food service | USD/gigalumen_year | us | us | 267408467902.124
commercial lighting | 4ft LFL: T5 F28 | 2024 | CAPITAL | REPLACEMENT | health | USD/gigalumen_year | us | us | 267408467902.124
commercial lighting | 4ft LFL: T5 F28 | 2024 | CAPITAL | REPLACEMENT | lodging | USD/gigalumen_year | us | us | 267408467902.124
commercial lighting | 4ft LFL: T5 F28 | 2024 | CAPITAL | REPLACEMENT | merc/service | USD/gigalumen_year | us | us | 267408467902.124
commercial lighting | 4ft LFL: T5 F28 | 2024 | CAPITAL | REPLACEMENT | office-large | USD/gigalumen_year | us | us | 267408467902.124
commercial lighting | 4ft LFL: T5 F28 | 2024 | CAPITAL | REPLACEMENT | office-small | USD/gigalumen_year | us | us | 267408467902.124
commercial lighting | 4ft LFL: T5 F28 | 2024 | CAPITAL | REPLACEMENT | other | USD/gigalumen_year | us | us | 267408467902.124
commercial lighting | 4ft LFL: T5 F28 | 2024 | CAPITAL | REPLACEMENT | warehouse | USD/gigalumen_year | us | us | 267408467902.124
commercial lighting | 4ft LFL: T5 F28 | 2024 | FIXED_OM | NEW | assembly | USD/gigalumen_year | us | us | 8644265301.1228
commercial lighting | 4ft LFL: T5 F28 | 2024 | FIXED_OM | NEW | education | USD/gigalumen_year | us | us | 8644265301.1228
commercial lighting | 4ft LFL: T5 F28 | 2024 | FIXED_OM | NEW | food sales | USD/gigalumen_year | us | us | 8644265301.1228
commercial lighting | 4ft LFL: T5 F28 | 2024 | FIXED_OM | NEW | food service | USD/gigalumen_year | us | us | 8644265301.1228
commercial lighting | 4ft LFL: T5 F28 | 2024 | FIXED_OM | NEW | health | USD/gigalumen_year | us | us | 8644265301.1228
commercial lighting | 4ft LFL: T5 F28 | 2024 | FIXED_OM | NEW | lodging | USD/gigalumen_year | us | us | 8644265301.1228
commercial lighting | 4ft LFL: T5 F28 | 2024 | FIXED_OM | NEW | merc/service | USD/gigalumen_year | us | us | 8644265301.1228
commercial lighting | 4ft LFL: T5 F28 | 2024 | FIXED_OM | NEW | office-large | USD/gigalumen_year | us | us | 8644265301.1228
commercial lighting | 4ft LFL: T5 F28 | 2024 | FIXED_OM | NEW | office-small | USD/gigalumen_year | us | us | 8644265301.1228
commercial lighting | 4ft LFL: T5 F28 | 2024 | FIXED_OM | NEW | other | USD/gigalumen_year | us | us | 8644265301.1228
commercial lighting | 4ft LFL: T5 F28 | 2024 | FIXED_OM | NEW | warehouse | USD/gigalumen_year | us | us | 8644265301.1228
commercial lighting | 4ft LFL: T5 F28 | 2024 | FIXED_OM | REPLACEMENT | assembly | USD/gigalumen_year | us | us | 8644265301.1228
commercial lighting | 4ft LFL: T5 F28 | 2024 | FIXED_OM | REPLACEMENT | education | USD/gigalumen_year | us | us | 8644265301.1228
commercial lighting | 4ft LFL: T5 F28 | 2024 | FIXED_OM | REPLACEMENT | food sales | USD/gigalumen_year | us | us | 8644265301.1228
commercial lighting | 4ft LFL: T5 F28 | 2024 | FIXED_OM | REPLACEMENT | food service | USD/gigalumen_year | us | us | 8644265301.1228
commercial lighting | 4ft LFL: T5 F28 | 2024 | FIXED_OM | REPLACEMENT | health | USD/gigalumen_year | us | us | 8644265301.1228
commercial lighting | 4ft LFL: T5 F28 | 2024 | FIXED_OM | REPLACEMENT | lodging | USD/gigalumen_year | us | us | 8644265301.1228
commercial lighting | 4ft LFL: T5 F28 | 2024 | FIXED_OM | REPLACEMENT | merc/service | USD/gigalumen_year | us | us | 8644265301.1228
commercial lighting | 4ft LFL: T5 F28 | 2024 | FIXED_OM | REPLACEMENT | office-large | USD/gigalumen_year | us | us | 8644265301.1228
commercial lighting | 4ft LFL: T5 F28 | 2024 | FIXED_OM | REPLACEMENT | office-small | USD/gigalumen_year | us | us | 8644265301.1228
commercial lighting | 4ft LFL: T5 F28 | 2024 | FIXED_OM | REPLACEMENT | other | USD/gigalumen_year | us | us | 8644265301.1228
commercial lighting | 4ft LFL: T5 F28 | 2024 | FIXED_OM | REPLACEMENT | warehouse | USD/gigalumen_year | us | us | 8644265301.1228
commercial lighting | 4ft LFL: T5 F28 | 2025 | CAPITAL | NEW | assembly | USD/gigalumen_year | us | us | 266374914442.207
commercial lighting | 4ft LFL: T5 F28 | 2025 | CAPITAL | NEW | education | USD/gigalumen_year | us | us | 266374914442.207
commercial lighting | 4ft LFL: T5 F28 | 2025 | CAPITAL | NEW | food sales | USD/gigalumen_year | us | us | 266374914442.207
commercial lighting | 4ft LFL: T5 F28 | 2025 | CAPITAL | NEW | food service | USD/gigalumen_year | us | us | 266374914442.207
commercial lighting | 4ft LFL: T5 F28 | 2025 | CAPITAL | NEW | health | USD/gigalumen_year | us | us | 266374914442.207
commercial lighting | 4ft LFL: T5 F28 | 2025 | CAPITAL | NEW | lodging | USD/gigalumen_year | us | us | 266374914442.207
commercial lighting | 4ft LFL: T5 F28 | 2025 | CAPITAL | NEW | merc/service | USD/gigalumen_year | us | us | 266374914442.207
commercial lighting | 4ft LFL: T5 F28 | 2025 | CAPITAL | NEW | office-large | USD/gigalumen_year | us | us | 266374914442.207
commercial lighting | 4ft LFL: T5 F28 | 2025 | CAPITAL | NEW | office-small | USD/gigalumen_year | us | us | 266374914442.207
commercial lighting | 4ft LFL: T5 F28 | 2025 | CAPITAL | NEW | other | USD/gigalumen_year | us | us | 266374914442.207
commercial lighting | 4ft LFL: T5 F28 | 2025 | CAPITAL | NEW | warehouse | USD/gigalumen_year | us | us | 266374914442.207
commercial lighting | 4ft LFL: T5 F28 | 2025 | CAPITAL | REPLACEMENT | assembly | USD/gigalumen_year | us | us | 266374914442.207
commercial lighting | 4ft LFL: T5 F28 | 2025 | CAPITAL | REPLACEMENT | education | USD/gigalumen_year | us | us | 266374914442.207
commercial lighting | 4ft LFL: T5 F28 | 2025 | CAPITAL | REPLACEMENT | food sales | USD/gigalumen_year | us | us | 266374914442.207
commercial lighting | 4ft LFL: T5 F28 | 2025 | CAPITAL | REPLACEMENT | food service | USD/gigalumen_year | us | us | 266374914442.207
commercial lighting | 4ft LFL: T5 F28 | 2025 | CAPITAL | REPLACEMENT | health | USD/gigalumen_year | us | us | 266374914442.207
commercial lighting | 4ft LFL: T5 F28 | 2025 | CAPITAL | REPLACEMENT | lodging | USD/gigalumen_year | us | us | 266374914442.207
commercial lighting | 4ft LFL: T5 F28 | 2025 | CAPITAL | REPLACEMENT | merc/service | USD/gigalumen_year | us | us | 266374914442.207
commercial lighting | 4ft LFL: T5 F28 | 2025 | CAPITAL | REPLACEMENT | office-large | USD/gigalumen_year | us | us | 266374914442.207
commercial lighting | 4ft LFL: T5 F28 | 2025 | CAPITAL | REPLACEMENT | office-small | USD/gigalumen_year | us | us | 266374914442.207
commercial lighting | 4ft LFL: T5 F28 | 2025 | CAPITAL | REPLACEMENT | other | USD/gigalumen_year | us | us | 266374914442.207
commercial lighting | 4ft LFL: T5 F28 | 2025 | CAPITAL | REPLACEMENT | warehouse | USD/gigalumen_year | us | us | 266374914442.207
commercial lighting | 4ft LFL: T5 F28 | 2025 | FIXED_OM | NEW | assembly | USD/gigalumen_year | us | us | 8597285598.3993
commercial lighting | 4ft LFL: T5 F28 | 2025 | FIXED_OM | NEW | education | USD/gigalumen_year | us | us | 8597285598.3993
commercial lighting | 4ft LFL: T5 F28 | 2025 | FIXED_OM | NEW | food sales | USD/gigalumen_year | us | us | 8597285598.3993
commercial lighting | 4ft LFL: T5 F28 | 2025 | FIXED_OM | NEW | food service | USD/gigalumen_year | us | us | 8597285598.3993
commercial lighting | 4ft LFL: T5 F28 | 2025 | FIXED_OM | NEW | health | USD/gigalumen_year | us | us | 8597285598.3993
commercial lighting | 4ft LFL: T5 F28 | 2025 | FIXED_OM | NEW | lodging | USD/gigalumen_year | us | us | 8597285598.3993
commercial lighting | 4ft LFL: T5 F28 | 2025 | FIXED_OM | NEW | merc/service | USD/gigalumen_year | us | us | 8597285598.3993
commercial lighting | 4ft LFL: T5 F28 | 2025 | FIXED_OM | NEW | office-large | USD/gigalumen_year | us | us | 8597285598.3993
commercial lighting | 4ft LFL: T5 F28 | 2025 | FIXED_OM | NEW | office-small | USD/gigalumen_year | us | us | 8597285598.3993
commercial lighting | 4ft LFL: T5 F28 | 2025 | FIXED_OM | NEW | other | USD/gigalumen_year | us | us | 8597285598.3993
commercial lighting | 4ft LFL: T5 F28 | 2025 | FIXED_OM | NEW | warehouse | USD/gigalumen_year | us | us | 8597285598.3993
commercial lighting | 4ft LFL: T5 F28 | 2025 | FIXED_OM | REPLACEMENT | assembly | USD/gigalumen_year | us | us | 8597285598.3993
commercial lighting | 4ft LFL: T5 F28 | 2025 | FIXED_OM | REPLACEMENT | education | USD/gigalumen_year | us | us | 8597285598.3993
commercial lighting | 4ft LFL: T5 F28 | 2025 | FIXED_OM | REPLACEMENT | food sales | USD/gigalumen_year | us | us | 8597285598.3993
commercial lighting | 4ft LFL: T5 F28 | 2025 | FIXED_OM | REPLACEMENT | food service | USD/gigalumen_year | us | us | 8597285598.3993
commercial lighting | 4ft LFL: T5 F28 | 2025 | FIXED_OM | REPLACEMENT | health | USD/gigalumen_year | us | us | 8597285598.3993
commercial lighting | 4ft LFL: T5 F28 | 2025 | FIXED_OM | REPLACEMENT | lodging | USD/gigalumen_year | us | us | 8597285598.3993
commercial lighting | 4ft LFL: T5 F28 | 2025 | FIXED_OM | REPLACEMENT | merc/service | USD/gigalumen_year | us | us | 8597285598.3993
commercial lighting | 4ft LFL: T5 F28 | 2025 | FIXED_OM | REPLACEMENT | office-large | USD/gigalumen_year | us | us | 8597285598.3993
commercial lighting | 4ft LFL: T5 F28 | 2025 | FIXED_OM | REPLACEMENT | office-small | USD/gigalumen_year | us | us | 8597285598.3993
commercial lighting | 4ft LFL: T5 F28 | 2025 | FIXED_OM | REPLACEMENT | other | USD/gigalumen_year | us | us | 8597285598.3993
commercial lighting | 4ft LFL: T5 F28 | 2025 | FIXED_OM | REPLACEMENT | warehouse | USD/gigalumen_year | us | us | 8597285598.3993
commercial lighting | 4ft LFL: T5 F28 | 2026 | CAPITAL | NEW | assembly | USD/gigalumen_year | us | us | 265341360982.291
commercial lighting | 4ft LFL: T5 F28 | 2026 | CAPITAL | NEW | education | USD/gigalumen_year | us | us | 265341360982.291
commercial lighting | 4ft LFL: T5 F28 | 2026 | CAPITAL | NEW | food sales | USD/gigalumen_year | us | us | 265341360982.291
commercial lighting | 4ft LFL: T5 F28 | 2026 | CAPITAL | NEW | food service | USD/gigalumen_year | us | us | 265341360982.291
commercial lighting | 4ft LFL: T5 F28 | 2026 | CAPITAL | NEW | health | USD/gigalumen_year | us | us | 265341360982.291
commercial lighting | 4ft LFL: T5 F28 | 2026 | CAPITAL | NEW | lodging | USD/gigalumen_year | us | us | 265341360982.291
commercial lighting | 4ft LFL: T5 F28 | 2026 | CAPITAL | NEW | merc/service | USD/gigalumen_year | us | us | 265341360982.291
commercial lighting | 4ft LFL: T5 F28 | 2026 | CAPITAL | NEW | office-large | USD/gigalumen_year | us | us | 265341360982.291
commercial lighting | 4ft LFL: T5 F28 | 2026 | CAPITAL | NEW | office-small | USD/gigalumen_year | us | us | 265341360982.291
commercial lighting | 4ft LFL: T5 F28 | 2026 | CAPITAL | NEW | other | USD/gigalumen_year | us | us | 265341360982.291
commercial lighting | 4ft LFL: T5 F28 | 2026 | CAPITAL | NEW | warehouse | USD/gigalumen_year | us | us | 265341360982.291
commercial lighting | 4ft LFL: T5 F28 | 2026 | CAPITAL | REPLACEMENT | assembly | USD/gigalumen_year | us | us | 265341360982.291
commercial lighting | 4ft LFL: T5 F28 | 2026 | CAPITAL | REPLACEMENT | education | USD/gigalumen_year | us | us | 265341360982.291
commercial lighting | 4ft LFL: T5 F28 | 2026 | CAPITAL | REPLACEMENT | food sales | USD/gigalumen_year | us | us | 265341360982.291
commercial lighting | 4ft LFL: T5 F28 | 2026 | CAPITAL | REPLACEMENT | food service | USD/gigalumen_year | us | us | 265341360982.291
commercial lighting | 4ft LFL: T5 F28 | 2026 | CAPITAL | REPLACEMENT | health | USD/gigalumen_year | us | us | 265341360982.291
commercial lighting | 4ft LFL: T5 F28 | 2026 | CAPITAL | REPLACEMENT | lodging | USD/gigalumen_year | us | us | 265341360982.291
commercial lighting | 4ft LFL: T5 F28 | 2026 | CAPITAL | REPLACEMENT | merc/service | USD/gigalumen_year | us | us | 265341360982.291
commercial lighting | 4ft LFL: T5 F28 | 2026 | CAPITAL | REPLACEMENT | office-large | USD/gigalumen_year | us | us | 265341360982.291
commercial lighting | 4ft LFL: T5 F28 | 2026 | CAPITAL | REPLACEMENT | office-small | USD/gigalumen_year | us | us | 265341360982.291
commercial lighting | 4ft LFL: T5 F28 | 2026 | CAPITAL | REPLACEMENT | other | USD/gigalumen_year | us | us | 265341360982.291
commercial lighting | 4ft LFL: T5 F28 | 2026 | CAPITAL | REPLACEMENT | warehouse | USD/gigalumen_year | us | us | 265341360982.291
commercial lighting | 4ft LFL: T5 F28 | 2026 | FIXED_OM | NEW | assembly | USD/gigalumen_year | us | us | 8550305895.6758
commercial lighting | 4ft LFL: T5 F28 | 2026 | FIXED_OM | NEW | education | USD/gigalumen_year | us | us | 8550305895.6758
commercial lighting | 4ft LFL: T5 F28 | 2026 | FIXED_OM | NEW | food sales | USD/gigalumen_year | us | us | 8550305895.6758
commercial lighting | 4ft LFL: T5 F28 | 2026 | FIXED_OM | NEW | food service | USD/gigalumen_year | us | us | 8550305895.6758
commercial lighting | 4ft LFL: T5 F28 | 2026 | FIXED_OM | NEW | health | USD/gigalumen_year | us | us | 8550305895.6758
commercial lighting | 4ft LFL: T5 F28 | 2026 | FIXED_OM | NEW | lodging | USD/gigalumen_year | us | us | 8550305895.6758
commercial lighting | 4ft LFL: T5 F28 | 2026 | FIXED_OM | NEW | merc/service | USD/gigalumen_year | us | us | 8550305895.6758
commercial lighting | 4ft LFL: T5 F28 | 2026 | FIXED_OM | NEW | office-large | USD/gigalumen_year | us | us | 8550305895.6758
commercial lighting | 4ft LFL: T5 F28 | 2026 | FIXED_OM | NEW | office-small | USD/gigalumen_year | us | us | 8550305895.6758
commercial lighting | 4ft LFL: T5 F28 | 2026 | FIXED_OM | NEW | other | USD/gigalumen_year | us | us | 8550305895.6758
commercial lighting | 4ft LFL: T5 F28 | 2026 | FIXED_OM | NEW | warehouse | USD/gigalumen_year | us | us | 8550305895.6758
commercial lighting | 4ft LFL: T5 F28 | 2026 | FIXED_OM | REPLACEMENT | assembly | USD/gigalumen_year | us | us | 8550305895.6758
commercial lighting | 4ft LFL: T5 F28 | 2026 | FIXED_OM | REPLACEMENT | education | USD/gigalumen_year | us | us | 8550305895.6758
commercial lighting | 4ft LFL: T5 F28 | 2026 | FIXED_OM | REPLACEMENT | food sales | USD/gigalumen_year | us | us | 8550305895.6758
commercial lighting | 4ft LFL: T5 F28 | 2026 | FIXED_OM | REPLACEMENT | food service | USD/gigalumen_year | us | us | 8550305895.6758
commercial lighting | 4ft LFL: T5 F28 | 2026 | FIXED_OM | REPLACEMENT | health | USD/gigalumen_year | us | us | 8550305895.6758
commercial lighting | 4ft LFL: T5 F28 | 2026 | FIXED_OM | REPLACEMENT | lodging | USD/gigalumen_year | us | us | 8550305895.6758
commercial lighting | 4ft LFL: T5 F28 | 2026 | FIXED_OM | REPLACEMENT | merc/service | USD/gigalumen_year | us | us | 8550305895.6758
commercial lighting | 4ft LFL: T5 F28 | 2026 | FIXED_OM | REPLACEMENT | office-large | USD/gigalumen_year | us | us | 8550305895.6758
commercial lighting | 4ft LFL: T5 F28 | 2026 | FIXED_OM | REPLACEMENT | office-small | USD/gigalumen_year | us | us | 8550305895.6758
commercial lighting | 4ft LFL: T5 F28 | 2026 | FIXED_OM | REPLACEMENT | other | USD/gigalumen_year | us | us | 8550305895.6758
commercial lighting | 4ft LFL: T5 F28 | 2026 | FIXED_OM | REPLACEMENT | warehouse | USD/gigalumen_year | us | us | 8550305895.6758
commercial lighting | 4ft LFL: T5 F28 | 2027 | CAPITAL | NEW | assembly | USD/gigalumen_year | us | us | 264307807522.374
commercial lighting | 4ft LFL: T5 F28 | 2027 | CAPITAL | NEW | education | USD/gigalumen_year | us | us | 264307807522.374
commercial lighting | 4ft LFL: T5 F28 | 2027 | CAPITAL | NEW | food sales | USD/gigalumen_year | us | us | 264307807522.374
commercial lighting | 4ft LFL: T5 F28 | 2027 | CAPITAL | NEW | food service | USD/gigalumen_year | us | us | 264307807522.374
commercial lighting | 4ft LFL: T5 F28 | 2027 | CAPITAL | NEW | health | USD/gigalumen_year | us | us | 264307807522.374
commercial lighting | 4ft LFL: T5 F28 | 2027 | CAPITAL | NEW | lodging | USD/gigalumen_year | us | us | 264307807522.374
commercial lighting | 4ft LFL: T5 F28 | 2027 | CAPITAL | NEW | merc/service | USD/gigalumen_year | us | us | 264307807522.374
commercial lighting | 4ft LFL: T5 F28 | 2027 | CAPITAL | NEW | office-large | USD/gigalumen_year | us | us | 264307807522.374
commercial lighting | 4ft LFL: T5 F28 | 2027 | CAPITAL | NEW | office-small | USD/gigalumen_year | us | us | 264307807522.374
commercial lighting | 4ft LFL: T5 F28 | 2027 | CAPITAL | NEW | other | USD/gigalumen_year | us | us | 264307807522.374
commercial lighting | 4ft LFL: T5 F28 | 2027 | CAPITAL | NEW | warehouse | USD/gigalumen_year | us | us | 264307807522.374
commercial lighting | 4ft LFL: T5 F28 | 2027 | CAPITAL | REPLACEMENT | assembly | USD/gigalumen_year | us | us | 264307807522.374
commercial lighting | 4ft LFL: T5 F28 | 2027 | CAPITAL | REPLACEMENT | education | USD/gigalumen_year | us | us | 264307807522.374
commercial lighting | 4ft LFL: T5 F28 | 2027 | CAPITAL | REPLACEMENT | food sales | USD/gigalumen_year | us | us | 264307807522.374
commercial lighting | 4ft LFL: T5 F28 | 2027 | CAPITAL | REPLACEMENT | food service | USD/gigalumen_year | us | us | 264307807522.374
commercial lighting | 4ft LFL: T5 F28 | 2027 | CAPITAL | REPLACEMENT | health | USD/gigalumen_year | us | us | 264307807522.374
commercial lighting | 4ft LFL: T5 F28 | 2027 | CAPITAL | REPLACEMENT | lodging | USD/gigalumen_year | us | us | 264307807522.374
commercial lighting | 4ft LFL: T5 F28 | 2027 | CAPITAL | REPLACEMENT | merc/service | USD/gigalumen_year | us | us | 264307807522.374
commercial lighting | 4ft LFL: T5 F28 | 2027 | CAPITAL | REPLACEMENT | office-large | USD/gigalumen_year | us | us | 264307807522.374
commercial lighting | 4ft LFL: T5 F28 | 2027 | CAPITAL | REPLACEMENT | office-small | USD/gigalumen_year | us | us | 264307807522.374
commercial lighting | 4ft LFL: T5 F28 | 2027 | CAPITAL | REPLACEMENT | other | USD/gigalumen_year | us | us | 264307807522.374
commercial lighting | 4ft LFL: T5 F28 | 2027 | CAPITAL | REPLACEMENT | warehouse | USD/gigalumen_year | us | us | 264307807522.374
commercial lighting | 4ft LFL: T5 F28 | 2027 | FIXED_OM | NEW | assembly | USD/gigalumen_year | us | us | 8503326192.9523
commercial lighting | 4ft LFL: T5 F28 | 2027 | FIXED_OM | NEW | education | USD/gigalumen_year | us | us | 8503326192.9523
commercial lighting | 4ft LFL: T5 F28 | 2027 | FIXED_OM | NEW | food sales | USD/gigalumen_year | us | us | 8503326192.9523
commercial lighting | 4ft LFL: T5 F28 | 2027 | FIXED_OM | NEW | food service | USD/gigalumen_year | us | us | 8503326192.9523
commercial lighting | 4ft LFL: T5 F28 | 2027 | FIXED_OM | NEW | health | USD/gigalumen_year | us | us | 8503326192.9523
commercial lighting | 4ft LFL: T5 F28 | 2027 | FIXED_OM | NEW | lodging | USD/gigalumen_year | us | us | 8503326192.9523
commercial lighting | 4ft LFL: T5 F28 | 2027 | FIXED_OM | NEW | merc/service | USD/gigalumen_year | us | us | 8503326192.9523
commercial lighting | 4ft LFL: T5 F28 | 2027 | FIXED_OM | NEW | office-large | USD/gigalumen_year | us | us | 8503326192.9523
commercial lighting | 4ft LFL: T5 F28 | 2027 | FIXED_OM | NEW | office-small | USD/gigalumen_year | us | us | 8503326192.9523
commercial lighting | 4ft LFL: T5 F28 | 2027 | FIXED_OM | NEW | other | USD/gigalumen_year | us | us | 8503326192.9523
commercial lighting | 4ft LFL: T5 F28 | 2027 | FIXED_OM | NEW | warehouse | USD/gigalumen_year | us | us | 8503326192.9523
commercial lighting | 4ft LFL: T5 F28 | 2027 | FIXED_OM | REPLACEMENT | assembly | USD/gigalumen_year | us | us | 8503326192.9523
commercial lighting | 4ft LFL: T5 F28 | 2027 | FIXED_OM | REPLACEMENT | education | USD/gigalumen_year | us | us | 8503326192.9523
commercial lighting | 4ft LFL: T5 F28 | 2027 | FIXED_OM | REPLACEMENT | food sales | USD/gigalumen_year | us | us | 8503326192.9523
commercial lighting | 4ft LFL: T5 F28 | 2027 | FIXED_OM | REPLACEMENT | food service | USD/gigalumen_year | us | us | 8503326192.9523
commercial lighting | 4ft LFL: T5 F28 | 2027 | FIXED_OM | REPLACEMENT | health | USD/gigalumen_year | us | us | 8503326192.9523
commercial lighting | 4ft LFL: T5 F28 | 2027 | FIXED_OM | REPLACEMENT | lodging | USD/gigalumen_year | us | us | 8503326192.9523
commercial lighting | 4ft LFL: T5 F28 | 2027 | FIXED_OM | REPLACEMENT | merc/service | USD/gigalumen_year | us | us | 8503326192.9523
commercial lighting | 4ft LFL: T5 F28 | 2027 | FIXED_OM | REPLACEMENT | office-large | USD/gigalumen_year | us | us | 8503326192.9523
commercial lighting | 4ft LFL: T5 F28 | 2027 | FIXED_OM | REPLACEMENT | office-small | USD/gigalumen_year | us | us | 8503326192.9523
commercial lighting | 4ft LFL: T5 F28 | 2027 | FIXED_OM | REPLACEMENT | other | USD/gigalumen_year | us | us | 8503326192.9523
commercial lighting | 4ft LFL: T5 F28 | 2027 | FIXED_OM | REPLACEMENT | warehouse | USD/gigalumen_year | us | us | 8503326192.9523
commercial lighting | 4ft LFL: T5 F28 | 2028 | CAPITAL | NEW | assembly | USD/gigalumen_year | us | us | 263274254062.457
commercial lighting | 4ft LFL: T5 F28 | 2028 | CAPITAL | NEW | education | USD/gigalumen_year | us | us | 263274254062.457
commercial lighting | 4ft LFL: T5 F28 | 2028 | CAPITAL | NEW | food sales | USD/gigalumen_year | us | us | 263274254062.457
commercial lighting | 4ft LFL: T5 F28 | 2028 | CAPITAL | NEW | food service | USD/gigalumen_year | us | us | 263274254062.457
commercial lighting | 4ft LFL: T5 F28 | 2028 | CAPITAL | NEW | health | USD/gigalumen_year | us | us | 263274254062.457
commercial lighting | 4ft LFL: T5 F28 | 2028 | CAPITAL | NEW | lodging | USD/gigalumen_year | us | us | 263274254062.457
commercial lighting | 4ft LFL: T5 F28 | 2028 | CAPITAL | NEW | merc/service | USD/gigalumen_year | us | us | 263274254062.457
commercial lighting | 4ft LFL: T5 F28 | 2028 | CAPITAL | NEW | office-large | USD/gigalumen_year | us | us | 263274254062.457
commercial lighting | 4ft LFL: T5 F28 | 2028 | CAPITAL | NEW | office-small | USD/gigalumen_year | us | us | 263274254062.457
commercial lighting | 4ft LFL: T5 F28 | 2028 | CAPITAL | NEW | other | USD/gigalumen_year | us | us | 263274254062.457
commercial lighting | 4ft LFL: T5 F28 | 2028 | CAPITAL | NEW | warehouse | USD/gigalumen_year | us | us | 263274254062.457
commercial lighting | 4ft LFL: T5 F28 | 2028 | CAPITAL | REPLACEMENT | assembly | USD/gigalumen_year | us | us | 263274254062.457
commercial lighting | 4ft LFL: T5 F28 | 2028 | CAPITAL | REPLACEMENT | education | USD/gigalumen_year | us | us | 263274254062.457
commercial lighting | 4ft LFL: T5 F28 | 2028 | CAPITAL | REPLACEMENT | food sales | USD/gigalumen_year | us | us | 263274254062.457
commercial lighting | 4ft LFL: T5 F28 | 2028 | CAPITAL | REPLACEMENT | food service | USD/gigalumen_year | us | us | 263274254062.457
commercial lighting | 4ft LFL: T5 F28 | 2028 | CAPITAL | REPLACEMENT | health | USD/gigalumen_year | us | us | 263274254062.457
commercial lighting | 4ft LFL: T5 F28 | 2028 | CAPITAL | REPLACEMENT | lodging | USD/gigalumen_year | us | us | 263274254062.457
commercial lighting | 4ft LFL: T5 F28 | 2028 | CAPITAL | REPLACEMENT | merc/service | USD/gigalumen_year | us | us | 263274254062.457
commercial lighting | 4ft LFL: T5 F28 | 2028 | CAPITAL | REPLACEMENT | office-large | USD/gigalumen_year | us | us | 263274254062.457
commercial lighting | 4ft LFL: T5 F28 | 2028 | CAPITAL | REPLACEMENT | office-small | USD/gigalumen_year | us | us | 263274254062.457
commercial lighting | 4ft LFL: T5 F28 | 2028 | CAPITAL | REPLACEMENT | other | USD/gigalumen_year | us | us | 263274254062.457
commercial lighting | 4ft LFL: T5 F28 | 2028 | CAPITAL | REPLACEMENT | warehouse | USD/gigalumen_year | us | us | 263274254062.457
commercial lighting | 4ft LFL: T5 F28 | 2028 | FIXED_OM | NEW | assembly | USD/gigalumen_year | us | us | 8456346490.2288
commercial lighting | 4ft LFL: T5 F28 | 2028 | FIXED_OM | NEW | education | USD/gigalumen_year | us | us | 8456346490.2288
commercial lighting | 4ft LFL: T5 F28 | 2028 | FIXED_OM | NEW | food sales | USD/gigalumen_year | us | us | 8456346490.2288
commercial lighting | 4ft LFL: T5 F28 | 2028 | FIXED_OM | NEW | food service | USD/gigalumen_year | us | us | 8456346490.2288
commercial lighting | 4ft LFL: T5 F28 | 2028 | FIXED_OM | NEW | health | USD/gigalumen_year | us | us | 8456346490.2288
commercial lighting | 4ft LFL: T5 F28 | 2028 | FIXED_OM | NEW | lodging | USD/gigalumen_year | us | us | 8456346490.2288
commercial lighting | 4ft LFL: T5 F28 | 2028 | FIXED_OM | NEW | merc/service | USD/gigalumen_year | us | us | 8456346490.2288
commercial lighting | 4ft LFL: T5 F28 | 2028 | FIXED_OM | NEW | office-large | USD/gigalumen_year | us | us | 8456346490.2288
commercial lighting | 4ft LFL: T5 F28 | 2028 | FIXED_OM | NEW | office-small | USD/gigalumen_year | us | us | 8456346490.2288
commercial lighting | 4ft LFL: T5 F28 | 2028 | FIXED_OM | NEW | other | USD/gigalumen_year | us | us | 8456346490.2288
commercial lighting | 4ft LFL: T5 F28 | 2028 | FIXED_OM | NEW | warehouse | USD/gigalumen_year | us | us | 8456346490.2288
commercial lighting | 4ft LFL: T5 F28 | 2028 | FIXED_OM | REPLACEMENT | assembly | USD/gigalumen_year | us | us | 8456346490.2288
commercial lighting | 4ft LFL: T5 F28 | 2028 | FIXED_OM | REPLACEMENT | education | USD/gigalumen_year | us | us | 8456346490.2288
commercial lighting | 4ft LFL: T5 F28 | 2028 | FIXED_OM | REPLACEMENT | food sales | USD/gigalumen_year | us | us | 8456346490.2288
commercial lighting | 4ft LFL: T5 F28 | 2028 | FIXED_OM | REPLACEMENT | food service | USD/gigalumen_year | us | us | 8456346490.2288
commercial lighting | 4ft LFL: T5 F28 | 2028 | FIXED_OM | REPLACEMENT | health | USD/gigalumen_year | us | us | 8456346490.2288
commercial lighting | 4ft LFL: T5 F28 | 2028 | FIXED_OM | REPLACEMENT | lodging | USD/gigalumen_year | us | us | 8456346490.2288
commercial lighting | 4ft LFL: T5 F28 | 2028 | FIXED_OM | REPLACEMENT | merc/service | USD/gigalumen_year | us | us | 8456346490.2288
commercial lighting | 4ft LFL: T5 F28 | 2028 | FIXED_OM | REPLACEMENT | office-large | USD/gigalumen_year | us | us | 8456346490.2288
commercial lighting | 4ft LFL: T5 F28 | 2028 | FIXED_OM | REPLACEMENT | office-small | USD/gigalumen_year | us | us | 8456346490.2288
commercial lighting | 4ft LFL: T5 F28 | 2028 | FIXED_OM | REPLACEMENT | other | USD/gigalumen_year | us | us | 8456346490.2288
commercial lighting | 4ft LFL: T5 F28 | 2028 | FIXED_OM | REPLACEMENT | warehouse | USD/gigalumen_year | us | us | 8456346490.2288
commercial lighting | 4ft LFL: T5 F28 | 2029 | CAPITAL | NEW | assembly | USD/gigalumen_year | us | us | 262240700602.54
commercial lighting | 4ft LFL: T5 F28 | 2029 | CAPITAL | NEW | education | USD/gigalumen_year | us | us | 262240700602.54
commercial lighting | 4ft LFL: T5 F28 | 2029 | CAPITAL | NEW | food sales | USD/gigalumen_year | us | us | 262240700602.54
commercial lighting | 4ft LFL: T5 F28 | 2029 | CAPITAL | NEW | food service | USD/gigalumen_year | us | us | 262240700602.54
commercial lighting | 4ft LFL: T5 F28 | 2029 | CAPITAL | NEW | health | USD/gigalumen_year | us | us | 262240700602.54
commercial lighting | 4ft LFL: T5 F28 | 2029 | CAPITAL | NEW | lodging | USD/gigalumen_year | us | us | 262240700602.54
commercial lighting | 4ft LFL: T5 F28 | 2029 | CAPITAL | NEW | merc/service | USD/gigalumen_year | us | us | 262240700602.54
commercial lighting | 4ft LFL: T5 F28 | 2029 | CAPITAL | NEW | office-large | USD/gigalumen_year | us | us | 262240700602.54
commercial lighting | 4ft LFL: T5 F28 | 2029 | CAPITAL | NEW | office-small | USD/gigalumen_year | us | us | 262240700602.54
commercial lighting | 4ft LFL: T5 F28 | 2029 | CAPITAL | NEW | other | USD/gigalumen_year | us | us | 262240700602.54
commercial lighting | 4ft LFL: T5 F28 | 2029 | CAPITAL | NEW | warehouse | USD/gigalumen_year | us | us | 262240700602.54
commercial lighting | 4ft LFL: T5 F28 | 2029 | CAPITAL | REPLACEMENT | assembly | USD/gigalumen_year | us | us | 262240700602.54
commercial lighting | 4ft LFL: T5 F28 | 2029 | CAPITAL | REPLACEMENT | education | USD/gigalumen_year | us | us | 262240700602.54
commercial lighting | 4ft LFL: T5 F28 | 2029 | CAPITAL | REPLACEMENT | food sales | USD/gigalumen_year | us | us | 262240700602.54
commercial lighting | 4ft LFL: T5 F28 | 2029 | CAPITAL | REPLACEMENT | food service | USD/gigalumen_year | us | us | 262240700602.54
commercial lighting | 4ft LFL: T5 F28 | 2029 | CAPITAL | REPLACEMENT | health | USD/gigalumen_year | us | us | 262240700602.54
commercial lighting | 4ft LFL: T5 F28 | 2029 | CAPITAL | REPLACEMENT | lodging | USD/gigalumen_year | us | us | 262240700602.54
commercial lighting | 4ft LFL: T5 F28 | 2029 | CAPITAL | REPLACEMENT | merc/service | USD/gigalumen_year | us | us | 262240700602.54
commercial lighting | 4ft LFL: T5 F28 | 2029 | CAPITAL | REPLACEMENT | office-large | USD/gigalumen_year | us | us | 262240700602.54
commercial lighting | 4ft LFL: T5 F28 | 2029 | CAPITAL | REPLACEMENT | office-small | USD/gigalumen_year | us | us | 262240700602.54
commercial lighting | 4ft LFL: T5 F28 | 2029 | CAPITAL | REPLACEMENT | other | USD/gigalumen_year | us | us | 262240700602.54
commercial lighting | 4ft LFL: T5 F28 | 2029 | CAPITAL | REPLACEMENT | warehouse | USD/gigalumen_year | us | us | 262240700602.54
commercial lighting | 4ft LFL: T5 F28 | 2029 | FIXED_OM | NEW | assembly | USD/gigalumen_year | us | us | 8409366787.5053
commercial lighting | 4ft LFL: T5 F28 | 2029 | FIXED_OM | NEW | education | USD/gigalumen_year | us | us | 8409366787.5053
commercial lighting | 4ft LFL: T5 F28 | 2029 | FIXED_OM | NEW | food sales | USD/gigalumen_year | us | us | 8409366787.5053
commercial lighting | 4ft LFL: T5 F28 | 2029 | FIXED_OM | NEW | food service | USD/gigalumen_year | us | us | 8409366787.5053
commercial lighting | 4ft LFL: T5 F28 | 2029 | FIXED_OM | NEW | health | USD/gigalumen_year | us | us | 8409366787.5053
commercial lighting | 4ft LFL: T5 F28 | 2029 | FIXED_OM | NEW | lodging | USD/gigalumen_year | us | us | 8409366787.5053
commercial lighting | 4ft LFL: T5 F28 | 2029 | FIXED_OM | NEW | merc/service | USD/gigalumen_year | us | us | 8409366787.5053
commercial lighting | 4ft LFL: T5 F28 | 2029 | FIXED_OM | NEW | office-large | USD/gigalumen_year | us | us | 8409366787.5053
commercial lighting | 4ft LFL: T5 F28 | 2029 | FIXED_OM | NEW | office-small | USD/gigalumen_year | us | us | 8409366787.5053
commercial lighting | 4ft LFL: T5 F28 | 2029 | FIXED_OM | NEW | other | USD/gigalumen_year | us | us | 8409366787.5053
commercial lighting | 4ft LFL: T5 F28 | 2029 | FIXED_OM | NEW | warehouse | USD/gigalumen_year | us | us | 8409366787.5053
commercial lighting | 4ft LFL: T5 F28 | 2029 | FIXED_OM | REPLACEMENT | assembly | USD/gigalumen_year | us | us | 8409366787.5053
commercial lighting | 4ft LFL: T5 F28 | 2029 | FIXED_OM | REPLACEMENT | education | USD/gigalumen_year | us | us | 8409366787.5053
commercial lighting | 4ft LFL: T5 F28 | 2029 | FIXED_OM | REPLACEMENT | food sales | USD/gigalumen_year | us | us | 8409366787.5053
commercial lighting | 4ft LFL: T5 F28 | 2029 | FIXED_OM | REPLACEMENT | food service | USD/gigalumen_year | us | us | 8409366787.5053
commercial lighting | 4ft LFL: T5 F28 | 2029 | FIXED_OM | REPLACEMENT | health | USD/gigalumen_year | us | us | 8409366787.5053
commercial lighting | 4ft LFL: T5 F28 | 2029 | FIXED_OM | REPLACEMENT | lodging | USD/gigalumen_year | us | us | 8409366787.5053
commercial lighting | 4ft LFL: T5 F28 | 2029 | FIXED_OM | REPLACEMENT | merc/service | USD/gigalumen_year | us | us | 8409366787.5053
commercial lighting | 4ft LFL: T5 F28 | 2029 | FIXED_OM | REPLACEMENT | office-large | USD/gigalumen_year | us | us | 8409366787.5053
commercial lighting | 4ft LFL: T5 F28 | 2029 | FIXED_OM | REPLACEMENT | office-small | USD/gigalumen_year | us | us | 8409366787.5053
commercial lighting | 4ft LFL: T5 F28 | 2029 | FIXED_OM | REPLACEMENT | other | USD/gigalumen_year | us | us | 8409366787.5053
commercial lighting | 4ft LFL: T5 F28 | 2029 | FIXED_OM | REPLACEMENT | warehouse | USD/gigalumen_year | us | us | 8409366787.5053
commercial lighting | 4ft LFL: T5 F28 | 2030 | CAPITAL | NEW | assembly | USD/gigalumen_year | us | us | 261207147142.623
commercial lighting | 4ft LFL: T5 F28 | 2030 | CAPITAL | NEW | education | USD/gigalumen_year | us | us | 261207147142.623
commercial lighting | 4ft LFL: T5 F28 | 2030 | CAPITAL | NEW | food sales | USD/gigalumen_year | us | us | 261207147142.623
commercial lighting | 4ft LFL: T5 F28 | 2030 | CAPITAL | NEW | food service | USD/gigalumen_year | us | us | 261207147142.623
commercial lighting | 4ft LFL: T5 F28 | 2030 | CAPITAL | NEW | health | USD/gigalumen_year | us | us | 261207147142.623
commercial lighting | 4ft LFL: T5 F28 | 2030 | CAPITAL | NEW | lodging | USD/gigalumen_year | us | us | 261207147142.623
commercial lighting | 4ft LFL: T5 F28 | 2030 | CAPITAL | NEW | merc/service | USD/gigalumen_year | us | us | 261207147142.623
commercial lighting | 4ft LFL: T5 F28 | 2030 | CAPITAL | NEW | office-large | USD/gigalumen_year | us | us | 261207147142.623
commercial lighting | 4ft LFL: T5 F28 | 2030 | CAPITAL | NEW | office-small | USD/gigalumen_year | us | us | 261207147142.623
commercial lighting | 4ft LFL: T5 F28 | 2030 | CAPITAL | NEW | other | USD/gigalumen_year | us | us | 261207147142.623
commercial lighting | 4ft LFL: T5 F28 | 2030 | CAPITAL | NEW | warehouse | USD/gigalumen_year | us | us | 261207147142.623
commercial lighting | 4ft LFL: T5 F28 | 2030 | CAPITAL | REPLACEMENT | assembly | USD/gigalumen_year | us | us | 261207147142.623
commercial lighting | 4ft LFL: T5 F28 | 2030 | CAPITAL | REPLACEMENT | education | USD/gigalumen_year | us | us | 261207147142.623
commercial lighting | 4ft LFL: T5 F28 | 2030 | CAPITAL | REPLACEMENT | food sales | USD/gigalumen_year | us | us | 261207147142.623
commercial lighting | 4ft LFL: T5 F28 | 2030 | CAPITAL | REPLACEMENT | food service | USD/gigalumen_year | us | us | 261207147142.623
commercial lighting | 4ft LFL: T5 F28 | 2030 | CAPITAL | REPLACEMENT | health | USD/gigalumen_year | us | us | 261207147142.623
commercial lighting | 4ft LFL: T5 F28 | 2030 | CAPITAL | REPLACEMENT | lodging | USD/gigalumen_year | us | us | 261207147142.623
commercial lighting | 4ft LFL: T5 F28 | 2030 | CAPITAL | REPLACEMENT | merc/service | USD/gigalumen_year | us | us | 261207147142.623
commercial lighting | 4ft LFL: T5 F28 | 2030 | CAPITAL | REPLACEMENT | office-large | USD/gigalumen_year | us | us | 261207147142.623
commercial lighting | 4ft LFL: T5 F28 | 2030 | CAPITAL | REPLACEMENT | office-small | USD/gigalumen_year | us | us | 261207147142.623
commercial lighting | 4ft LFL: T5 F28 | 2030 | CAPITAL | REPLACEMENT | other | USD/gigalumen_year | us | us | 261207147142.623
commercial lighting | 4ft LFL: T5 F28 | 2030 | CAPITAL | REPLACEMENT | warehouse | USD/gigalumen_year | us | us | 261207147142.623
commercial lighting | 4ft LFL: T5 F28 | 2030 | FIXED_OM | NEW | assembly | USD/gigalumen_year | us | us | 8362387084.7818
commercial lighting | 4ft LFL: T5 F28 | 2030 | FIXED_OM | NEW | education | USD/gigalumen_year | us | us | 8362387084.7818
commercial lighting | 4ft LFL: T5 F28 | 2030 | FIXED_OM | NEW | food sales | USD/gigalumen_year | us | us | 8362387084.7818
commercial lighting | 4ft LFL: T5 F28 | 2030 | FIXED_OM | NEW | food service | USD/gigalumen_year | us | us | 8362387084.7818
commercial lighting | 4ft LFL: T5 F28 | 2030 | FIXED_OM | NEW | health | USD/gigalumen_year | us | us | 8362387084.7818
commercial lighting | 4ft LFL: T5 F28 | 2030 | FIXED_OM | NEW | lodging | USD/gigalumen_year | us | us | 8362387084.7818
commercial lighting | 4ft LFL: T5 F28 | 2030 | FIXED_OM | NEW | merc/service | USD/gigalumen_year | us | us | 8362387084.7818
commercial lighting | 4ft LFL: T5 F28 | 2030 | FIXED_OM | NEW | office-large | USD/gigalumen_year | us | us | 8362387084.7818
commercial lighting | 4ft LFL: T5 F28 | 2030 | FIXED_OM | NEW | office-small | USD/gigalumen_year | us | us | 8362387084.7818
commercial lighting | 4ft LFL: T5 F28 | 2030 | FIXED_OM | NEW | other | USD/gigalumen_year | us | us | 8362387084.7818
commercial lighting | 4ft LFL: T5 F28 | 2030 | FIXED_OM | NEW | warehouse | USD/gigalumen_year | us | us | 8362387084.7818
commercial lighting | 4ft LFL: T5 F28 | 2030 | FIXED_OM | REPLACEMENT | assembly | USD/gigalumen_year | us | us | 8362387084.7818
commercial lighting | 4ft LFL: T5 F28 | 2030 | FIXED_OM | REPLACEMENT | education | USD/gigalumen_year | us | us | 8362387084.7818
commercial lighting | 4ft LFL: T5 F28 | 2030 | FIXED_OM | REPLACEMENT | food sales | USD/gigalumen_year | us | us | 8362387084.7818
commercial lighting | 4ft LFL: T5 F28 | 2030 | FIXED_OM | REPLACEMENT | food service | USD/gigalumen_year | us | us | 8362387084.7818
commercial lighting | 4ft LFL: T5 F28 | 2030 | FIXED_OM | REPLACEMENT | health | USD/gigalumen_year | us | us | 8362387084.7818
commercial lighting | 4ft LFL: T5 F28 | 2030 | FIXED_OM | REPLACEMENT | lodging | USD/gigalumen_year | us | us | 8362387084.7818
commercial lighting | 4ft LFL: T5 F28 | 2030 | FIXED_OM | REPLACEMENT | merc/service | USD/gigalumen_year | us | us | 8362387084.7818
commercial lighting | 4ft LFL: T5 F28 | 2030 | FIXED_OM | REPLACEMENT | office-large | USD/gigalumen_year | us | us | 8362387084.7818
commercial lighting | 4ft LFL: T5 F28 | 2030 | FIXED_OM | REPLACEMENT | office-small | USD/gigalumen_year | us | us | 8362387084.7818
commercial lighting | 4ft LFL: T5 F28 | 2030 | FIXED_OM | REPLACEMENT | other | USD/gigalumen_year | us | us | 8362387084.7818
commercial lighting | 4ft LFL: T5 F28 | 2030 | FIXED_OM | REPLACEMENT | warehouse | USD/gigalumen_year | us | us | 8362387084.7818
commercial lighting | 4ft LFL: T5 F28 | 2031 | CAPITAL | NEW | assembly | USD/gigalumen_year | us | us | 260220573385.43
commercial lighting | 4ft LFL: T5 F28 | 2031 | CAPITAL | NEW | education | USD/gigalumen_year | us | us | 260220573385.43
commercial lighting | 4ft LFL: T5 F28 | 2031 | CAPITAL | NEW | food sales | USD/gigalumen_year | us | us | 260220573385.43
commercial lighting | 4ft LFL: T5 F28 | 2031 | CAPITAL | NEW | food service | USD/gigalumen_year | us | us | 260220573385.43
commercial lighting | 4ft LFL: T5 F28 | 2031 | CAPITAL | NEW | health | USD/gigalumen_year | us | us | 260220573385.43
commercial lighting | 4ft LFL: T5 F28 | 2031 | CAPITAL | NEW | lodging | USD/gigalumen_year | us | us | 260220573385.43
commercial lighting | 4ft LFL: T5 F28 | 2031 | CAPITAL | NEW | merc/service | USD/gigalumen_year | us | us | 260220573385.43
commercial lighting | 4ft LFL: T5 F28 | 2031 | CAPITAL | NEW | office-large | USD/gigalumen_year | us | us | 260220573385.43
commercial lighting | 4ft LFL: T5 F28 | 2031 | CAPITAL | NEW | office-small | USD/gigalumen_year | us | us | 260220573385.43
commercial lighting | 4ft LFL: T5 F28 | 2031 | CAPITAL | NEW | other | USD/gigalumen_year | us | us | 260220573385.43
commercial lighting | 4ft LFL: T5 F28 | 2031 | CAPITAL | NEW | warehouse | USD/gigalumen_year | us | us | 260220573385.43
commercial lighting | 4ft LFL: T5 F28 | 2031 | CAPITAL | REPLACEMENT | assembly | USD/gigalumen_year | us | us | 260220573385.43
commercial lighting | 4ft LFL: T5 F28 | 2031 | CAPITAL | REPLACEMENT | education | USD/gigalumen_year | us | us | 260220573385.43
commercial lighting | 4ft LFL: T5 F28 | 2031 | CAPITAL | REPLACEMENT | food sales | USD/gigalumen_year | us | us | 260220573385.43
commercial lighting | 4ft LFL: T5 F28 | 2031 | CAPITAL | REPLACEMENT | food service | USD/gigalumen_year | us | us | 260220573385.43
commercial lighting | 4ft LFL: T5 F28 | 2031 | CAPITAL | REPLACEMENT | health | USD/gigalumen_year | us | us | 260220573385.43
commercial lighting | 4ft LFL: T5 F28 | 2031 | CAPITAL | REPLACEMENT | lodging | USD/gigalumen_year | us | us | 260220573385.43
commercial lighting | 4ft LFL: T5 F28 | 2031 | CAPITAL | REPLACEMENT | merc/service | USD/gigalumen_year | us | us | 260220573385.43
commercial lighting | 4ft LFL: T5 F28 | 2031 | CAPITAL | REPLACEMENT | office-large | USD/gigalumen_year | us | us | 260220573385.43
commercial lighting | 4ft LFL: T5 F28 | 2031 | CAPITAL | REPLACEMENT | office-small | USD/gigalumen_year | us | us | 260220573385.43
commercial lighting | 4ft LFL: T5 F28 | 2031 | CAPITAL | REPLACEMENT | other | USD/gigalumen_year | us | us | 260220573385.43
commercial lighting | 4ft LFL: T5 F28 | 2031 | CAPITAL | REPLACEMENT | warehouse | USD/gigalumen_year | us | us | 260220573385.43
commercial lighting | 4ft LFL: T5 F28 | 2031 | FIXED_OM | NEW | assembly | USD/gigalumen_year | us | us | 8306011441.5136
commercial lighting | 4ft LFL: T5 F28 | 2031 | FIXED_OM | NEW | education | USD/gigalumen_year | us | us | 8306011441.5136
commercial lighting | 4ft LFL: T5 F28 | 2031 | FIXED_OM | NEW | food sales | USD/gigalumen_year | us | us | 8306011441.5136
commercial lighting | 4ft LFL: T5 F28 | 2031 | FIXED_OM | NEW | food service | USD/gigalumen_year | us | us | 8306011441.5136
commercial lighting | 4ft LFL: T5 F28 | 2031 | FIXED_OM | NEW | health | USD/gigalumen_year | us | us | 8306011441.5136
commercial lighting | 4ft LFL: T5 F28 | 2031 | FIXED_OM | NEW | lodging | USD/gigalumen_year | us | us | 8306011441.5136
commercial lighting | 4ft LFL: T5 F28 | 2031 | FIXED_OM | NEW | merc/service | USD/gigalumen_year | us | us | 8306011441.5136
commercial lighting | 4ft LFL: T5 F28 | 2031 | FIXED_OM | NEW | office-large | USD/gigalumen_year | us | us | 8306011441.5136
commercial lighting | 4ft LFL: T5 F28 | 2031 | FIXED_OM | NEW | office-small | USD/gigalumen_year | us | us | 8306011441.5136
commercial lighting | 4ft LFL: T5 F28 | 2031 | FIXED_OM | NEW | other | USD/gigalumen_year | us | us | 8306011441.5136
commercial lighting | 4ft LFL: T5 F28 | 2031 | FIXED_OM | NEW | warehouse | USD/gigalumen_year | us | us | 8306011441.5136
commercial lighting | 4ft LFL: T5 F28 | 2031 | FIXED_OM | REPLACEMENT | assembly | USD/gigalumen_year | us | us | 8306011441.5136
commercial lighting | 4ft LFL: T5 F28 | 2031 | FIXED_OM | REPLACEMENT | education | USD/gigalumen_year | us | us | 8306011441.5136
commercial lighting | 4ft LFL: T5 F28 | 2031 | FIXED_OM | REPLACEMENT | food sales | USD/gigalumen_year | us | us | 8306011441.5136
commercial lighting | 4ft LFL: T5 F28 | 2031 | FIXED_OM | REPLACEMENT | food service | USD/gigalumen_year | us | us | 8306011441.5136
commercial lighting | 4ft LFL: T5 F28 | 2031 | FIXED_OM | REPLACEMENT | health | USD/gigalumen_year | us | us | 8306011441.5136
commercial lighting | 4ft LFL: T5 F28 | 2031 | FIXED_OM | REPLACEMENT | lodging | USD/gigalumen_year | us | us | 8306011441.5136
commercial lighting | 4ft LFL: T5 F28 | 2031 | FIXED_OM | REPLACEMENT | merc/service | USD/gigalumen_year | us | us | 8306011441.5136
commercial lighting | 4ft LFL: T5 F28 | 2031 | FIXED_OM | REPLACEMENT | office-large | USD/gigalumen_year | us | us | 8306011441.5136
commercial lighting | 4ft LFL: T5 F28 | 2031 | FIXED_OM | REPLACEMENT | office-small | USD/gigalumen_year | us | us | 8306011441.5136
commercial lighting | 4ft LFL: T5 F28 | 2031 | FIXED_OM | REPLACEMENT | other | USD/gigalumen_year | us | us | 8306011441.5136
commercial lighting | 4ft LFL: T5 F28 | 2031 | FIXED_OM | REPLACEMENT | warehouse | USD/gigalumen_year | us | us | 8306011441.5136
commercial lighting | 4ft LFL: T5 F28 | 2032 | CAPITAL | NEW | assembly | USD/gigalumen_year | us | us | 259233999628.237
commercial lighting | 4ft LFL: T5 F28 | 2032 | CAPITAL | NEW | education | USD/gigalumen_year | us | us | 259233999628.237
commercial lighting | 4ft LFL: T5 F28 | 2032 | CAPITAL | NEW | food sales | USD/gigalumen_year | us | us | 259233999628.237
commercial lighting | 4ft LFL: T5 F28 | 2032 | CAPITAL | NEW | food service | USD/gigalumen_year | us | us | 259233999628.237
commercial lighting | 4ft LFL: T5 F28 | 2032 | CAPITAL | NEW | health | USD/gigalumen_year | us | us | 259233999628.237
commercial lighting | 4ft LFL: T5 F28 | 2032 | CAPITAL | NEW | lodging | USD/gigalumen_year | us | us | 259233999628.237
commercial lighting | 4ft LFL: T5 F28 | 2032 | CAPITAL | NEW | merc/service | USD/gigalumen_year | us | us | 259233999628.237
commercial lighting | 4ft LFL: T5 F28 | 2032 | CAPITAL | NEW | office-large | USD/gigalumen_year | us | us | 259233999628.237
commercial lighting | 4ft LFL: T5 F28 | 2032 | CAPITAL | NEW | office-small | USD/gigalumen_year | us | us | 259233999628.237
commercial lighting | 4ft LFL: T5 F28 | 2032 | CAPITAL | NEW | other | USD/gigalumen_year | us | us | 259233999628.237
commercial lighting | 4ft LFL: T5 F28 | 2032 | CAPITAL | NEW | warehouse | USD/gigalumen_year | us | us | 259233999628.237
commercial lighting | 4ft LFL: T5 F28 | 2032 | CAPITAL | REPLACEMENT | assembly | USD/gigalumen_year | us | us | 259233999628.237
commercial lighting | 4ft LFL: T5 F28 | 2032 | CAPITAL | REPLACEMENT | education | USD/gigalumen_year | us | us | 259233999628.237
commercial lighting | 4ft LFL: T5 F28 | 2032 | CAPITAL | REPLACEMENT | food sales | USD/gigalumen_year | us | us | 259233999628.237
commercial lighting | 4ft LFL: T5 F28 | 2032 | CAPITAL | REPLACEMENT | food service | USD/gigalumen_year | us | us | 259233999628.237
commercial lighting | 4ft LFL: T5 F28 | 2032 | CAPITAL | REPLACEMENT | health | USD/gigalumen_year | us | us | 259233999628.237
commercial lighting | 4ft LFL: T5 F28 | 2032 | CAPITAL | REPLACEMENT | lodging | USD/gigalumen_year | us | us | 259233999628.237
commercial lighting | 4ft LFL: T5 F28 | 2032 | CAPITAL | REPLACEMENT | merc/service | USD/gigalumen_year | us | us | 259233999628.237
commercial lighting | 4ft LFL: T5 F28 | 2032 | CAPITAL | REPLACEMENT | office-large | USD/gigalumen_year | us | us | 259233999628.237
commercial lighting | 4ft LFL: T5 F28 | 2032 | CAPITAL | REPLACEMENT | office-small | USD/gigalumen_year | us | us | 259233999628.237
commercial lighting | 4ft LFL: T5 F28 | 2032 | CAPITAL | REPLACEMENT | other | USD/gigalumen_year | us | us | 259233999628.237
commercial lighting | 4ft LFL: T5 F28 | 2032 | CAPITAL | REPLACEMENT | warehouse | USD/gigalumen_year | us | us | 259233999628.237
commercial lighting | 4ft LFL: T5 F28 | 2032 | FIXED_OM | NEW | assembly | USD/gigalumen_year | us | us | 8249635798.2455
commercial lighting | 4ft LFL: T5 F28 | 2032 | FIXED_OM | NEW | education | USD/gigalumen_year | us | us | 8249635798.2455
commercial lighting | 4ft LFL: T5 F28 | 2032 | FIXED_OM | NEW | food sales | USD/gigalumen_year | us | us | 8249635798.2455
commercial lighting | 4ft LFL: T5 F28 | 2032 | FIXED_OM | NEW | food service | USD/gigalumen_year | us | us | 8249635798.2455
commercial lighting | 4ft LFL: T5 F28 | 2032 | FIXED_OM | NEW | health | USD/gigalumen_year | us | us | 8249635798.2455
commercial lighting | 4ft LFL: T5 F28 | 2032 | FIXED_OM | NEW | lodging | USD/gigalumen_year | us | us | 8249635798.2455
commercial lighting | 4ft LFL: T5 F28 | 2032 | FIXED_OM | NEW | merc/service | USD/gigalumen_year | us | us | 8249635798.2455
commercial lighting | 4ft LFL: T5 F28 | 2032 | FIXED_OM | NEW | office-large | USD/gigalumen_year | us | us | 8249635798.2455
commercial lighting | 4ft LFL: T5 F28 | 2032 | FIXED_OM | NEW | office-small | USD/gigalumen_year | us | us | 8249635798.2455
commercial lighting | 4ft LFL: T5 F28 | 2032 | FIXED_OM | NEW | other | USD/gigalumen_year | us | us | 8249635798.2455
commercial lighting | 4ft LFL: T5 F28 | 2032 | FIXED_OM | NEW | warehouse | USD/gigalumen_year | us | us | 8249635798.2455
commercial lighting | 4ft LFL: T5 F28 | 2032 | FIXED_OM | REPLACEMENT | assembly | USD/gigalumen_year | us | us | 8249635798.2455
commercial lighting | 4ft LFL: T5 F28 | 2032 | FIXED_OM | REPLACEMENT | education | USD/gigalumen_year | us | us | 8249635798.2455
commercial lighting | 4ft LFL: T5 F28 | 2032 | FIXED_OM | REPLACEMENT | food sales | USD/gigalumen_year | us | us | 8249635798.2455
commercial lighting | 4ft LFL: T5 F28 | 2032 | FIXED_OM | REPLACEMENT | food service | USD/gigalumen_year | us | us | 8249635798.2455
commercial lighting | 4ft LFL: T5 F28 | 2032 | FIXED_OM | REPLACEMENT | health | USD/gigalumen_year | us | us | 8249635798.2455
commercial lighting | 4ft LFL: T5 F28 | 2032 | FIXED_OM | REPLACEMENT | lodging | USD/gigalumen_year | us | us | 8249635798.2455
commercial lighting | 4ft LFL: T5 F28 | 2032 | FIXED_OM | REPLACEMENT | merc/service | USD/gigalumen_year | us | us | 8249635798.2455
commercial lighting | 4ft LFL: T5 F28 | 2032 | FIXED_OM | REPLACEMENT | office-large | USD/gigalumen_year | us | us | 8249635798.2455
commercial lighting | 4ft LFL: T5 F28 | 2032 | FIXED_OM | REPLACEMENT | office-small | USD/gigalumen_year | us | us | 8249635798.2455
commercial lighting | 4ft LFL: T5 F28 | 2032 | FIXED_OM | REPLACEMENT | other | USD/gigalumen_year | us | us | 8249635798.2455
commercial lighting | 4ft LFL: T5 F28 | 2032 | FIXED_OM | REPLACEMENT | warehouse | USD/gigalumen_year | us | us | 8249635798.2455
commercial lighting | 4ft LFL: T5 F28 | 2033 | CAPITAL | NEW | assembly | USD/gigalumen_year | us | us | 258247425871.043
commercial lighting | 4ft LFL: T5 F28 | 2033 | CAPITAL | NEW | education | USD/gigalumen_year | us | us | 258247425871.043
commercial lighting | 4ft LFL: T5 F28 | 2033 | CAPITAL | NEW | food sales | USD/gigalumen_year | us | us | 258247425871.043
commercial lighting | 4ft LFL: T5 F28 | 2033 | CAPITAL | NEW | food service | USD/gigalumen_year | us | us | 258247425871.043
commercial lighting | 4ft LFL: T5 F28 | 2033 | CAPITAL | NEW | health | USD/gigalumen_year | us | us | 258247425871.043
commercial lighting | 4ft LFL: T5 F28 | 2033 | CAPITAL | NEW | lodging | USD/gigalumen_year | us | us | 258247425871.043
commercial lighting | 4ft LFL: T5 F28 | 2033 | CAPITAL | NEW | merc/service | USD/gigalumen_year | us | us | 258247425871.043
commercial lighting | 4ft LFL: T5 F28 | 2033 | CAPITAL | NEW | office-large | USD/gigalumen_year | us | us | 258247425871.043
commercial lighting | 4ft LFL: T5 F28 | 2033 | CAPITAL | NEW | office-small | USD/gigalumen_year | us | us | 258247425871.043
commercial lighting | 4ft LFL: T5 F28 | 2033 | CAPITAL | NEW | other | USD/gigalumen_year | us | us | 258247425871.043
commercial lighting | 4ft LFL: T5 F28 | 2033 | CAPITAL | NEW | warehouse | USD/gigalumen_year | us | us | 258247425871.043
commercial lighting | 4ft LFL: T5 F28 | 2033 | CAPITAL | REPLACEMENT | assembly | USD/gigalumen_year | us | us | 258247425871.043
commercial lighting | 4ft LFL: T5 F28 | 2033 | CAPITAL | REPLACEMENT | education | USD/gigalumen_year | us | us | 258247425871.043
commercial lighting | 4ft LFL: T5 F28 | 2033 | CAPITAL | REPLACEMENT | food sales | USD/gigalumen_year | us | us | 258247425871.043
commercial lighting | 4ft LFL: T5 F28 | 2033 | CAPITAL | REPLACEMENT | food service | USD/gigalumen_year | us | us | 258247425871.043
commercial lighting | 4ft LFL: T5 F28 | 2033 | CAPITAL | REPLACEMENT | health | USD/gigalumen_year | us | us | 258247425871.043
commercial lighting | 4ft LFL: T5 F28 | 2033 | CAPITAL | REPLACEMENT | lodging | USD/gigalumen_year | us | us | 258247425871.043
commercial lighting | 4ft LFL: T5 F28 | 2033 | CAPITAL | REPLACEMENT | merc/service | USD/gigalumen_year | us | us | 258247425871.043
commercial lighting | 4ft LFL: T5 F28 | 2033 | CAPITAL | REPLACEMENT | office-large | USD/gigalumen_year | us | us | 258247425871.043
commercial lighting | 4ft LFL: T5 F28 | 2033 | CAPITAL | REPLACEMENT | office-small | USD/gigalumen_year | us | us | 258247425871.043
commercial lighting | 4ft LFL: T5 F28 | 2033 | CAPITAL | REPLACEMENT | other | USD/gigalumen_year | us | us | 258247425871.043
commercial lighting | 4ft LFL: T5 F28 | 2033 | CAPITAL | REPLACEMENT | warehouse | USD/gigalumen_year | us | us | 258247425871.043
commercial lighting | 4ft LFL: T5 F28 | 2033 | FIXED_OM | NEW | assembly | USD/gigalumen_year | us | us | 8193260154.9773
commercial lighting | 4ft LFL: T5 F28 | 2033 | FIXED_OM | NEW | education | USD/gigalumen_year | us | us | 8193260154.9773
commercial lighting | 4ft LFL: T5 F28 | 2033 | FIXED_OM | NEW | food sales | USD/gigalumen_year | us | us | 8193260154.9773
commercial lighting | 4ft LFL: T5 F28 | 2033 | FIXED_OM | NEW | food service | USD/gigalumen_year | us | us | 8193260154.9773
commercial lighting | 4ft LFL: T5 F28 | 2033 | FIXED_OM | NEW | health | USD/gigalumen_year | us | us | 8193260154.9773
commercial lighting | 4ft LFL: T5 F28 | 2033 | FIXED_OM | NEW | lodging | USD/gigalumen_year | us | us | 8193260154.9773
commercial lighting | 4ft LFL: T5 F28 | 2033 | FIXED_OM | NEW | merc/service | USD/gigalumen_year | us | us | 8193260154.9773
commercial lighting | 4ft LFL: T5 F28 | 2033 | FIXED_OM | NEW | office-large | USD/gigalumen_year | us | us | 8193260154.9773
commercial lighting | 4ft LFL: T5 F28 | 2033 | FIXED_OM | NEW | office-small | USD/gigalumen_year | us | us | 8193260154.9773
commercial lighting | 4ft LFL: T5 F28 | 2033 | FIXED_OM | NEW | other | USD/gigalumen_year | us | us | 8193260154.9773
commercial lighting | 4ft LFL: T5 F28 | 2033 | FIXED_OM | NEW | warehouse | USD/gigalumen_year | us | us | 8193260154.9773
commercial lighting | 4ft LFL: T5 F28 | 2033 | FIXED_OM | REPLACEMENT | assembly | USD/gigalumen_year | us | us | 8193260154.9773
commercial lighting | 4ft LFL: T5 F28 | 2033 | FIXED_OM | REPLACEMENT | education | USD/gigalumen_year | us | us | 8193260154.9773
commercial lighting | 4ft LFL: T5 F28 | 2033 | FIXED_OM | REPLACEMENT | food sales | USD/gigalumen_year | us | us | 8193260154.9773
commercial lighting | 4ft LFL: T5 F28 | 2033 | FIXED_OM | REPLACEMENT | food service | USD/gigalumen_year | us | us | 8193260154.9773
commercial lighting | 4ft LFL: T5 F28 | 2033 | FIXED_OM | REPLACEMENT | health | USD/gigalumen_year | us | us | 8193260154.9773
commercial lighting | 4ft LFL: T5 F28 | 2033 | FIXED_OM | REPLACEMENT | lodging | USD/gigalumen_year | us | us | 8193260154.9773
commercial lighting | 4ft LFL: T5 F28 | 2033 | FIXED_OM | REPLACEMENT | merc/service | USD/gigalumen_year | us | us | 8193260154.9773
commercial lighting | 4ft LFL: T5 F28 | 2033 | FIXED_OM | REPLACEMENT | office-large | USD/gigalumen_year | us | us | 8193260154.9773
commercial lighting | 4ft LFL: T5 F28 | 2033 | FIXED_OM | REPLACEMENT | office-small | USD/gigalumen_year | us | us | 8193260154.9773
commercial lighting | 4ft LFL: T5 F28 | 2033 | FIXED_OM | REPLACEMENT | other | USD/gigalumen_year | us | us | 8193260154.9773
commercial lighting | 4ft LFL: T5 F28 | 2033 | FIXED_OM | REPLACEMENT | warehouse | USD/gigalumen_year | us | us | 8193260154.9773
commercial lighting | 4ft LFL: T5 F28 | 2034 | CAPITAL | NEW | assembly | USD/gigalumen_year | us | us | 257260852113.85
commercial lighting | 4ft LFL: T5 F28 | 2034 | CAPITAL | NEW | education | USD/gigalumen_year | us | us | 257260852113.85
commercial lighting | 4ft LFL: T5 F28 | 2034 | CAPITAL | NEW | food sales | USD/gigalumen_year | us | us | 257260852113.85
commercial lighting | 4ft LFL: T5 F28 | 2034 | CAPITAL | NEW | food service | USD/gigalumen_year | us | us | 257260852113.85
commercial lighting | 4ft LFL: T5 F28 | 2034 | CAPITAL | NEW | health | USD/gigalumen_year | us | us | 257260852113.85
commercial lighting | 4ft LFL: T5 F28 | 2034 | CAPITAL | NEW | lodging | USD/gigalumen_year | us | us | 257260852113.85
commercial lighting | 4ft LFL: T5 F28 | 2034 | CAPITAL | NEW | merc/service | USD/gigalumen_year | us | us | 257260852113.85
commercial lighting | 4ft LFL: T5 F28 | 2034 | CAPITAL | NEW | office-large | USD/gigalumen_year | us | us | 257260852113.85
commercial lighting | 4ft LFL: T5 F28 | 2034 | CAPITAL | NEW | office-small | USD/gigalumen_year | us | us | 257260852113.85
commercial lighting | 4ft LFL: T5 F28 | 2034 | CAPITAL | NEW | other | USD/gigalumen_year | us | us | 257260852113.85
commercial lighting | 4ft LFL: T5 F28 | 2034 | CAPITAL | NEW | warehouse | USD/gigalumen_year | us | us | 257260852113.85
commercial lighting | 4ft LFL: T5 F28 | 2034 | CAPITAL | REPLACEMENT | assembly | USD/gigalumen_year | us | us | 257260852113.85
commercial lighting | 4ft LFL: T5 F28 | 2034 | CAPITAL | REPLACEMENT | education | USD/gigalumen_year | us | us | 257260852113.85
commercial lighting | 4ft LFL: T5 F28 | 2034 | CAPITAL | REPLACEMENT | food sales | USD/gigalumen_year | us | us | 257260852113.85
commercial lighting | 4ft LFL: T5 F28 | 2034 | CAPITAL | REPLACEMENT | food service | USD/gigalumen_year | us | us | 257260852113.85
commercial lighting | 4ft LFL: T5 F28 | 2034 | CAPITAL | REPLACEMENT | health | USD/gigalumen_year | us | us | 257260852113.85
commercial lighting | 4ft LFL: T5 F28 | 2034 | CAPITAL | REPLACEMENT | lodging | USD/gigalumen_year | us | us | 257260852113.85
commercial lighting | 4ft LFL: T5 F28 | 2034 | CAPITAL | REPLACEMENT | merc/service | USD/gigalumen_year | us | us | 257260852113.85
commercial lighting | 4ft LFL: T5 F28 | 2034 | CAPITAL | REPLACEMENT | office-large | USD/gigalumen_year | us | us | 257260852113.85
commercial lighting | 4ft LFL: T5 F28 | 2034 | CAPITAL | REPLACEMENT | office-small | USD/gigalumen_year | us | us | 257260852113.85
commercial lighting | 4ft LFL: T5 F28 | 2034 | CAPITAL | REPLACEMENT | other | USD/gigalumen_year | us | us | 257260852113.85
commercial lighting | 4ft LFL: T5 F28 | 2034 | CAPITAL | REPLACEMENT | warehouse | USD/gigalumen_year | us | us | 257260852113.85
commercial lighting | 4ft LFL: T5 F28 | 2034 | FIXED_OM | NEW | assembly | USD/gigalumen_year | us | us | 8136884511.7091
commercial lighting | 4ft LFL: T5 F28 | 2034 | FIXED_OM | NEW | education | USD/gigalumen_year | us | us | 8136884511.7091
commercial lighting | 4ft LFL: T5 F28 | 2034 | FIXED_OM | NEW | food sales | USD/gigalumen_year | us | us | 8136884511.7091
commercial lighting | 4ft LFL: T5 F28 | 2034 | FIXED_OM | NEW | food service | USD/gigalumen_year | us | us | 8136884511.7091
commercial lighting | 4ft LFL: T5 F28 | 2034 | FIXED_OM | NEW | health | USD/gigalumen_year | us | us | 8136884511.7091
commercial lighting | 4ft LFL: T5 F28 | 2034 | FIXED_OM | NEW | lodging | USD/gigalumen_year | us | us | 8136884511.7091
commercial lighting | 4ft LFL: T5 F28 | 2034 | FIXED_OM | NEW | merc/service | USD/gigalumen_year | us | us | 8136884511.7091
commercial lighting | 4ft LFL: T5 F28 | 2034 | FIXED_OM | NEW | office-large | USD/gigalumen_year | us | us | 8136884511.7091
commercial lighting | 4ft LFL: T5 F28 | 2034 | FIXED_OM | NEW | office-small | USD/gigalumen_year | us | us | 8136884511.7091
commercial lighting | 4ft LFL: T5 F28 | 2034 | FIXED_OM | NEW | other | USD/gigalumen_year | us | us | 8136884511.7091
commercial lighting | 4ft LFL: T5 F28 | 2034 | FIXED_OM | NEW | warehouse | USD/gigalumen_year | us | us | 8136884511.7091
commercial lighting | 4ft LFL: T5 F28 | 2034 | FIXED_OM | REPLACEMENT | assembly | USD/gigalumen_year | us | us | 8136884511.7091
commercial lighting | 4ft LFL: T5 F28 | 2034 | FIXED_OM | REPLACEMENT | education | USD/gigalumen_year | us | us | 8136884511.7091
commercial lighting | 4ft LFL: T5 F28 | 2034 | FIXED_OM | REPLACEMENT | food sales | USD/gigalumen_year | us | us | 8136884511.7091
commercial lighting | 4ft LFL: T5 F28 | 2034 | FIXED_OM | REPLACEMENT | food service | USD/gigalumen_year | us | us | 8136884511.7091
commercial lighting | 4ft LFL: T5 F28 | 2034 | FIXED_OM | REPLACEMENT | health | USD/gigalumen_year | us | us | 8136884511.7091
commercial lighting | 4ft LFL: T5 F28 | 2034 | FIXED_OM | REPLACEMENT | lodging | USD/gigalumen_year | us | us | 8136884511.7091
commercial lighting | 4ft LFL: T5 F28 | 2034 | FIXED_OM | REPLACEMENT | merc/service | USD/gigalumen_year | us | us | 8136884511.7091
commercial lighting | 4ft LFL: T5 F28 | 2034 | FIXED_OM | REPLACEMENT | office-large | USD/gigalumen_year | us | us | 8136884511.7091
commercial lighting | 4ft LFL: T5 F28 | 2034 | FIXED_OM | REPLACEMENT | office-small | USD/gigalumen_year | us | us | 8136884511.7091
commercial lighting | 4ft LFL: T5 F28 | 2034 | FIXED_OM | REPLACEMENT | other | USD/gigalumen_year | us | us | 8136884511.7091
commercial lighting | 4ft LFL: T5 F28 | 2034 | FIXED_OM | REPLACEMENT | warehouse | USD/gigalumen_year | us | us | 8136884511.7091
commercial lighting | 4ft LFL: T5 F28 | 2035 | CAPITAL | NEW | assembly | USD/gigalumen_year | us | us | 256274278356.656
commercial lighting | 4ft LFL: T5 F28 | 2035 | CAPITAL | NEW | education | USD/gigalumen_year | us | us | 256274278356.656
commercial lighting | 4ft LFL: T5 F28 | 2035 | CAPITAL | NEW | food sales | USD/gigalumen_year | us | us | 256274278356.656
commercial lighting | 4ft LFL: T5 F28 | 2035 | CAPITAL | NEW | food service | USD/gigalumen_year | us | us | 256274278356.656
commercial lighting | 4ft LFL: T5 F28 | 2035 | CAPITAL | NEW | health | USD/gigalumen_year | us | us | 256274278356.656
commercial lighting | 4ft LFL: T5 F28 | 2035 | CAPITAL | NEW | lodging | USD/gigalumen_year | us | us | 256274278356.656
commercial lighting | 4ft LFL: T5 F28 | 2035 | CAPITAL | NEW | merc/service | USD/gigalumen_year | us | us | 256274278356.656
commercial lighting | 4ft LFL: T5 F28 | 2035 | CAPITAL | NEW | office-large | USD/gigalumen_year | us | us | 256274278356.656
commercial lighting | 4ft LFL: T5 F28 | 2035 | CAPITAL | NEW | office-small | USD/gigalumen_year | us | us | 256274278356.656
commercial lighting | 4ft LFL: T5 F28 | 2035 | CAPITAL | NEW | other | USD/gigalumen_year | us | us | 256274278356.656
commercial lighting | 4ft LFL: T5 F28 | 2035 | CAPITAL | NEW | warehouse | USD/gigalumen_year | us | us | 256274278356.656
commercial lighting | 4ft LFL: T5 F28 | 2035 | CAPITAL | REPLACEMENT | assembly | USD/gigalumen_year | us | us | 256274278356.656
commercial lighting | 4ft LFL: T5 F28 | 2035 | CAPITAL | REPLACEMENT | education | USD/gigalumen_year | us | us | 256274278356.656
commercial lighting | 4ft LFL: T5 F28 | 2035 | CAPITAL | REPLACEMENT | food sales | USD/gigalumen_year | us | us | 256274278356.656
commercial lighting | 4ft LFL: T5 F28 | 2035 | CAPITAL | REPLACEMENT | food service | USD/gigalumen_year | us | us | 256274278356.656
commercial lighting | 4ft LFL: T5 F28 | 2035 | CAPITAL | REPLACEMENT | health | USD/gigalumen_year | us | us | 256274278356.656
commercial lighting | 4ft LFL: T5 F28 | 2035 | CAPITAL | REPLACEMENT | lodging | USD/gigalumen_year | us | us | 256274278356.656
commercial lighting | 4ft LFL: T5 F28 | 2035 | CAPITAL | REPLACEMENT | merc/service | USD/gigalumen_year | us | us | 256274278356.656
commercial lighting | 4ft LFL: T5 F28 | 2035 | CAPITAL | REPLACEMENT | office-large | USD/gigalumen_year | us | us | 256274278356.656
commercial lighting | 4ft LFL: T5 F28 | 2035 | CAPITAL | REPLACEMENT | office-small | USD/gigalumen_year | us | us | 256274278356.656
commercial lighting | 4ft LFL: T5 F28 | 2035 | CAPITAL | REPLACEMENT | other | USD/gigalumen_year | us | us | 256274278356.656
commercial lighting | 4ft LFL: T5 F28 | 2035 | CAPITAL | REPLACEMENT | warehouse | USD/gigalumen_year | us | us | 256274278356.656
commercial lighting | 4ft LFL: T5 F28 | 2035 | FIXED_OM | NEW | assembly | USD/gigalumen_year | us | us | 8080508868.4409
commercial lighting | 4ft LFL: T5 F28 | 2035 | FIXED_OM | NEW | education | USD/gigalumen_year | us | us | 8080508868.4409
commercial lighting | 4ft LFL: T5 F28 | 2035 | FIXED_OM | NEW | food sales | USD/gigalumen_year | us | us | 8080508868.4409
commercial lighting | 4ft LFL: T5 F28 | 2035 | FIXED_OM | NEW | food service | USD/gigalumen_year | us | us | 8080508868.4409
commercial lighting | 4ft LFL: T5 F28 | 2035 | FIXED_OM | NEW | health | USD/gigalumen_year | us | us | 8080508868.4409
commercial lighting | 4ft LFL: T5 F28 | 2035 | FIXED_OM | NEW | lodging | USD/gigalumen_year | us | us | 8080508868.4409
commercial lighting | 4ft LFL: T5 F28 | 2035 | FIXED_OM | NEW | merc/service | USD/gigalumen_year | us | us | 8080508868.4409
commercial lighting | 4ft LFL: T5 F28 | 2035 | FIXED_OM | NEW | office-large | USD/gigalumen_year | us | us | 8080508868.4409
commercial lighting | 4ft LFL: T5 F28 | 2035 | FIXED_OM | NEW | office-small | USD/gigalumen_year | us | us | 8080508868.4409
commercial lighting | 4ft LFL: T5 F28 | 2035 | FIXED_OM | NEW | other | USD/gigalumen_year | us | us | 8080508868.4409
commercial lighting | 4ft LFL: T5 F28 | 2035 | FIXED_OM | NEW | warehouse | USD/gigalumen_year | us | us | 8080508868.4409
commercial lighting | 4ft LFL: T5 F28 | 2035 | FIXED_OM | REPLACEMENT | assembly | USD/gigalumen_year | us | us | 8080508868.4409
commercial lighting | 4ft LFL: T5 F28 | 2035 | FIXED_OM | REPLACEMENT | education | USD/gigalumen_year | us | us | 8080508868.4409
commercial lighting | 4ft LFL: T5 F28 | 2035 | FIXED_OM | REPLACEMENT | food sales | USD/gigalumen_year | us | us | 8080508868.4409
commercial lighting | 4ft LFL: T5 F28 | 2035 | FIXED_OM | REPLACEMENT | food service | USD/gigalumen_year | us | us | 8080508868.4409
commercial lighting | 4ft LFL: T5 F28 | 2035 | FIXED_OM | REPLACEMENT | health | USD/gigalumen_year | us | us | 8080508868.4409
commercial lighting | 4ft LFL: T5 F28 | 2035 | FIXED_OM | REPLACEMENT | lodging | USD/gigalumen_year | us | us | 8080508868.4409
commercial lighting | 4ft LFL: T5 F28 | 2035 | FIXED_OM | REPLACEMENT | merc/service | USD/gigalumen_year | us | us | 8080508868.4409
commercial lighting | 4ft LFL: T5 F28 | 2035 | FIXED_OM | REPLACEMENT | office-large | USD/gigalumen_year | us | us | 8080508868.4409
commercial lighting | 4ft LFL: T5 F28 | 2035 | FIXED_OM | REPLACEMENT | office-small | USD/gigalumen_year | us | us | 8080508868.4409
commercial lighting | 4ft LFL: T5 F28 | 2035 | FIXED_OM | REPLACEMENT | other | USD/gigalumen_year | us | us | 8080508868.4409
commercial lighting | 4ft LFL: T5 F28 | 2035 | FIXED_OM | REPLACEMENT | warehouse | USD/gigalumen_year | us | us | 8080508868.4409
commercial lighting | 4ft LFL: T5 F28 | 2036 | CAPITAL | NEW | assembly | USD/gigalumen_year | us | us | 255287704599.463
commercial lighting | 4ft LFL: T5 F28 | 2036 | CAPITAL | NEW | education | USD/gigalumen_year | us | us | 255287704599.463
commercial lighting | 4ft LFL: T5 F28 | 2036 | CAPITAL | NEW | food sales | USD/gigalumen_year | us | us | 255287704599.463
commercial lighting | 4ft LFL: T5 F28 | 2036 | CAPITAL | NEW | food service | USD/gigalumen_year | us | us | 255287704599.463
commercial lighting | 4ft LFL: T5 F28 | 2036 | CAPITAL | NEW | health | USD/gigalumen_year | us | us | 255287704599.463
commercial lighting | 4ft LFL: T5 F28 | 2036 | CAPITAL | NEW | lodging | USD/gigalumen_year | us | us | 255287704599.463
commercial lighting | 4ft LFL: T5 F28 | 2036 | CAPITAL | NEW | merc/service | USD/gigalumen_year | us | us | 255287704599.463
commercial lighting | 4ft LFL: T5 F28 | 2036 | CAPITAL | NEW | office-large | USD/gigalumen_year | us | us | 255287704599.463
commercial lighting | 4ft LFL: T5 F28 | 2036 | CAPITAL | NEW | office-small | USD/gigalumen_year | us | us | 255287704599.463
commercial lighting | 4ft LFL: T5 F28 | 2036 | CAPITAL | NEW | other | USD/gigalumen_year | us | us | 255287704599.463
commercial lighting | 4ft LFL: T5 F28 | 2036 | CAPITAL | NEW | warehouse | USD/gigalumen_year | us | us | 255287704599.463
commercial lighting | 4ft LFL: T5 F28 | 2036 | CAPITAL | REPLACEMENT | assembly | USD/gigalumen_year | us | us | 255287704599.463
commercial lighting | 4ft LFL: T5 F28 | 2036 | CAPITAL | REPLACEMENT | education | USD/gigalumen_year | us | us | 255287704599.463
commercial lighting | 4ft LFL: T5 F28 | 2036 | CAPITAL | REPLACEMENT | food sales | USD/gigalumen_year | us | us | 255287704599.463
commercial lighting | 4ft LFL: T5 F28 | 2036 | CAPITAL | REPLACEMENT | food service | USD/gigalumen_year | us | us | 255287704599.463
commercial lighting | 4ft LFL: T5 F28 | 2036 | CAPITAL | REPLACEMENT | health | USD/gigalumen_year | us | us | 255287704599.463
commercial lighting | 4ft LFL: T5 F28 | 2036 | CAPITAL | REPLACEMENT | lodging | USD/gigalumen_year | us | us | 255287704599.463
commercial lighting | 4ft LFL: T5 F28 | 2036 | CAPITAL | REPLACEMENT | merc/service | USD/gigalumen_year | us | us | 255287704599.463
commercial lighting | 4ft LFL: T5 F28 | 2036 | CAPITAL | REPLACEMENT | office-large | USD/gigalumen_year | us | us | 255287704599.463
commercial lighting | 4ft LFL: T5 F28 | 2036 | CAPITAL | REPLACEMENT | office-small | USD/gigalumen_year | us | us | 255287704599.463
commercial lighting | 4ft LFL: T5 F28 | 2036 | CAPITAL | REPLACEMENT | other | USD/gigalumen_year | us | us | 255287704599.463
commercial lighting | 4ft LFL: T5 F28 | 2036 | CAPITAL | REPLACEMENT | warehouse | USD/gigalumen_year | us | us | 255287704599.463
commercial lighting | 4ft LFL: T5 F28 | 2036 | FIXED_OM | NEW | assembly | USD/gigalumen_year | us | us | 8024133225.1727
commercial lighting | 4ft LFL: T5 F28 | 2036 | FIXED_OM | NEW | education | USD/gigalumen_year | us | us | 8024133225.1727
commercial lighting | 4ft LFL: T5 F28 | 2036 | FIXED_OM | NEW | food sales | USD/gigalumen_year | us | us | 8024133225.1727
commercial lighting | 4ft LFL: T5 F28 | 2036 | FIXED_OM | NEW | food service | USD/gigalumen_year | us | us | 8024133225.1727
commercial lighting | 4ft LFL: T5 F28 | 2036 | FIXED_OM | NEW | health | USD/gigalumen_year | us | us | 8024133225.1727
commercial lighting | 4ft LFL: T5 F28 | 2036 | FIXED_OM | NEW | lodging | USD/gigalumen_year | us | us | 8024133225.1727
commercial lighting | 4ft LFL: T5 F28 | 2036 | FIXED_OM | NEW | merc/service | USD/gigalumen_year | us | us | 8024133225.1727
commercial lighting | 4ft LFL: T5 F28 | 2036 | FIXED_OM | NEW | office-large | USD/gigalumen_year | us | us | 8024133225.1727
commercial lighting | 4ft LFL: T5 F28 | 2036 | FIXED_OM | NEW | office-small | USD/gigalumen_year | us | us | 8024133225.1727
commercial lighting | 4ft LFL: T5 F28 | 2036 | FIXED_OM | NEW | other | USD/gigalumen_year | us | us | 8024133225.1727
commercial lighting | 4ft LFL: T5 F28 | 2036 | FIXED_OM | NEW | warehouse | USD/gigalumen_year | us | us | 8024133225.1727
commercial lighting | 4ft LFL: T5 F28 | 2036 | FIXED_OM | REPLACEMENT | assembly | USD/gigalumen_year | us | us | 8024133225.1727
commercial lighting | 4ft LFL: T5 F28 | 2036 | FIXED_OM | REPLACEMENT | education | USD/gigalumen_year | us | us | 8024133225.1727
commercial lighting | 4ft LFL: T5 F28 | 2036 | FIXED_OM | REPLACEMENT | food sales | USD/gigalumen_year | us | us | 8024133225.1727
commercial lighting | 4ft LFL: T5 F28 | 2036 | FIXED_OM | REPLACEMENT | food service | USD/gigalumen_year | us | us | 8024133225.1727
commercial lighting | 4ft LFL: T5 F28 | 2036 | FIXED_OM | REPLACEMENT | health | USD/gigalumen_year | us | us | 8024133225.1727
commercial lighting | 4ft LFL: T5 F28 | 2036 | FIXED_OM | REPLACEMENT | lodging | USD/gigalumen_year | us | us | 8024133225.1727
commercial lighting | 4ft LFL: T5 F28 | 2036 | FIXED_OM | REPLACEMENT | merc/service | USD/gigalumen_year | us | us | 8024133225.1727
commercial lighting | 4ft LFL: T5 F28 | 2036 | FIXED_OM | REPLACEMENT | office-large | USD/gigalumen_year | us | us | 8024133225.1727
commercial lighting | 4ft LFL: T5 F28 | 2036 | FIXED_OM | REPLACEMENT | office-small | USD/gigalumen_year | us | us | 8024133225.1727
commercial lighting | 4ft LFL: T5 F28 | 2036 | FIXED_OM | REPLACEMENT | other | USD/gigalumen_year | us | us | 8024133225.1727
commercial lighting | 4ft LFL: T5 F28 | 2036 | FIXED_OM | REPLACEMENT | warehouse | USD/gigalumen_year | us | us | 8024133225.1727
commercial lighting | 4ft LFL: T5 F28 | 2037 | CAPITAL | NEW | assembly | USD/gigalumen_year | us | us | 254301130842.27
commercial lighting | 4ft LFL: T5 F28 | 2037 | CAPITAL | NEW | education | USD/gigalumen_year | us | us | 254301130842.27
commercial lighting | 4ft LFL: T5 F28 | 2037 | CAPITAL | NEW | food sales | USD/gigalumen_year | us | us | 254301130842.27
commercial lighting | 4ft LFL: T5 F28 | 2037 | CAPITAL | NEW | food service | USD/gigalumen_year | us | us | 254301130842.27
commercial lighting | 4ft LFL: T5 F28 | 2037 | CAPITAL | NEW | health | USD/gigalumen_year | us | us | 254301130842.27
commercial lighting | 4ft LFL: T5 F28 | 2037 | CAPITAL | NEW | lodging | USD/gigalumen_year | us | us | 254301130842.27
commercial lighting | 4ft LFL: T5 F28 | 2037 | CAPITAL | NEW | merc/service | USD/gigalumen_year | us | us | 254301130842.27
commercial lighting | 4ft LFL: T5 F28 | 2037 | CAPITAL | NEW | office-large | USD/gigalumen_year | us | us | 254301130842.27
commercial lighting | 4ft LFL: T5 F28 | 2037 | CAPITAL | NEW | office-small | USD/gigalumen_year | us | us | 254301130842.27
commercial lighting | 4ft LFL: T5 F28 | 2037 | CAPITAL | NEW | other | USD/gigalumen_year | us | us | 254301130842.27
commercial lighting | 4ft LFL: T5 F28 | 2037 | CAPITAL | NEW | warehouse | USD/gigalumen_year | us | us | 254301130842.27
commercial lighting | 4ft LFL: T5 F28 | 2037 | CAPITAL | REPLACEMENT | assembly | USD/gigalumen_year | us | us | 254301130842.27
commercial lighting | 4ft LFL: T5 F28 | 2037 | CAPITAL | REPLACEMENT | education | USD/gigalumen_year | us | us | 254301130842.27
commercial lighting | 4ft LFL: T5 F28 | 2037 | CAPITAL | REPLACEMENT | food sales | USD/gigalumen_year | us | us | 254301130842.27
commercial lighting | 4ft LFL: T5 F28 | 2037 | CAPITAL | REPLACEMENT | food service | USD/gigalumen_year | us | us | 254301130842.27
commercial lighting | 4ft LFL: T5 F28 | 2037 | CAPITAL | REPLACEMENT | health | USD/gigalumen_year | us | us | 254301130842.27
commercial lighting | 4ft LFL: T5 F28 | 2037 | CAPITAL | REPLACEMENT | lodging | USD/gigalumen_year | us | us | 254301130842.27
commercial lighting | 4ft LFL: T5 F28 | 2037 | CAPITAL | REPLACEMENT | merc/service | USD/gigalumen_year | us | us | 254301130842.27
commercial lighting | 4ft LFL: T5 F28 | 2037 | CAPITAL | REPLACEMENT | office-large | USD/gigalumen_year | us | us | 254301130842.27
commercial lighting | 4ft LFL: T5 F28 | 2037 | CAPITAL | REPLACEMENT | office-small | USD/gigalumen_year | us | us | 254301130842.27
commercial lighting | 4ft LFL: T5 F28 | 2037 | CAPITAL | REPLACEMENT | other | USD/gigalumen_year | us | us | 254301130842.27
commercial lighting | 4ft LFL: T5 F28 | 2037 | CAPITAL | REPLACEMENT | warehouse | USD/gigalumen_year | us | us | 254301130842.27
commercial lighting | 4ft LFL: T5 F28 | 2037 | FIXED_OM | NEW | assembly | USD/gigalumen_year | us | us | 7967757581.9045
commercial lighting | 4ft LFL: T5 F28 | 2037 | FIXED_OM | NEW | education | USD/gigalumen_year | us | us | 7967757581.9045
commercial lighting | 4ft LFL: T5 F28 | 2037 | FIXED_OM | NEW | food sales | USD/gigalumen_year | us | us | 7967757581.9045
commercial lighting | 4ft LFL: T5 F28 | 2037 | FIXED_OM | NEW | food service | USD/gigalumen_year | us | us | 7967757581.9045
commercial lighting | 4ft LFL: T5 F28 | 2037 | FIXED_OM | NEW | health | USD/gigalumen_year | us | us | 7967757581.9045
commercial lighting | 4ft LFL: T5 F28 | 2037 | FIXED_OM | NEW | lodging | USD/gigalumen_year | us | us | 7967757581.9045
commercial lighting | 4ft LFL: T5 F28 | 2037 | FIXED_OM | NEW | merc/service | USD/gigalumen_year | us | us | 7967757581.9045
commercial lighting | 4ft LFL: T5 F28 | 2037 | FIXED_OM | NEW | office-large | USD/gigalumen_year | us | us | 7967757581.9045
commercial lighting | 4ft LFL: T5 F28 | 2037 | FIXED_OM | NEW | office-small | USD/gigalumen_year | us | us | 7967757581.9045
commercial lighting | 4ft LFL: T5 F28 | 2037 | FIXED_OM | NEW | other | USD/gigalumen_year | us | us | 7967757581.9045
commercial lighting | 4ft LFL: T5 F28 | 2037 | FIXED_OM | NEW | warehouse | USD/gigalumen_year | us | us | 7967757581.9045
commercial lighting | 4ft LFL: T5 F28 | 2037 | FIXED_OM | REPLACEMENT | assembly | USD/gigalumen_year | us | us | 7967757581.9045
commercial lighting | 4ft LFL: T5 F28 | 2037 | FIXED_OM | REPLACEMENT | education | USD/gigalumen_year | us | us | 7967757581.9045
commercial lighting | 4ft LFL: T5 F28 | 2037 | FIXED_OM | REPLACEMENT | food sales | USD/gigalumen_year | us | us | 7967757581.9045
commercial lighting | 4ft LFL: T5 F28 | 2037 | FIXED_OM | REPLACEMENT | food service | USD/gigalumen_year | us | us | 7967757581.9045
commercial lighting | 4ft LFL: T5 F28 | 2037 | FIXED_OM | REPLACEMENT | health | USD/gigalumen_year | us | us | 7967757581.9045
commercial lighting | 4ft LFL: T5 F28 | 2037 | FIXED_OM | REPLACEMENT | lodging | USD/gigalumen_year | us | us | 7967757581.9045
commercial lighting | 4ft LFL: T5 F28 | 2037 | FIXED_OM | REPLACEMENT | merc/service | USD/gigalumen_year | us | us | 7967757581.9045
commercial lighting | 4ft LFL: T5 F28 | 2037 | FIXED_OM | REPLACEMENT | office-large | USD/gigalumen_year | us | us | 7967757581.9045
commercial lighting | 4ft LFL: T5 F28 | 2037 | FIXED_OM | REPLACEMENT | office-small | USD/gigalumen_year | us | us | 7967757581.9045
commercial lighting | 4ft LFL: T5 F28 | 2037 | FIXED_OM | REPLACEMENT | other | USD/gigalumen_year | us | us | 7967757581.9045
commercial lighting | 4ft LFL: T5 F28 | 2037 | FIXED_OM | REPLACEMENT | warehouse | USD/gigalumen_year | us | us | 7967757581.9045
commercial lighting | 4ft LFL: T5 F28 | 2038 | CAPITAL | NEW | assembly | USD/gigalumen_year | us | us | 253314557085.076
commercial lighting | 4ft LFL: T5 F28 | 2038 | CAPITAL | NEW | education | USD/gigalumen_year | us | us | 253314557085.076
commercial lighting | 4ft LFL: T5 F28 | 2038 | CAPITAL | NEW | food sales | USD/gigalumen_year | us | us | 253314557085.076
commercial lighting | 4ft LFL: T5 F28 | 2038 | CAPITAL | NEW | food service | USD/gigalumen_year | us | us | 253314557085.076
commercial lighting | 4ft LFL: T5 F28 | 2038 | CAPITAL | NEW | health | USD/gigalumen_year | us | us | 253314557085.076
commercial lighting | 4ft LFL: T5 F28 | 2038 | CAPITAL | NEW | lodging | USD/gigalumen_year | us | us | 253314557085.076
commercial lighting | 4ft LFL: T5 F28 | 2038 | CAPITAL | NEW | merc/service | USD/gigalumen_year | us | us | 253314557085.076
commercial lighting | 4ft LFL: T5 F28 | 2038 | CAPITAL | NEW | office-large | USD/gigalumen_year | us | us | 253314557085.076
commercial lighting | 4ft LFL: T5 F28 | 2038 | CAPITAL | NEW | office-small | USD/gigalumen_year | us | us | 253314557085.076
commercial lighting | 4ft LFL: T5 F28 | 2038 | CAPITAL | NEW | other | USD/gigalumen_year | us | us | 253314557085.076
commercial lighting | 4ft LFL: T5 F28 | 2038 | CAPITAL | NEW | warehouse | USD/gigalumen_year | us | us | 253314557085.076
commercial lighting | 4ft LFL: T5 F28 | 2038 | CAPITAL | REPLACEMENT | assembly | USD/gigalumen_year | us | us | 253314557085.076
commercial lighting | 4ft LFL: T5 F28 | 2038 | CAPITAL | REPLACEMENT | education | USD/gigalumen_year | us | us | 253314557085.076
commercial lighting | 4ft LFL: T5 F28 | 2038 | CAPITAL | REPLACEMENT | food sales | USD/gigalumen_year | us | us | 253314557085.076
commercial lighting | 4ft LFL: T5 F28 | 2038 | CAPITAL | REPLACEMENT | food service | USD/gigalumen_year | us | us | 253314557085.076
commercial lighting | 4ft LFL: T5 F28 | 2038 | CAPITAL | REPLACEMENT | health | USD/gigalumen_year | us | us | 253314557085.076
commercial lighting | 4ft LFL: T5 F28 | 2038 | CAPITAL | REPLACEMENT | lodging | USD/gigalumen_year | us | us | 253314557085.076
commercial lighting | 4ft LFL: T5 F28 | 2038 | CAPITAL | REPLACEMENT | merc/service | USD/gigalumen_year | us | us | 253314557085.076
commercial lighting | 4ft LFL: T5 F28 | 2038 | CAPITAL | REPLACEMENT | office-large | USD/gigalumen_year | us | us | 253314557085.076
commercial lighting | 4ft LFL: T5 F28 | 2038 | CAPITAL | REPLACEMENT | office-small | USD/gigalumen_year | us | us | 253314557085.076
commercial lighting | 4ft LFL: T5 F28 | 2038 | CAPITAL | REPLACEMENT | other | USD/gigalumen_year | us | us | 253314557085.076
commercial lighting | 4ft LFL: T5 F28 | 2038 | CAPITAL | REPLACEMENT | warehouse | USD/gigalumen_year | us | us | 253314557085.076
commercial lighting | 4ft LFL: T5 F28 | 2038 | FIXED_OM | NEW | assembly | USD/gigalumen_year | us | us | 7911381938.6363
commercial lighting | 4ft LFL: T5 F28 | 2038 | FIXED_OM | NEW | education | USD/gigalumen_year | us | us | 7911381938.6363
commercial lighting | 4ft LFL: T5 F28 | 2038 | FIXED_OM | NEW | food sales | USD/gigalumen_year | us | us | 7911381938.6363
commercial lighting | 4ft LFL: T5 F28 | 2038 | FIXED_OM | NEW | food service | USD/gigalumen_year | us | us | 7911381938.6363
commercial lighting | 4ft LFL: T5 F28 | 2038 | FIXED_OM | NEW | health | USD/gigalumen_year | us | us | 7911381938.6363
commercial lighting | 4ft LFL: T5 F28 | 2038 | FIXED_OM | NEW | lodging | USD/gigalumen_year | us | us | 7911381938.6363
commercial lighting | 4ft LFL: T5 F28 | 2038 | FIXED_OM | NEW | merc/service | USD/gigalumen_year | us | us | 7911381938.6363
commercial lighting | 4ft LFL: T5 F28 | 2038 | FIXED_OM | NEW | office-large | USD/gigalumen_year | us | us | 7911381938.6363
commercial lighting | 4ft LFL: T5 F28 | 2038 | FIXED_OM | NEW | office-small | USD/gigalumen_year | us | us | 7911381938.6363
commercial lighting | 4ft LFL: T5 F28 | 2038 | FIXED_OM | NEW | other | USD/gigalumen_year | us | us | 7911381938.6363
commercial lighting | 4ft LFL: T5 F28 | 2038 | FIXED_OM | NEW | warehouse | USD/gigalumen_year | us | us | 7911381938.6363
commercial lighting | 4ft LFL: T5 F28 | 2038 | FIXED_OM | REPLACEMENT | assembly | USD/gigalumen_year | us | us | 7911381938.6363
commercial lighting | 4ft LFL: T5 F28 | 2038 | FIXED_OM | REPLACEMENT | education | USD/gigalumen_year | us | us | 7911381938.6363
commercial lighting | 4ft LFL: T5 F28 | 2038 | FIXED_OM | REPLACEMENT | food sales | USD/gigalumen_year | us | us | 7911381938.6363
commercial lighting | 4ft LFL: T5 F28 | 2038 | FIXED_OM | REPLACEMENT | food service | USD/gigalumen_year | us | us | 7911381938.6363
commercial lighting | 4ft LFL: T5 F28 | 2038 | FIXED_OM | REPLACEMENT | health | USD/gigalumen_year | us | us | 7911381938.6363
commercial lighting | 4ft LFL: T5 F28 | 2038 | FIXED_OM | REPLACEMENT | lodging | USD/gigalumen_year | us | us | 7911381938.6363
commercial lighting | 4ft LFL: T5 F28 | 2038 | FIXED_OM | REPLACEMENT | merc/service | USD/gigalumen_year | us | us | 7911381938.6363
commercial lighting | 4ft LFL: T5 F28 | 2038 | FIXED_OM | REPLACEMENT | office-large | USD/gigalumen_year | us | us | 7911381938.6363
commercial lighting | 4ft LFL: T5 F28 | 2038 | FIXED_OM | REPLACEMENT | office-small | USD/gigalumen_year | us | us | 7911381938.6363
commercial lighting | 4ft LFL: T5 F28 | 2038 | FIXED_OM | REPLACEMENT | other | USD/gigalumen_year | us | us | 7911381938.6363
commercial lighting | 4ft LFL: T5 F28 | 2038 | FIXED_OM | REPLACEMENT | warehouse | USD/gigalumen_year | us | us | 7911381938.6363
commercial lighting | 4ft LFL: T5 F28 | 2039 | CAPITAL | NEW | assembly | USD/gigalumen_year | us | us | 252327983327.883
commercial lighting | 4ft LFL: T5 F28 | 2039 | CAPITAL | NEW | education | USD/gigalumen_year | us | us | 252327983327.883
commercial lighting | 4ft LFL: T5 F28 | 2039 | CAPITAL | NEW | food sales | USD/gigalumen_year | us | us | 252327983327.883
commercial lighting | 4ft LFL: T5 F28 | 2039 | CAPITAL | NEW | food service | USD/gigalumen_year | us | us | 252327983327.883
commercial lighting | 4ft LFL: T5 F28 | 2039 | CAPITAL | NEW | health | USD/gigalumen_year | us | us | 252327983327.883
commercial lighting | 4ft LFL: T5 F28 | 2039 | CAPITAL | NEW | lodging | USD/gigalumen_year | us | us | 252327983327.883
commercial lighting | 4ft LFL: T5 F28 | 2039 | CAPITAL | NEW | merc/service | USD/gigalumen_year | us | us | 252327983327.883
commercial lighting | 4ft LFL: T5 F28 | 2039 | CAPITAL | NEW | office-large | USD/gigalumen_year | us | us | 252327983327.883
commercial lighting | 4ft LFL: T5 F28 | 2039 | CAPITAL | NEW | office-small | USD/gigalumen_year | us | us | 252327983327.883
commercial lighting | 4ft LFL: T5 F28 | 2039 | CAPITAL | NEW | other | USD/gigalumen_year | us | us | 252327983327.883
commercial lighting | 4ft LFL: T5 F28 | 2039 | CAPITAL | NEW | warehouse | USD/gigalumen_year | us | us | 252327983327.883
commercial lighting | 4ft LFL: T5 F28 | 2039 | CAPITAL | REPLACEMENT | assembly | USD/gigalumen_year | us | us | 252327983327.883
commercial lighting | 4ft LFL: T5 F28 | 2039 | CAPITAL | REPLACEMENT | education | USD/gigalumen_year | us | us | 252327983327.883
commercial lighting | 4ft LFL: T5 F28 | 2039 | CAPITAL | REPLACEMENT | food sales | USD/gigalumen_year | us | us | 252327983327.883
commercial lighting | 4ft LFL: T5 F28 | 2039 | CAPITAL | REPLACEMENT | food service | USD/gigalumen_year | us | us | 252327983327.883
commercial lighting | 4ft LFL: T5 F28 | 2039 | CAPITAL | REPLACEMENT | health | USD/gigalumen_year | us | us | 252327983327.883
commercial lighting | 4ft LFL: T5 F28 | 2039 | CAPITAL | REPLACEMENT | lodging | USD/gigalumen_year | us | us | 252327983327.883
commercial lighting | 4ft LFL: T5 F28 | 2039 | CAPITAL | REPLACEMENT | merc/service | USD/gigalumen_year | us | us | 252327983327.883
commercial lighting | 4ft LFL: T5 F28 | 2039 | CAPITAL | REPLACEMENT | office-large | USD/gigalumen_year | us | us | 252327983327.883
commercial lighting | 4ft LFL: T5 F28 | 2039 | CAPITAL | REPLACEMENT | office-small | USD/gigalumen_year | us | us | 252327983327.883
commercial lighting | 4ft LFL: T5 F28 | 2039 | CAPITAL | REPLACEMENT | other | USD/gigalumen_year | us | us | 252327983327.883
commercial lighting | 4ft LFL: T5 F28 | 2039 | CAPITAL | REPLACEMENT | warehouse | USD/gigalumen_year | us | us | 252327983327.883
commercial lighting | 4ft LFL: T5 F28 | 2039 | FIXED_OM | NEW | assembly | USD/gigalumen_year | us | us | 7855006295.3681
commercial lighting | 4ft LFL: T5 F28 | 2039 | FIXED_OM | NEW | education | USD/gigalumen_year | us | us | 7855006295.3681
commercial lighting | 4ft LFL: T5 F28 | 2039 | FIXED_OM | NEW | food sales | USD/gigalumen_year | us | us | 7855006295.3681
commercial lighting | 4ft LFL: T5 F28 | 2039 | FIXED_OM | NEW | food service | USD/gigalumen_year | us | us | 7855006295.3681
commercial lighting | 4ft LFL: T5 F28 | 2039 | FIXED_OM | NEW | health | USD/gigalumen_year | us | us | 7855006295.3681
commercial lighting | 4ft LFL: T5 F28 | 2039 | FIXED_OM | NEW | lodging | USD/gigalumen_year | us | us | 7855006295.3681
commercial lighting | 4ft LFL: T5 F28 | 2039 | FIXED_OM | NEW | merc/service | USD/gigalumen_year | us | us | 7855006295.3681
commercial lighting | 4ft LFL: T5 F28 | 2039 | FIXED_OM | NEW | office-large | USD/gigalumen_year | us | us | 7855006295.3681
commercial lighting | 4ft LFL: T5 F28 | 2039 | FIXED_OM | NEW | office-small | USD/gigalumen_year | us | us | 7855006295.3681
commercial lighting | 4ft LFL: T5 F28 | 2039 | FIXED_OM | NEW | other | USD/gigalumen_year | us | us | 7855006295.3681
commercial lighting | 4ft LFL: T5 F28 | 2039 | FIXED_OM | NEW | warehouse | USD/gigalumen_year | us | us | 7855006295.3681
commercial lighting | 4ft LFL: T5 F28 | 2039 | FIXED_OM | REPLACEMENT | assembly | USD/gigalumen_year | us | us | 7855006295.3681
commercial lighting | 4ft LFL: T5 F28 | 2039 | FIXED_OM | REPLACEMENT | education | USD/gigalumen_year | us | us | 7855006295.3681
commercial lighting | 4ft LFL: T5 F28 | 2039 | FIXED_OM | REPLACEMENT | food sales | USD/gigalumen_year | us | us | 7855006295.3681
commercial lighting | 4ft LFL: T5 F28 | 2039 | FIXED_OM | REPLACEMENT | food service | USD/gigalumen_year | us | us | 7855006295.3681
commercial lighting | 4ft LFL: T5 F28 | 2039 | FIXED_OM | REPLACEMENT | health | USD/gigalumen_year | us | us | 7855006295.3681
commercial lighting | 4ft LFL: T5 F28 | 2039 | FIXED_OM | REPLACEMENT | lodging | USD/gigalumen_year | us | us | 7855006295.3681
commercial lighting | 4ft LFL: T5 F28 | 2039 | FIXED_OM | REPLACEMENT | merc/service | USD/gigalumen_year | us | us | 7855006295.3681
commercial lighting | 4ft LFL: T5 F28 | 2039 | FIXED_OM | REPLACEMENT | office-large | USD/gigalumen_year | us | us | 7855006295.3681
commercial lighting | 4ft LFL: T5 F28 | 2039 | FIXED_OM | REPLACEMENT | office-small | USD/gigalumen_year | us | us | 7855006295.3681
commercial lighting | 4ft LFL: T5 F28 | 2039 | FIXED_OM | REPLACEMENT | other | USD/gigalumen_year | us | us | 7855006295.3681
commercial lighting | 4ft LFL: T5 F28 | 2039 | FIXED_OM | REPLACEMENT | warehouse | USD/gigalumen_year | us | us | 7855006295.3681
commercial lighting | 4ft LFL: T5 F28 | 2040 | CAPITAL | NEW | assembly | USD/gigalumen_year | us | us | 251341409570.69
commercial lighting | 4ft LFL: T5 F28 | 2040 | CAPITAL | NEW | education | USD/gigalumen_year | us | us | 251341409570.69
commercial lighting | 4ft LFL: T5 F28 | 2040 | CAPITAL | NEW | food sales | USD/gigalumen_year | us | us | 251341409570.69
commercial lighting | 4ft LFL: T5 F28 | 2040 | CAPITAL | NEW | food service | USD/gigalumen_year | us | us | 251341409570.69
commercial lighting | 4ft LFL: T5 F28 | 2040 | CAPITAL | NEW | health | USD/gigalumen_year | us | us | 251341409570.69
commercial lighting | 4ft LFL: T5 F28 | 2040 | CAPITAL | NEW | lodging | USD/gigalumen_year | us | us | 251341409570.69
commercial lighting | 4ft LFL: T5 F28 | 2040 | CAPITAL | NEW | merc/service | USD/gigalumen_year | us | us | 251341409570.69
commercial lighting | 4ft LFL: T5 F28 | 2040 | CAPITAL | NEW | office-large | USD/gigalumen_year | us | us | 251341409570.69
commercial lighting | 4ft LFL: T5 F28 | 2040 | CAPITAL | NEW | office-small | USD/gigalumen_year | us | us | 251341409570.69
commercial lighting | 4ft LFL: T5 F28 | 2040 | CAPITAL | NEW | other | USD/gigalumen_year | us | us | 251341409570.69
commercial lighting | 4ft LFL: T5 F28 | 2040 | CAPITAL | NEW | warehouse | USD/gigalumen_year | us | us | 251341409570.69
commercial lighting | 4ft LFL: T5 F28 | 2040 | CAPITAL | REPLACEMENT | assembly | USD/gigalumen_year | us | us | 251341409570.69
commercial lighting | 4ft LFL: T5 F28 | 2040 | CAPITAL | REPLACEMENT | education | USD/gigalumen_year | us | us | 251341409570.69
commercial lighting | 4ft LFL: T5 F28 | 2040 | CAPITAL | REPLACEMENT | food sales | USD/gigalumen_year | us | us | 251341409570.69
commercial lighting | 4ft LFL: T5 F28 | 2040 | CAPITAL | REPLACEMENT | food service | USD/gigalumen_year | us | us | 251341409570.69
commercial lighting | 4ft LFL: T5 F28 | 2040 | CAPITAL | REPLACEMENT | health | USD/gigalumen_year | us | us | 251341409570.69
commercial lighting | 4ft LFL: T5 F28 | 2040 | CAPITAL | REPLACEMENT | lodging | USD/gigalumen_year | us | us | 251341409570.69
commercial lighting | 4ft LFL: T5 F28 | 2040 | CAPITAL | REPLACEMENT | merc/service | USD/gigalumen_year | us | us | 251341409570.69
commercial lighting | 4ft LFL: T5 F28 | 2040 | CAPITAL | REPLACEMENT | office-large | USD/gigalumen_year | us | us | 251341409570.69
commercial lighting | 4ft LFL: T5 F28 | 2040 | CAPITAL | REPLACEMENT | office-small | USD/gigalumen_year | us | us | 251341409570.69
commercial lighting | 4ft LFL: T5 F28 | 2040 | CAPITAL | REPLACEMENT | other | USD/gigalumen_year | us | us | 251341409570.69
commercial lighting | 4ft LFL: T5 F28 | 2040 | CAPITAL | REPLACEMENT | warehouse | USD/gigalumen_year | us | us | 251341409570.69
commercial lighting | 4ft LFL: T5 F28 | 2040 | FIXED_OM | NEW | assembly | USD/gigalumen_year | us | us | 7798630652.0999
commercial lighting | 4ft LFL: T5 F28 | 2040 | FIXED_OM | NEW | education | USD/gigalumen_year | us | us | 7798630652.0999
commercial lighting | 4ft LFL: T5 F28 | 2040 | FIXED_OM | NEW | food sales | USD/gigalumen_year | us | us | 7798630652.0999
commercial lighting | 4ft LFL: T5 F28 | 2040 | FIXED_OM | NEW | food service | USD/gigalumen_year | us | us | 7798630652.0999
commercial lighting | 4ft LFL: T5 F28 | 2040 | FIXED_OM | NEW | health | USD/gigalumen_year | us | us | 7798630652.0999
commercial lighting | 4ft LFL: T5 F28 | 2040 | FIXED_OM | NEW | lodging | USD/gigalumen_year | us | us | 7798630652.0999
commercial lighting | 4ft LFL: T5 F28 | 2040 | FIXED_OM | NEW | merc/service | USD/gigalumen_year | us | us | 7798630652.0999
commercial lighting | 4ft LFL: T5 F28 | 2040 | FIXED_OM | NEW | office-large | USD/gigalumen_year | us | us | 7798630652.0999
commercial lighting | 4ft LFL: T5 F28 | 2040 | FIXED_OM | NEW | office-small | USD/gigalumen_year | us | us | 7798630652.0999
commercial lighting | 4ft LFL: T5 F28 | 2040 | FIXED_OM | NEW | other | USD/gigalumen_year | us | us | 7798630652.0999
commercial lighting | 4ft LFL: T5 F28 | 2040 | FIXED_OM | NEW | warehouse | USD/gigalumen_year | us | us | 7798630652.0999
commercial lighting | 4ft LFL: T5 F28 | 2040 | FIXED_OM | REPLACEMENT | assembly | USD/gigalumen_year | us | us | 7798630652.0999
commercial lighting | 4ft LFL: T5 F28 | 2040 | FIXED_OM | REPLACEMENT | education | USD/gigalumen_year | us | us | 7798630652.0999
commercial lighting | 4ft LFL: T5 F28 | 2040 | FIXED_OM | REPLACEMENT | food sales | USD/gigalumen_year | us | us | 7798630652.0999
commercial lighting | 4ft LFL: T5 F28 | 2040 | FIXED_OM | REPLACEMENT | food service | USD/gigalumen_year | us | us | 7798630652.0999
commercial lighting | 4ft LFL: T5 F28 | 2040 | FIXED_OM | REPLACEMENT | health | USD/gigalumen_year | us | us | 7798630652.0999
commercial lighting | 4ft LFL: T5 F28 | 2040 | FIXED_OM | REPLACEMENT | lodging | USD/gigalumen_year | us | us | 7798630652.0999
commercial lighting | 4ft LFL: T5 F28 | 2040 | FIXED_OM | REPLACEMENT | merc/service | USD/gigalumen_year | us | us | 7798630652.0999
commercial lighting | 4ft LFL: T5 F28 | 2040 | FIXED_OM | REPLACEMENT | office-large | USD/gigalumen_year | us | us | 7798630652.0999
commercial lighting | 4ft LFL: T5 F28 | 2040 | FIXED_OM | REPLACEMENT | office-small | USD/gigalumen_year | us | us | 7798630652.0999
commercial lighting | 4ft LFL: T5 F28 | 2040 | FIXED_OM | REPLACEMENT | other | USD/gigalumen_year | us | us | 7798630652.0999
commercial lighting | 4ft LFL: T5 F28 | 2040 | FIXED_OM | REPLACEMENT | warehouse | USD/gigalumen_year | us | us | 7798630652.0999
commercial lighting | 4ft LFL: T5 F28 | 2041 | CAPITAL | NEW | assembly | USD/gigalumen_year | us | us | 251341409570.69
commercial lighting | 4ft LFL: T5 F28 | 2041 | CAPITAL | NEW | education | USD/gigalumen_year | us | us | 251341409570.69
commercial lighting | 4ft LFL: T5 F28 | 2041 | CAPITAL | NEW | food sales | USD/gigalumen_year | us | us | 251341409570.69
commercial lighting | 4ft LFL: T5 F28 | 2041 | CAPITAL | NEW | food service | USD/gigalumen_year | us | us | 251341409570.69
commercial lighting | 4ft LFL: T5 F28 | 2041 | CAPITAL | NEW | health | USD/gigalumen_year | us | us | 251341409570.69
commercial lighting | 4ft LFL: T5 F28 | 2041 | CAPITAL | NEW | lodging | USD/gigalumen_year | us | us | 251341409570.69
commercial lighting | 4ft LFL: T5 F28 | 2041 | CAPITAL | NEW | merc/service | USD/gigalumen_year | us | us | 251341409570.69
commercial lighting | 4ft LFL: T5 F28 | 2041 | CAPITAL | NEW | office-large | USD/gigalumen_year | us | us | 251341409570.69
commercial lighting | 4ft LFL: T5 F28 | 2041 | CAPITAL | NEW | office-small | USD/gigalumen_year | us | us | 251341409570.69
commercial lighting | 4ft LFL: T5 F28 | 2041 | CAPITAL | NEW | other | USD/gigalumen_year | us | us | 251341409570.69
commercial lighting | 4ft LFL: T5 F28 | 2041 | CAPITAL | NEW | warehouse | USD/gigalumen_year | us | us | 251341409570.69
commercial lighting | 4ft LFL: T5 F28 | 2041 | CAPITAL | REPLACEMENT | assembly | USD/gigalumen_year | us | us | 251341409570.69
commercial lighting | 4ft LFL: T5 F28 | 2041 | CAPITAL | REPLACEMENT | education | USD/gigalumen_year | us | us | 251341409570.69
commercial lighting | 4ft LFL: T5 F28 | 2041 | CAPITAL | REPLACEMENT | food sales | USD/gigalumen_year | us | us | 251341409570.69
commercial lighting | 4ft LFL: T5 F28 | 2041 | CAPITAL | REPLACEMENT | food service | USD/gigalumen_year | us | us | 251341409570.69
commercial lighting | 4ft LFL: T5 F28 | 2041 | CAPITAL | REPLACEMENT | health | USD/gigalumen_year | us | us | 251341409570.69
commercial lighting | 4ft LFL: T5 F28 | 2041 | CAPITAL | REPLACEMENT | lodging | USD/gigalumen_year | us | us | 251341409570.69
commercial lighting | 4ft LFL: T5 F28 | 2041 | CAPITAL | REPLACEMENT | merc/service | USD/gigalumen_year | us | us | 251341409570.69
commercial lighting | 4ft LFL: T5 F28 | 2041 | CAPITAL | REPLACEMENT | office-large | USD/gigalumen_year | us | us | 251341409570.69
commercial lighting | 4ft LFL: T5 F28 | 2041 | CAPITAL | REPLACEMENT | office-small | USD/gigalumen_year | us | us | 251341409570.69
commercial lighting | 4ft LFL: T5 F28 | 2041 | CAPITAL | REPLACEMENT | other | USD/gigalumen_year | us | us | 251341409570.69
commercial lighting | 4ft LFL: T5 F28 | 2041 | CAPITAL | REPLACEMENT | warehouse | USD/gigalumen_year | us | us | 251341409570.69
commercial lighting | 4ft LFL: T5 F28 | 2041 | FIXED_OM | NEW | assembly | USD/gigalumen_year | us | us | 7798630652.0999
commercial lighting | 4ft LFL: T5 F28 | 2041 | FIXED_OM | NEW | education | USD/gigalumen_year | us | us | 7798630652.0999
commercial lighting | 4ft LFL: T5 F28 | 2041 | FIXED_OM | NEW | food sales | USD/gigalumen_year | us | us | 7798630652.0999
commercial lighting | 4ft LFL: T5 F28 | 2041 | FIXED_OM | NEW | food service | USD/gigalumen_year | us | us | 7798630652.0999
commercial lighting | 4ft LFL: T5 F28 | 2041 | FIXED_OM | NEW | health | USD/gigalumen_year | us | us | 7798630652.0999
commercial lighting | 4ft LFL: T5 F28 | 2041 | FIXED_OM | NEW | lodging | USD/gigalumen_year | us | us | 7798630652.0999
commercial lighting | 4ft LFL: T5 F28 | 2041 | FIXED_OM | NEW | merc/service | USD/gigalumen_year | us | us | 7798630652.0999
commercial lighting | 4ft LFL: T5 F28 | 2041 | FIXED_OM | NEW | office-large | USD/gigalumen_year | us | us | 7798630652.0999
commercial lighting | 4ft LFL: T5 F28 | 2041 | FIXED_OM | NEW | office-small | USD/gigalumen_year | us | us | 7798630652.0999
commercial lighting | 4ft LFL: T5 F28 | 2041 | FIXED_OM | NEW | other | USD/gigalumen_year | us | us | 7798630652.0999
commercial lighting | 4ft LFL: T5 F28 | 2041 | FIXED_OM | NEW | warehouse | USD/gigalumen_year | us | us | 7798630652.0999
commercial lighting | 4ft LFL: T5 F28 | 2041 | FIXED_OM | REPLACEMENT | assembly | USD/gigalumen_year | us | us | 7798630652.0999
commercial lighting | 4ft LFL: T5 F28 | 2041 | FIXED_OM | REPLACEMENT | education | USD/gigalumen_year | us | us | 7798630652.0999
commercial lighting | 4ft LFL: T5 F28 | 2041 | FIXED_OM | REPLACEMENT | food sales | USD/gigalumen_year | us | us | 7798630652.0999
commercial lighting | 4ft LFL: T5 F28 | 2041 | FIXED_OM | REPLACEMENT | food service | USD/gigalumen_year | us | us | 7798630652.0999
commercial lighting | 4ft LFL: T5 F28 | 2041 | FIXED_OM | REPLACEMENT | health | USD/gigalumen_year | us | us | 7798630652.0999
commercial lighting | 4ft LFL: T5 F28 | 2041 | FIXED_OM | REPLACEMENT | lodging | USD/gigalumen_year | us | us | 7798630652.0999
commercial lighting | 4ft LFL: T5 F28 | 2041 | FIXED_OM | REPLACEMENT | merc/service | USD/gigalumen_year | us | us | 7798630652.0999
commercial lighting | 4ft LFL: T5 F28 | 2041 | FIXED_OM | REPLACEMENT | office-large | USD/gigalumen_year | us | us | 7798630652.0999
commercial lighting | 4ft LFL: T5 F28 | 2041 | FIXED_OM | REPLACEMENT | office-small | USD/gigalumen_year | us | us | 7798630652.0999
commercial lighting | 4ft LFL: T5 F28 | 2041 | FIXED_OM | REPLACEMENT | other | USD/gigalumen_year | us | us | 7798630652.0999
commercial lighting | 4ft LFL: T5 F28 | 2041 | FIXED_OM | REPLACEMENT | warehouse | USD/gigalumen_year | us | us | 7798630652.0999
commercial lighting | 4ft LFL: T5 F28 | 2042 | CAPITAL | NEW | assembly | USD/gigalumen_year | us | us | 251341409570.69
commercial lighting | 4ft LFL: T5 F28 | 2042 | CAPITAL | NEW | education | USD/gigalumen_year | us | us | 251341409570.69
commercial lighting | 4ft LFL: T5 F28 | 2042 | CAPITAL | NEW | food sales | USD/gigalumen_year | us | us | 251341409570.69
commercial lighting | 4ft LFL: T5 F28 | 2042 | CAPITAL | NEW | food service | USD/gigalumen_year | us | us | 251341409570.69
commercial lighting | 4ft LFL: T5 F28 | 2042 | CAPITAL | NEW | health | USD/gigalumen_year | us | us | 251341409570.69
commercial lighting | 4ft LFL: T5 F28 | 2042 | CAPITAL | NEW | lodging | USD/gigalumen_year | us | us | 251341409570.69
commercial lighting | 4ft LFL: T5 F28 | 2042 | CAPITAL | NEW | merc/service | USD/gigalumen_year | us | us | 251341409570.69
commercial lighting | 4ft LFL: T5 F28 | 2042 | CAPITAL | NEW | office-large | USD/gigalumen_year | us | us | 251341409570.69
commercial lighting | 4ft LFL: T5 F28 | 2042 | CAPITAL | NEW | office-small | USD/gigalumen_year | us | us | 251341409570.69
commercial lighting | 4ft LFL: T5 F28 | 2042 | CAPITAL | NEW | other | USD/gigalumen_year | us | us | 251341409570.69
commercial lighting | 4ft LFL: T5 F28 | 2042 | CAPITAL | NEW | warehouse | USD/gigalumen_year | us | us | 251341409570.69
commercial lighting | 4ft LFL: T5 F28 | 2042 | CAPITAL | REPLACEMENT | assembly | USD/gigalumen_year | us | us | 251341409570.69
commercial lighting | 4ft LFL: T5 F28 | 2042 | CAPITAL | REPLACEMENT | education | USD/gigalumen_year | us | us | 251341409570.69
commercial lighting | 4ft LFL: T5 F28 | 2042 | CAPITAL | REPLACEMENT | food sales | USD/gigalumen_year | us | us | 251341409570.69
commercial lighting | 4ft LFL: T5 F28 | 2042 | CAPITAL | REPLACEMENT | food service | USD/gigalumen_year | us | us | 251341409570.69
commercial lighting | 4ft LFL: T5 F28 | 2042 | CAPITAL | REPLACEMENT | health | USD/gigalumen_year | us | us | 251341409570.69
commercial lighting | 4ft LFL: T5 F28 | 2042 | CAPITAL | REPLACEMENT | lodging | USD/gigalumen_year | us | us | 251341409570.69
commercial lighting | 4ft LFL: T5 F28 | 2042 | CAPITAL | REPLACEMENT | merc/service | USD/gigalumen_year | us | us | 251341409570.69
commercial lighting | 4ft LFL: T5 F28 | 2042 | CAPITAL | REPLACEMENT | office-large | USD/gigalumen_year | us | us | 251341409570.69
commercial lighting | 4ft LFL: T5 F28 | 2042 | CAPITAL | REPLACEMENT | office-small | USD/gigalumen_year | us | us | 251341409570.69
commercial lighting | 4ft LFL: T5 F28 | 2042 | CAPITAL | REPLACEMENT | other | USD/gigalumen_year | us | us | 251341409570.69
commercial lighting | 4ft LFL: T5 F28 | 2042 | CAPITAL | REPLACEMENT | warehouse | USD/gigalumen_year | us | us | 251341409570.69
commercial lighting | 4ft LFL: T5 F28 | 2042 | FIXED_OM | NEW | assembly | USD/gigalumen_year | us | us | 7798630652.0999
commercial lighting | 4ft LFL: T5 F28 | 2042 | FIXED_OM | NEW | education | USD/gigalumen_year | us | us | 7798630652.0999
commercial lighting | 4ft LFL: T5 F28 | 2042 | FIXED_OM | NEW | food sales | USD/gigalumen_year | us | us | 7798630652.0999
commercial lighting | 4ft LFL: T5 F28 | 2042 | FIXED_OM | NEW | food service | USD/gigalumen_year | us | us | 7798630652.0999
commercial lighting | 4ft LFL: T5 F28 | 2042 | FIXED_OM | NEW | health | USD/gigalumen_year | us | us | 7798630652.0999
commercial lighting | 4ft LFL: T5 F28 | 2042 | FIXED_OM | NEW | lodging | USD/gigalumen_year | us | us | 7798630652.0999
commercial lighting | 4ft LFL: T5 F28 | 2042 | FIXED_OM | NEW | merc/service | USD/gigalumen_year | us | us | 7798630652.0999
commercial lighting | 4ft LFL: T5 F28 | 2042 | FIXED_OM | NEW | office-large | USD/gigalumen_year | us | us | 7798630652.0999
commercial lighting | 4ft LFL: T5 F28 | 2042 | FIXED_OM | NEW | office-small | USD/gigalumen_year | us | us | 7798630652.0999
commercial lighting | 4ft LFL: T5 F28 | 2042 | FIXED_OM | NEW | other | USD/gigalumen_year | us | us | 7798630652.0999
commercial lighting | 4ft LFL: T5 F28 | 2042 | FIXED_OM | NEW | warehouse | USD/gigalumen_year | us | us | 7798630652.0999
commercial lighting | 4ft LFL: T5 F28 | 2042 | FIXED_OM | REPLACEMENT | assembly | USD/gigalumen_year | us | us | 7798630652.0999
commercial lighting | 4ft LFL: T5 F28 | 2042 | FIXED_OM | REPLACEMENT | education | USD/gigalumen_year | us | us | 7798630652.0999
commercial lighting | 4ft LFL: T5 F28 | 2042 | FIXED_OM | REPLACEMENT | food sales | USD/gigalumen_year | us | us | 7798630652.0999
commercial lighting | 4ft LFL: T5 F28 | 2042 | FIXED_OM | REPLACEMENT | food service | USD/gigalumen_year | us | us | 7798630652.0999
commercial lighting | 4ft LFL: T5 F28 | 2042 | FIXED_OM | REPLACEMENT | health | USD/gigalumen_year | us | us | 7798630652.0999
commercial lighting | 4ft LFL: T5 F28 | 2042 | FIXED_OM | REPLACEMENT | lodging | USD/gigalumen_year | us | us | 7798630652.0999
commercial lighting | 4ft LFL: T5 F28 | 2042 | FIXED_OM | REPLACEMENT | merc/service | USD/gigalumen_year | us | us | 7798630652.0999
commercial lighting | 4ft LFL: T5 F28 | 2042 | FIXED_OM | REPLACEMENT | office-large | USD/gigalumen_year | us | us | 7798630652.0999
commercial lighting | 4ft LFL: T5 F28 | 2042 | FIXED_OM | REPLACEMENT | office-small | USD/gigalumen_year | us | us | 7798630652.0999
commercial lighting | 4ft LFL: T5 F28 | 2042 | FIXED_OM | REPLACEMENT | other | USD/gigalumen_year | us | us | 7798630652.0999
commercial lighting | 4ft LFL: T5 F28 | 2042 | FIXED_OM | REPLACEMENT | warehouse | USD/gigalumen_year | us | us | 7798630652.0999
commercial lighting | 4ft LFL: T5 F28 | 2043 | CAPITAL | NEW | assembly | USD/gigalumen_year | us | us | 251341409570.69
commercial lighting | 4ft LFL: T5 F28 | 2043 | CAPITAL | NEW | education | USD/gigalumen_year | us | us | 251341409570.69
commercial lighting | 4ft LFL: T5 F28 | 2043 | CAPITAL | NEW | food sales | USD/gigalumen_year | us | us | 251341409570.69
commercial lighting | 4ft LFL: T5 F28 | 2043 | CAPITAL | NEW | food service | USD/gigalumen_year | us | us | 251341409570.69
commercial lighting | 4ft LFL: T5 F28 | 2043 | CAPITAL | NEW | health | USD/gigalumen_year | us | us | 251341409570.69
commercial lighting | 4ft LFL: T5 F28 | 2043 | CAPITAL | NEW | lodging | USD/gigalumen_year | us | us | 251341409570.69
commercial lighting | 4ft LFL: T5 F28 | 2043 | CAPITAL | NEW | merc/service | USD/gigalumen_year | us | us | 251341409570.69
commercial lighting | 4ft LFL: T5 F28 | 2043 | CAPITAL | NEW | office-large | USD/gigalumen_year | us | us | 251341409570.69
commercial lighting | 4ft LFL: T5 F28 | 2043 | CAPITAL | NEW | office-small | USD/gigalumen_year | us | us | 251341409570.69
commercial lighting | 4ft LFL: T5 F28 | 2043 | CAPITAL | NEW | other | USD/gigalumen_year | us | us | 251341409570.69
commercial lighting | 4ft LFL: T5 F28 | 2043 | CAPITAL | NEW | warehouse | USD/gigalumen_year | us | us | 251341409570.69
commercial lighting | 4ft LFL: T5 F28 | 2043 | CAPITAL | REPLACEMENT | assembly | USD/gigalumen_year | us | us | 251341409570.69
commercial lighting | 4ft LFL: T5 F28 | 2043 | CAPITAL | REPLACEMENT | education | USD/gigalumen_year | us | us | 251341409570.69
commercial lighting | 4ft LFL: T5 F28 | 2043 | CAPITAL | REPLACEMENT | food sales | USD/gigalumen_year | us | us | 251341409570.69
commercial lighting | 4ft LFL: T5 F28 | 2043 | CAPITAL | REPLACEMENT | food service | USD/gigalumen_year | us | us | 251341409570.69
commercial lighting | 4ft LFL: T5 F28 | 2043 | CAPITAL | REPLACEMENT | health | USD/gigalumen_year | us | us | 251341409570.69
commercial lighting | 4ft LFL: T5 F28 | 2043 | CAPITAL | REPLACEMENT | lodging | USD/gigalumen_year | us | us | 251341409570.69
commercial lighting | 4ft LFL: T5 F28 | 2043 | CAPITAL | REPLACEMENT | merc/service | USD/gigalumen_year | us | us | 251341409570.69
commercial lighting | 4ft LFL: T5 F28 | 2043 | CAPITAL | REPLACEMENT | office-large | USD/gigalumen_year | us | us | 251341409570.69
commercial lighting | 4ft LFL: T5 F28 | 2043 | CAPITAL | REPLACEMENT | office-small | USD/gigalumen_year | us | us | 251341409570.69
commercial lighting | 4ft LFL: T5 F28 | 2043 | CAPITAL | REPLACEMENT | other | USD/gigalumen_year | us | us | 251341409570.69
commercial lighting | 4ft LFL: T5 F28 | 2043 | CAPITAL | REPLACEMENT | warehouse | USD/gigalumen_year | us | us | 251341409570.69
commercial lighting | 4ft LFL: T5 F28 | 2043 | FIXED_OM | NEW | assembly | USD/gigalumen_year | us | us | 7798630652.0999
commercial lighting | 4ft LFL: T5 F28 | 2043 | FIXED_OM | NEW | education | USD/gigalumen_year | us | us | 7798630652.0999
commercial lighting | 4ft LFL: T5 F28 | 2043 | FIXED_OM | NEW | food sales | USD/gigalumen_year | us | us | 7798630652.0999
commercial lighting | 4ft LFL: T5 F28 | 2043 | FIXED_OM | NEW | food service | USD/gigalumen_year | us | us | 7798630652.0999
commercial lighting | 4ft LFL: T5 F28 | 2043 | FIXED_OM | NEW | health | USD/gigalumen_year | us | us | 7798630652.0999
commercial lighting | 4ft LFL: T5 F28 | 2043 | FIXED_OM | NEW | lodging | USD/gigalumen_year | us | us | 7798630652.0999
commercial lighting | 4ft LFL: T5 F28 | 2043 | FIXED_OM | NEW | merc/service | USD/gigalumen_year | us | us | 7798630652.0999
commercial lighting | 4ft LFL: T5 F28 | 2043 | FIXED_OM | NEW | office-large | USD/gigalumen_year | us | us | 7798630652.0999
commercial lighting | 4ft LFL: T5 F28 | 2043 | FIXED_OM | NEW | office-small | USD/gigalumen_year | us | us | 7798630652.0999
commercial lighting | 4ft LFL: T5 F28 | 2043 | FIXED_OM | NEW | other | USD/gigalumen_year | us | us | 7798630652.0999
commercial lighting | 4ft LFL: T5 F28 | 2043 | FIXED_OM | NEW | warehouse | USD/gigalumen_year | us | us | 7798630652.0999
commercial lighting | 4ft LFL: T5 F28 | 2043 | FIXED_OM | REPLACEMENT | assembly | USD/gigalumen_year | us | us | 7798630652.0999
commercial lighting | 4ft LFL: T5 F28 | 2043 | FIXED_OM | REPLACEMENT | education | USD/gigalumen_year | us | us | 7798630652.0999
commercial lighting | 4ft LFL: T5 F28 | 2043 | FIXED_OM | REPLACEMENT | food sales | USD/gigalumen_year | us | us | 7798630652.0999
commercial lighting | 4ft LFL: T5 F28 | 2043 | FIXED_OM | REPLACEMENT | food service | USD/gigalumen_year | us | us | 7798630652.0999
commercial lighting | 4ft LFL: T5 F28 | 2043 | FIXED_OM | REPLACEMENT | health | USD/gigalumen_year | us | us | 7798630652.0999
commercial lighting | 4ft LFL: T5 F28 | 2043 | FIXED_OM | REPLACEMENT | lodging | USD/gigalumen_year | us | us | 7798630652.0999
commercial lighting | 4ft LFL: T5 F28 | 2043 | FIXED_OM | REPLACEMENT | merc/service | USD/gigalumen_year | us | us | 7798630652.0999
commercial lighting | 4ft LFL: T5 F28 | 2043 | FIXED_OM | REPLACEMENT | office-large | USD/gigalumen_year | us | us | 7798630652.0999
commercial lighting | 4ft LFL: T5 F28 | 2043 | FIXED_OM | REPLACEMENT | office-small | USD/gigalumen_year | us | us | 7798630652.0999
commercial lighting | 4ft LFL: T5 F28 | 2043 | FIXED_OM | REPLACEMENT | other | USD/gigalumen_year | us | us | 7798630652.0999
commercial lighting | 4ft LFL: T5 F28 | 2043 | FIXED_OM | REPLACEMENT | warehouse | USD/gigalumen_year | us | us | 7798630652.0999
commercial lighting | 4ft LFL: T5 F28 | 2044 | CAPITAL | NEW | assembly | USD/gigalumen_year | us | us | 251341409570.69
commercial lighting | 4ft LFL: T5 F28 | 2044 | CAPITAL | NEW | education | USD/gigalumen_year | us | us | 251341409570.69
commercial lighting | 4ft LFL: T5 F28 | 2044 | CAPITAL | NEW | food sales | USD/gigalumen_year | us | us | 251341409570.69
commercial lighting | 4ft LFL: T5 F28 | 2044 | CAPITAL | NEW | food service | USD/gigalumen_year | us | us | 251341409570.69
commercial lighting | 4ft LFL: T5 F28 | 2044 | CAPITAL | NEW | health | USD/gigalumen_year | us | us | 251341409570.69
commercial lighting | 4ft LFL: T5 F28 | 2044 | CAPITAL | NEW | lodging | USD/gigalumen_year | us | us | 251341409570.69
commercial lighting | 4ft LFL: T5 F28 | 2044 | CAPITAL | NEW | merc/service | USD/gigalumen_year | us | us | 251341409570.69
commercial lighting | 4ft LFL: T5 F28 | 2044 | CAPITAL | NEW | office-large | USD/gigalumen_year | us | us | 251341409570.69
commercial lighting | 4ft LFL: T5 F28 | 2044 | CAPITAL | NEW | office-small | USD/gigalumen_year | us | us | 251341409570.69
commercial lighting | 4ft LFL: T5 F28 | 2044 | CAPITAL | NEW | other | USD/gigalumen_year | us | us | 251341409570.69
commercial lighting | 4ft LFL: T5 F28 | 2044 | CAPITAL | NEW | warehouse | USD/gigalumen_year | us | us | 251341409570.69
commercial lighting | 4ft LFL: T5 F28 | 2044 | CAPITAL | REPLACEMENT | assembly | USD/gigalumen_year | us | us | 251341409570.69
commercial lighting | 4ft LFL: T5 F28 | 2044 | CAPITAL | REPLACEMENT | education | USD/gigalumen_year | us | us | 251341409570.69
commercial lighting | 4ft LFL: T5 F28 | 2044 | CAPITAL | REPLACEMENT | food sales | USD/gigalumen_year | us | us | 251341409570.69
commercial lighting | 4ft LFL: T5 F28 | 2044 | CAPITAL | REPLACEMENT | food service | USD/gigalumen_year | us | us | 251341409570.69
commercial lighting | 4ft LFL: T5 F28 | 2044 | CAPITAL | REPLACEMENT | health | USD/gigalumen_year | us | us | 251341409570.69
commercial lighting | 4ft LFL: T5 F28 | 2044 | CAPITAL | REPLACEMENT | lodging | USD/gigalumen_year | us | us | 251341409570.69
commercial lighting | 4ft LFL: T5 F28 | 2044 | CAPITAL | REPLACEMENT | merc/service | USD/gigalumen_year | us | us | 251341409570.69
commercial lighting | 4ft LFL: T5 F28 | 2044 | CAPITAL | REPLACEMENT | office-large | USD/gigalumen_year | us | us | 251341409570.69
commercial lighting | 4ft LFL: T5 F28 | 2044 | CAPITAL | REPLACEMENT | office-small | USD/gigalumen_year | us | us | 251341409570.69
commercial lighting | 4ft LFL: T5 F28 | 2044 | CAPITAL | REPLACEMENT | other | USD/gigalumen_year | us | us | 251341409570.69
commercial lighting | 4ft LFL: T5 F28 | 2044 | CAPITAL | REPLACEMENT | warehouse | USD/gigalumen_year | us | us | 251341409570.69
commercial lighting | 4ft LFL: T5 F28 | 2044 | FIXED_OM | NEW | assembly | USD/gigalumen_year | us | us | 7798630652.0999
commercial lighting | 4ft LFL: T5 F28 | 2044 | FIXED_OM | NEW | education | USD/gigalumen_year | us | us | 7798630652.0999
commercial lighting | 4ft LFL: T5 F28 | 2044 | FIXED_OM | NEW | food sales | USD/gigalumen_year | us | us | 7798630652.0999
commercial lighting | 4ft LFL: T5 F28 | 2044 | FIXED_OM | NEW | food service | USD/gigalumen_year | us | us | 7798630652.0999
commercial lighting | 4ft LFL: T5 F28 | 2044 | FIXED_OM | NEW | health | USD/gigalumen_year | us | us | 7798630652.0999
commercial lighting | 4ft LFL: T5 F28 | 2044 | FIXED_OM | NEW | lodging | USD/gigalumen_year | us | us | 7798630652.0999
commercial lighting | 4ft LFL: T5 F28 | 2044 | FIXED_OM | NEW | merc/service | USD/gigalumen_year | us | us | 7798630652.0999
commercial lighting | 4ft LFL: T5 F28 | 2044 | FIXED_OM | NEW | office-large | USD/gigalumen_year | us | us | 7798630652.0999
commercial lighting | 4ft LFL: T5 F28 | 2044 | FIXED_OM | NEW | office-small | USD/gigalumen_year | us | us | 7798630652.0999
commercial lighting | 4ft LFL: T5 F28 | 2044 | FIXED_OM | NEW | other | USD/gigalumen_year | us | us | 7798630652.0999
commercial lighting | 4ft LFL: T5 F28 | 2044 | FIXED_OM | NEW | warehouse | USD/gigalumen_year | us | us | 7798630652.0999
commercial lighting | 4ft LFL: T5 F28 | 2044 | FIXED_OM | REPLACEMENT | assembly | USD/gigalumen_year | us | us | 7798630652.0999
commercial lighting | 4ft LFL: T5 F28 | 2044 | FIXED_OM | REPLACEMENT | education | USD/gigalumen_year | us | us | 7798630652.0999
commercial lighting | 4ft LFL: T5 F28 | 2044 | FIXED_OM | REPLACEMENT | food sales | USD/gigalumen_year | us | us | 7798630652.0999
commercial lighting | 4ft LFL: T5 F28 | 2044 | FIXED_OM | REPLACEMENT | food service | USD/gigalumen_year | us | us | 7798630652.0999
commercial lighting | 4ft LFL: T5 F28 | 2044 | FIXED_OM | REPLACEMENT | health | USD/gigalumen_year | us | us | 7798630652.0999
commercial lighting | 4ft LFL: T5 F28 | 2044 | FIXED_OM | REPLACEMENT | lodging | USD/gigalumen_year | us | us | 7798630652.0999
commercial lighting | 4ft LFL: T5 F28 | 2044 | FIXED_OM | REPLACEMENT | merc/service | USD/gigalumen_year | us | us | 7798630652.0999
commercial lighting | 4ft LFL: T5 F28 | 2044 | FIXED_OM | REPLACEMENT | office-large | USD/gigalumen_year | us | us | 7798630652.0999
commercial lighting | 4ft LFL: T5 F28 | 2044 | FIXED_OM | REPLACEMENT | office-small | USD/gigalumen_year | us | us | 7798630652.0999
commercial lighting | 4ft LFL: T5 F28 | 2044 | FIXED_OM | REPLACEMENT | other | USD/gigalumen_year | us | us | 7798630652.0999
commercial lighting | 4ft LFL: T5 F28 | 2044 | FIXED_OM | REPLACEMENT | warehouse | USD/gigalumen_year | us | us | 7798630652.0999
commercial lighting | 4ft LFL: T5 F28 | 2045 | CAPITAL | NEW | assembly | USD/gigalumen_year | us | us | 251341409570.69
commercial lighting | 4ft LFL: T5 F28 | 2045 | CAPITAL | NEW | education | USD/gigalumen_year | us | us | 251341409570.69
commercial lighting | 4ft LFL: T5 F28 | 2045 | CAPITAL | NEW | food sales | USD/gigalumen_year | us | us | 251341409570.69
commercial lighting | 4ft LFL: T5 F28 | 2045 | CAPITAL | NEW | food service | USD/gigalumen_year | us | us | 251341409570.69
commercial lighting | 4ft LFL: T5 F28 | 2045 | CAPITAL | NEW | health | USD/gigalumen_year | us | us | 251341409570.69
commercial lighting | 4ft LFL: T5 F28 | 2045 | CAPITAL | NEW | lodging | USD/gigalumen_year | us | us | 251341409570.69
commercial lighting | 4ft LFL: T5 F28 | 2045 | CAPITAL | NEW | merc/service | USD/gigalumen_year | us | us | 251341409570.69
commercial lighting | 4ft LFL: T5 F28 | 2045 | CAPITAL | NEW | office-large | USD/gigalumen_year | us | us | 251341409570.69
commercial lighting | 4ft LFL: T5 F28 | 2045 | CAPITAL | NEW | office-small | USD/gigalumen_year | us | us | 251341409570.69
commercial lighting | 4ft LFL: T5 F28 | 2045 | CAPITAL | NEW | other | USD/gigalumen_year | us | us | 251341409570.69
commercial lighting | 4ft LFL: T5 F28 | 2045 | CAPITAL | NEW | warehouse | USD/gigalumen_year | us | us | 251341409570.69
commercial lighting | 4ft LFL: T5 F28 | 2045 | CAPITAL | REPLACEMENT | assembly | USD/gigalumen_year | us | us | 251341409570.69
commercial lighting | 4ft LFL: T5 F28 | 2045 | CAPITAL | REPLACEMENT | education | USD/gigalumen_year | us | us | 251341409570.69
commercial lighting | 4ft LFL: T5 F28 | 2045 | CAPITAL | REPLACEMENT | food sales | USD/gigalumen_year | us | us | 251341409570.69
commercial lighting | 4ft LFL: T5 F28 | 2045 | CAPITAL | REPLACEMENT | food service | USD/gigalumen_year | us | us | 251341409570.69
commercial lighting | 4ft LFL: T5 F28 | 2045 | CAPITAL | REPLACEMENT | health | USD/gigalumen_year | us | us | 251341409570.69
commercial lighting | 4ft LFL: T5 F28 | 2045 | CAPITAL | REPLACEMENT | lodging | USD/gigalumen_year | us | us | 251341409570.69
commercial lighting | 4ft LFL: T5 F28 | 2045 | CAPITAL | REPLACEMENT | merc/service | USD/gigalumen_year | us | us | 251341409570.69
commercial lighting | 4ft LFL: T5 F28 | 2045 | CAPITAL | REPLACEMENT | office-large | USD/gigalumen_year | us | us | 251341409570.69
commercial lighting | 4ft LFL: T5 F28 | 2045 | CAPITAL | REPLACEMENT | office-small | USD/gigalumen_year | us | us | 251341409570.69
commercial lighting | 4ft LFL: T5 F28 | 2045 | CAPITAL | REPLACEMENT | other | USD/gigalumen_year | us | us | 251341409570.69
commercial lighting | 4ft LFL: T5 F28 | 2045 | CAPITAL | REPLACEMENT | warehouse | USD/gigalumen_year | us | us | 251341409570.69
commercial lighting | 4ft LFL: T5 F28 | 2045 | FIXED_OM | NEW | assembly | USD/gigalumen_year | us | us | 7798630652.0999
commercial lighting | 4ft LFL: T5 F28 | 2045 | FIXED_OM | NEW | education | USD/gigalumen_year | us | us | 7798630652.0999
commercial lighting | 4ft LFL: T5 F28 | 2045 | FIXED_OM | NEW | food sales | USD/gigalumen_year | us | us | 7798630652.0999
commercial lighting | 4ft LFL: T5 F28 | 2045 | FIXED_OM | NEW | food service | USD/gigalumen_year | us | us | 7798630652.0999
commercial lighting | 4ft LFL: T5 F28 | 2045 | FIXED_OM | NEW | health | USD/gigalumen_year | us | us | 7798630652.0999
commercial lighting | 4ft LFL: T5 F28 | 2045 | FIXED_OM | NEW | lodging | USD/gigalumen_year | us | us | 7798630652.0999
commercial lighting | 4ft LFL: T5 F28 | 2045 | FIXED_OM | NEW | merc/service | USD/gigalumen_year | us | us | 7798630652.0999
commercial lighting | 4ft LFL: T5 F28 | 2045 | FIXED_OM | NEW | office-large | USD/gigalumen_year | us | us | 7798630652.0999
commercial lighting | 4ft LFL: T5 F28 | 2045 | FIXED_OM | NEW | office-small | USD/gigalumen_year | us | us | 7798630652.0999
commercial lighting | 4ft LFL: T5 F28 | 2045 | FIXED_OM | NEW | other | USD/gigalumen_year | us | us | 7798630652.0999
commercial lighting | 4ft LFL: T5 F28 | 2045 | FIXED_OM | NEW | warehouse | USD/gigalumen_year | us | us | 7798630652.0999
commercial lighting | 4ft LFL: T5 F28 | 2045 | FIXED_OM | REPLACEMENT | assembly | USD/gigalumen_year | us | us | 7798630652.0999
commercial lighting | 4ft LFL: T5 F28 | 2045 | FIXED_OM | REPLACEMENT | education | USD/gigalumen_year | us | us | 7798630652.0999
commercial lighting | 4ft LFL: T5 F28 | 2045 | FIXED_OM | REPLACEMENT | food sales | USD/gigalumen_year | us | us | 7798630652.0999
commercial lighting | 4ft LFL: T5 F28 | 2045 | FIXED_OM | REPLACEMENT | food service | USD/gigalumen_year | us | us | 7798630652.0999
commercial lighting | 4ft LFL: T5 F28 | 2045 | FIXED_OM | REPLACEMENT | health | USD/gigalumen_year | us | us | 7798630652.0999
commercial lighting | 4ft LFL: T5 F28 | 2045 | FIXED_OM | REPLACEMENT | lodging | USD/gigalumen_year | us | us | 7798630652.0999
commercial lighting | 4ft LFL: T5 F28 | 2045 | FIXED_OM | REPLACEMENT | merc/service | USD/gigalumen_year | us | us | 7798630652.0999
commercial lighting | 4ft LFL: T5 F28 | 2045 | FIXED_OM | REPLACEMENT | office-large | USD/gigalumen_year | us | us | 7798630652.0999
commercial lighting | 4ft LFL: T5 F28 | 2045 | FIXED_OM | REPLACEMENT | office-small | USD/gigalumen_year | us | us | 7798630652.0999
commercial lighting | 4ft LFL: T5 F28 | 2045 | FIXED_OM | REPLACEMENT | other | USD/gigalumen_year | us | us | 7798630652.0999
commercial lighting | 4ft LFL: T5 F28 | 2045 | FIXED_OM | REPLACEMENT | warehouse | USD/gigalumen_year | us | us | 7798630652.0999
commercial lighting | 4ft LFL: T5 F28 | 2046 | CAPITAL | NEW | assembly | USD/gigalumen_year | us | us | 251341409570.69
commercial lighting | 4ft LFL: T5 F28 | 2046 | CAPITAL | NEW | education | USD/gigalumen_year | us | us | 251341409570.69
commercial lighting | 4ft LFL: T5 F28 | 2046 | CAPITAL | NEW | food sales | USD/gigalumen_year | us | us | 251341409570.69
commercial lighting | 4ft LFL: T5 F28 | 2046 | CAPITAL | NEW | food service | USD/gigalumen_year | us | us | 251341409570.69
commercial lighting | 4ft LFL: T5 F28 | 2046 | CAPITAL | NEW | health | USD/gigalumen_year | us | us | 251341409570.69
commercial lighting | 4ft LFL: T5 F28 | 2046 | CAPITAL | NEW | lodging | USD/gigalumen_year | us | us | 251341409570.69
commercial lighting | 4ft LFL: T5 F28 | 2046 | CAPITAL | NEW | merc/service | USD/gigalumen_year | us | us | 251341409570.69
commercial lighting | 4ft LFL: T5 F28 | 2046 | CAPITAL | NEW | office-large | USD/gigalumen_year | us | us | 251341409570.69
commercial lighting | 4ft LFL: T5 F28 | 2046 | CAPITAL | NEW | office-small | USD/gigalumen_year | us | us | 251341409570.69
commercial lighting | 4ft LFL: T5 F28 | 2046 | CAPITAL | NEW | other | USD/gigalumen_year | us | us | 251341409570.69
commercial lighting | 4ft LFL: T5 F28 | 2046 | CAPITAL | NEW | warehouse | USD/gigalumen_year | us | us | 251341409570.69
commercial lighting | 4ft LFL: T5 F28 | 2046 | CAPITAL | REPLACEMENT | assembly | USD/gigalumen_year | us | us | 251341409570.69
commercial lighting | 4ft LFL: T5 F28 | 2046 | CAPITAL | REPLACEMENT | education | USD/gigalumen_year | us | us | 251341409570.69
commercial lighting | 4ft LFL: T5 F28 | 2046 | CAPITAL | REPLACEMENT | food sales | USD/gigalumen_year | us | us | 251341409570.69
commercial lighting | 4ft LFL: T5 F28 | 2046 | CAPITAL | REPLACEMENT | food service | USD/gigalumen_year | us | us | 251341409570.69
commercial lighting | 4ft LFL: T5 F28 | 2046 | CAPITAL | REPLACEMENT | health | USD/gigalumen_year | us | us | 251341409570.69
commercial lighting | 4ft LFL: T5 F28 | 2046 | CAPITAL | REPLACEMENT | lodging | USD/gigalumen_year | us | us | 251341409570.69
commercial lighting | 4ft LFL: T5 F28 | 2046 | CAPITAL | REPLACEMENT | merc/service | USD/gigalumen_year | us | us | 251341409570.69
commercial lighting | 4ft LFL: T5 F28 | 2046 | CAPITAL | REPLACEMENT | office-large | USD/gigalumen_year | us | us | 251341409570.69
commercial lighting | 4ft LFL: T5 F28 | 2046 | CAPITAL | REPLACEMENT | office-small | USD/gigalumen_year | us | us | 251341409570.69
commercial lighting | 4ft LFL: T5 F28 | 2046 | CAPITAL | REPLACEMENT | other | USD/gigalumen_year | us | us | 251341409570.69
commercial lighting | 4ft LFL: T5 F28 | 2046 | CAPITAL | REPLACEMENT | warehouse | USD/gigalumen_year | us | us | 251341409570.69
commercial lighting | 4ft LFL: T5 F28 | 2046 | FIXED_OM | NEW | assembly | USD/gigalumen_year | us | us | 7798630652.0999
commercial lighting | 4ft LFL: T5 F28 | 2046 | FIXED_OM | NEW | education | USD/gigalumen_year | us | us | 7798630652.0999
commercial lighting | 4ft LFL: T5 F28 | 2046 | FIXED_OM | NEW | food sales | USD/gigalumen_year | us | us | 7798630652.0999
commercial lighting | 4ft LFL: T5 F28 | 2046 | FIXED_OM | NEW | food service | USD/gigalumen_year | us | us | 7798630652.0999
commercial lighting | 4ft LFL: T5 F28 | 2046 | FIXED_OM | NEW | health | USD/gigalumen_year | us | us | 7798630652.0999
commercial lighting | 4ft LFL: T5 F28 | 2046 | FIXED_OM | NEW | lodging | USD/gigalumen_year | us | us | 7798630652.0999
commercial lighting | 4ft LFL: T5 F28 | 2046 | FIXED_OM | NEW | merc/service | USD/gigalumen_year | us | us | 7798630652.0999
commercial lighting | 4ft LFL: T5 F28 | 2046 | FIXED_OM | NEW | office-large | USD/gigalumen_year | us | us | 7798630652.0999
commercial lighting | 4ft LFL: T5 F28 | 2046 | FIXED_OM | NEW | office-small | USD/gigalumen_year | us | us | 7798630652.0999
commercial lighting | 4ft LFL: T5 F28 | 2046 | FIXED_OM | NEW | other | USD/gigalumen_year | us | us | 7798630652.0999
commercial lighting | 4ft LFL: T5 F28 | 2046 | FIXED_OM | NEW | warehouse | USD/gigalumen_year | us | us | 7798630652.0999
commercial lighting | 4ft LFL: T5 F28 | 2046 | FIXED_OM | REPLACEMENT | assembly | USD/gigalumen_year | us | us | 7798630652.0999
commercial lighting | 4ft LFL: T5 F28 | 2046 | FIXED_OM | REPLACEMENT | education | USD/gigalumen_year | us | us | 7798630652.0999
commercial lighting | 4ft LFL: T5 F28 | 2046 | FIXED_OM | REPLACEMENT | food sales | USD/gigalumen_year | us | us | 7798630652.0999
commercial lighting | 4ft LFL: T5 F28 | 2046 | FIXED_OM | REPLACEMENT | food service | USD/gigalumen_year | us | us | 7798630652.0999
commercial lighting | 4ft LFL: T5 F28 | 2046 | FIXED_OM | REPLACEMENT | health | USD/gigalumen_year | us | us | 7798630652.0999
commercial lighting | 4ft LFL: T5 F28 | 2046 | FIXED_OM | REPLACEMENT | lodging | USD/gigalumen_year | us | us | 7798630652.0999
commercial lighting | 4ft LFL: T5 F28 | 2046 | FIXED_OM | REPLACEMENT | merc/service | USD/gigalumen_year | us | us | 7798630652.0999
commercial lighting | 4ft LFL: T5 F28 | 2046 | FIXED_OM | REPLACEMENT | office-large | USD/gigalumen_year | us | us | 7798630652.0999
commercial lighting | 4ft LFL: T5 F28 | 2046 | FIXED_OM | REPLACEMENT | office-small | USD/gigalumen_year | us | us | 7798630652.0999
commercial lighting | 4ft LFL: T5 F28 | 2046 | FIXED_OM | REPLACEMENT | other | USD/gigalumen_year | us | us | 7798630652.0999
commercial lighting | 4ft LFL: T5 F28 | 2046 | FIXED_OM | REPLACEMENT | warehouse | USD/gigalumen_year | us | us | 7798630652.0999
commercial lighting | 4ft LFL: T5 F28 | 2047 | CAPITAL | NEW | assembly | USD/gigalumen_year | us | us | 251341409570.69
commercial lighting | 4ft LFL: T5 F28 | 2047 | CAPITAL | NEW | education | USD/gigalumen_year | us | us | 251341409570.69
commercial lighting | 4ft LFL: T5 F28 | 2047 | CAPITAL | NEW | food sales | USD/gigalumen_year | us | us | 251341409570.69
commercial lighting | 4ft LFL: T5 F28 | 2047 | CAPITAL | NEW | food service | USD/gigalumen_year | us | us | 251341409570.69
commercial lighting | 4ft LFL: T5 F28 | 2047 | CAPITAL | NEW | health | USD/gigalumen_year | us | us | 251341409570.69
commercial lighting | 4ft LFL: T5 F28 | 2047 | CAPITAL | NEW | lodging | USD/gigalumen_year | us | us | 251341409570.69
commercial lighting | 4ft LFL: T5 F28 | 2047 | CAPITAL | NEW | merc/service | USD/gigalumen_year | us | us | 251341409570.69
commercial lighting | 4ft LFL: T5 F28 | 2047 | CAPITAL | NEW | office-large | USD/gigalumen_year | us | us | 251341409570.69
commercial lighting | 4ft LFL: T5 F28 | 2047 | CAPITAL | NEW | office-small | USD/gigalumen_year | us | us | 251341409570.69
commercial lighting | 4ft LFL: T5 F28 | 2047 | CAPITAL | NEW | other | USD/gigalumen_year | us | us | 251341409570.69
commercial lighting | 4ft LFL: T5 F28 | 2047 | CAPITAL | NEW | warehouse | USD/gigalumen_year | us | us | 251341409570.69
commercial lighting | 4ft LFL: T5 F28 | 2047 | CAPITAL | REPLACEMENT | assembly | USD/gigalumen_year | us | us | 251341409570.69
commercial lighting | 4ft LFL: T5 F28 | 2047 | CAPITAL | REPLACEMENT | education | USD/gigalumen_year | us | us | 251341409570.69
commercial lighting | 4ft LFL: T5 F28 | 2047 | CAPITAL | REPLACEMENT | food sales | USD/gigalumen_year | us | us | 251341409570.69
commercial lighting | 4ft LFL: T5 F28 | 2047 | CAPITAL | REPLACEMENT | food service | USD/gigalumen_year | us | us | 251341409570.69
commercial lighting | 4ft LFL: T5 F28 | 2047 | CAPITAL | REPLACEMENT | health | USD/gigalumen_year | us | us | 251341409570.69
commercial lighting | 4ft LFL: T5 F28 | 2047 | CAPITAL | REPLACEMENT | lodging | USD/gigalumen_year | us | us | 251341409570.69
commercial lighting | 4ft LFL: T5 F28 | 2047 | CAPITAL | REPLACEMENT | merc/service | USD/gigalumen_year | us | us | 251341409570.69
commercial lighting | 4ft LFL: T5 F28 | 2047 | CAPITAL | REPLACEMENT | office-large | USD/gigalumen_year | us | us | 251341409570.69
commercial lighting | 4ft LFL: T5 F28 | 2047 | CAPITAL | REPLACEMENT | office-small | USD/gigalumen_year | us | us | 251341409570.69
commercial lighting | 4ft LFL: T5 F28 | 2047 | CAPITAL | REPLACEMENT | other | USD/gigalumen_year | us | us | 251341409570.69
commercial lighting | 4ft LFL: T5 F28 | 2047 | CAPITAL | REPLACEMENT | warehouse | USD/gigalumen_year | us | us | 251341409570.69
commercial lighting | 4ft LFL: T5 F28 | 2047 | FIXED_OM | NEW | assembly | USD/gigalumen_year | us | us | 7798630652.0999
commercial lighting | 4ft LFL: T5 F28 | 2047 | FIXED_OM | NEW | education | USD/gigalumen_year | us | us | 7798630652.0999
commercial lighting | 4ft LFL: T5 F28 | 2047 | FIXED_OM | NEW | food sales | USD/gigalumen_year | us | us | 7798630652.0999
commercial lighting | 4ft LFL: T5 F28 | 2047 | FIXED_OM | NEW | food service | USD/gigalumen_year | us | us | 7798630652.0999
commercial lighting | 4ft LFL: T5 F28 | 2047 | FIXED_OM | NEW | health | USD/gigalumen_year | us | us | 7798630652.0999
commercial lighting | 4ft LFL: T5 F28 | 2047 | FIXED_OM | NEW | lodging | USD/gigalumen_year | us | us | 7798630652.0999
commercial lighting | 4ft LFL: T5 F28 | 2047 | FIXED_OM | NEW | merc/service | USD/gigalumen_year | us | us | 7798630652.0999
commercial lighting | 4ft LFL: T5 F28 | 2047 | FIXED_OM | NEW | office-large | USD/gigalumen_year | us | us | 7798630652.0999
commercial lighting | 4ft LFL: T5 F28 | 2047 | FIXED_OM | NEW | office-small | USD/gigalumen_year | us | us | 7798630652.0999
commercial lighting | 4ft LFL: T5 F28 | 2047 | FIXED_OM | NEW | other | USD/gigalumen_year | us | us | 7798630652.0999
commercial lighting | 4ft LFL: T5 F28 | 2047 | FIXED_OM | NEW | warehouse | USD/gigalumen_year | us | us | 7798630652.0999
commercial lighting | 4ft LFL: T5 F28 | 2047 | FIXED_OM | REPLACEMENT | assembly | USD/gigalumen_year | us | us | 7798630652.0999
commercial lighting | 4ft LFL: T5 F28 | 2047 | FIXED_OM | REPLACEMENT | education | USD/gigalumen_year | us | us | 7798630652.0999
commercial lighting | 4ft LFL: T5 F28 | 2047 | FIXED_OM | REPLACEMENT | food sales | USD/gigalumen_year | us | us | 7798630652.0999
commercial lighting | 4ft LFL: T5 F28 | 2047 | FIXED_OM | REPLACEMENT | food service | USD/gigalumen_year | us | us | 7798630652.0999
commercial lighting | 4ft LFL: T5 F28 | 2047 | FIXED_OM | REPLACEMENT | health | USD/gigalumen_year | us | us | 7798630652.0999
commercial lighting | 4ft LFL: T5 F28 | 2047 | FIXED_OM | REPLACEMENT | lodging | USD/gigalumen_year | us | us | 7798630652.0999
commercial lighting | 4ft LFL: T5 F28 | 2047 | FIXED_OM | REPLACEMENT | merc/service | USD/gigalumen_year | us | us | 7798630652.0999
commercial lighting | 4ft LFL: T5 F28 | 2047 | FIXED_OM | REPLACEMENT | office-large | USD/gigalumen_year | us | us | 7798630652.0999
commercial lighting | 4ft LFL: T5 F28 | 2047 | FIXED_OM | REPLACEMENT | office-small | USD/gigalumen_year | us | us | 7798630652.0999
commercial lighting | 4ft LFL: T5 F28 | 2047 | FIXED_OM | REPLACEMENT | other | USD/gigalumen_year | us | us | 7798630652.0999
commercial lighting | 4ft LFL: T5 F28 | 2047 | FIXED_OM | REPLACEMENT | warehouse | USD/gigalumen_year | us | us | 7798630652.0999
commercial lighting | 4ft LFL: T5 F28 | 2048 | CAPITAL | NEW | assembly | USD/gigalumen_year | us | us | 251341409570.69
commercial lighting | 4ft LFL: T5 F28 | 2048 | CAPITAL | NEW | education | USD/gigalumen_year | us | us | 251341409570.69
commercial lighting | 4ft LFL: T5 F28 | 2048 | CAPITAL | NEW | food sales | USD/gigalumen_year | us | us | 251341409570.69
commercial lighting | 4ft LFL: T5 F28 | 2048 | CAPITAL | NEW | food service | USD/gigalumen_year | us | us | 251341409570.69
commercial lighting | 4ft LFL: T5 F28 | 2048 | CAPITAL | NEW | health | USD/gigalumen_year | us | us | 251341409570.69
commercial lighting | 4ft LFL: T5 F28 | 2048 | CAPITAL | NEW | lodging | USD/gigalumen_year | us | us | 251341409570.69
commercial lighting | 4ft LFL: T5 F28 | 2048 | CAPITAL | NEW | merc/service | USD/gigalumen_year | us | us | 251341409570.69
commercial lighting | 4ft LFL: T5 F28 | 2048 | CAPITAL | NEW | office-large | USD/gigalumen_year | us | us | 251341409570.69
commercial lighting | 4ft LFL: T5 F28 | 2048 | CAPITAL | NEW | office-small | USD/gigalumen_year | us | us | 251341409570.69
commercial lighting | 4ft LFL: T5 F28 | 2048 | CAPITAL | NEW | other | USD/gigalumen_year | us | us | 251341409570.69
commercial lighting | 4ft LFL: T5 F28 | 2048 | CAPITAL | NEW | warehouse | USD/gigalumen_year | us | us | 251341409570.69
commercial lighting | 4ft LFL: T5 F28 | 2048 | CAPITAL | REPLACEMENT | assembly | USD/gigalumen_year | us | us | 251341409570.69
commercial lighting | 4ft LFL: T5 F28 | 2048 | CAPITAL | REPLACEMENT | education | USD/gigalumen_year | us | us | 251341409570.69
commercial lighting | 4ft LFL: T5 F28 | 2048 | CAPITAL | REPLACEMENT | food sales | USD/gigalumen_year | us | us | 251341409570.69
commercial lighting | 4ft LFL: T5 F28 | 2048 | CAPITAL | REPLACEMENT | food service | USD/gigalumen_year | us | us | 251341409570.69
commercial lighting | 4ft LFL: T5 F28 | 2048 | CAPITAL | REPLACEMENT | health | USD/gigalumen_year | us | us | 251341409570.69
commercial lighting | 4ft LFL: T5 F28 | 2048 | CAPITAL | REPLACEMENT | lodging | USD/gigalumen_year | us | us | 251341409570.69
commercial lighting | 4ft LFL: T5 F28 | 2048 | CAPITAL | REPLACEMENT | merc/service | USD/gigalumen_year | us | us | 251341409570.69
commercial lighting | 4ft LFL: T5 F28 | 2048 | CAPITAL | REPLACEMENT | office-large | USD/gigalumen_year | us | us | 251341409570.69
commercial lighting | 4ft LFL: T5 F28 | 2048 | CAPITAL | REPLACEMENT | office-small | USD/gigalumen_year | us | us | 251341409570.69
commercial lighting | 4ft LFL: T5 F28 | 2048 | CAPITAL | REPLACEMENT | other | USD/gigalumen_year | us | us | 251341409570.69
commercial lighting | 4ft LFL: T5 F28 | 2048 | CAPITAL | REPLACEMENT | warehouse | USD/gigalumen_year | us | us | 251341409570.69
commercial lighting | 4ft LFL: T5 F28 | 2048 | FIXED_OM | NEW | assembly | USD/gigalumen_year | us | us | 7798630652.0999
commercial lighting | 4ft LFL: T5 F28 | 2048 | FIXED_OM | NEW | education | USD/gigalumen_year | us | us | 7798630652.0999
commercial lighting | 4ft LFL: T5 F28 | 2048 | FIXED_OM | NEW | food sales | USD/gigalumen_year | us | us | 7798630652.0999
commercial lighting | 4ft LFL: T5 F28 | 2048 | FIXED_OM | NEW | food service | USD/gigalumen_year | us | us | 7798630652.0999
commercial lighting | 4ft LFL: T5 F28 | 2048 | FIXED_OM | NEW | health | USD/gigalumen_year | us | us | 7798630652.0999
commercial lighting | 4ft LFL: T5 F28 | 2048 | FIXED_OM | NEW | lodging | USD/gigalumen_year | us | us | 7798630652.0999
commercial lighting | 4ft LFL: T5 F28 | 2048 | FIXED_OM | NEW | merc/service | USD/gigalumen_year | us | us | 7798630652.0999
commercial lighting | 4ft LFL: T5 F28 | 2048 | FIXED_OM | NEW | office-large | USD/gigalumen_year | us | us | 7798630652.0999
commercial lighting | 4ft LFL: T5 F28 | 2048 | FIXED_OM | NEW | office-small | USD/gigalumen_year | us | us | 7798630652.0999
commercial lighting | 4ft LFL: T5 F28 | 2048 | FIXED_OM | NEW | other | USD/gigalumen_year | us | us | 7798630652.0999
commercial lighting | 4ft LFL: T5 F28 | 2048 | FIXED_OM | NEW | warehouse | USD/gigalumen_year | us | us | 7798630652.0999
commercial lighting | 4ft LFL: T5 F28 | 2048 | FIXED_OM | REPLACEMENT | assembly | USD/gigalumen_year | us | us | 7798630652.0999
commercial lighting | 4ft LFL: T5 F28 | 2048 | FIXED_OM | REPLACEMENT | education | USD/gigalumen_year | us | us | 7798630652.0999
commercial lighting | 4ft LFL: T5 F28 | 2048 | FIXED_OM | REPLACEMENT | food sales | USD/gigalumen_year | us | us | 7798630652.0999
commercial lighting | 4ft LFL: T5 F28 | 2048 | FIXED_OM | REPLACEMENT | food service | USD/gigalumen_year | us | us | 7798630652.0999
commercial lighting | 4ft LFL: T5 F28 | 2048 | FIXED_OM | REPLACEMENT | health | USD/gigalumen_year | us | us | 7798630652.0999
commercial lighting | 4ft LFL: T5 F28 | 2048 | FIXED_OM | REPLACEMENT | lodging | USD/gigalumen_year | us | us | 7798630652.0999
commercial lighting | 4ft LFL: T5 F28 | 2048 | FIXED_OM | REPLACEMENT | merc/service | USD/gigalumen_year | us | us | 7798630652.0999
commercial lighting | 4ft LFL: T5 F28 | 2048 | FIXED_OM | REPLACEMENT | office-large | USD/gigalumen_year | us | us | 7798630652.0999
commercial lighting | 4ft LFL: T5 F28 | 2048 | FIXED_OM | REPLACEMENT | office-small | USD/gigalumen_year | us | us | 7798630652.0999
commercial lighting | 4ft LFL: T5 F28 | 2048 | FIXED_OM | REPLACEMENT | other | USD/gigalumen_year | us | us | 7798630652.0999
commercial lighting | 4ft LFL: T5 F28 | 2048 | FIXED_OM | REPLACEMENT | warehouse | USD/gigalumen_year | us | us | 7798630652.0999
commercial lighting | 4ft LFL: T5 F28 | 2049 | CAPITAL | NEW | assembly | USD/gigalumen_year | us | us | 251341409570.69
commercial lighting | 4ft LFL: T5 F28 | 2049 | CAPITAL | NEW | education | USD/gigalumen_year | us | us | 251341409570.69
commercial lighting | 4ft LFL: T5 F28 | 2049 | CAPITAL | NEW | food sales | USD/gigalumen_year | us | us | 251341409570.69
commercial lighting | 4ft LFL: T5 F28 | 2049 | CAPITAL | NEW | food service | USD/gigalumen_year | us | us | 251341409570.69
commercial lighting | 4ft LFL: T5 F28 | 2049 | CAPITAL | NEW | health | USD/gigalumen_year | us | us | 251341409570.69
commercial lighting | 4ft LFL: T5 F28 | 2049 | CAPITAL | NEW | lodging | USD/gigalumen_year | us | us | 251341409570.69
commercial lighting | 4ft LFL: T5 F28 | 2049 | CAPITAL | NEW | merc/service | USD/gigalumen_year | us | us | 251341409570.69
commercial lighting | 4ft LFL: T5 F28 | 2049 | CAPITAL | NEW | office-large | USD/gigalumen_year | us | us | 251341409570.69
commercial lighting | 4ft LFL: T5 F28 | 2049 | CAPITAL | NEW | office-small | USD/gigalumen_year | us | us | 251341409570.69
commercial lighting | 4ft LFL: T5 F28 | 2049 | CAPITAL | NEW | other | USD/gigalumen_year | us | us | 251341409570.69
commercial lighting | 4ft LFL: T5 F28 | 2049 | CAPITAL | NEW | warehouse | USD/gigalumen_year | us | us | 251341409570.69
commercial lighting | 4ft LFL: T5 F28 | 2049 | CAPITAL | REPLACEMENT | assembly | USD/gigalumen_year | us | us | 251341409570.69
commercial lighting | 4ft LFL: T5 F28 | 2049 | CAPITAL | REPLACEMENT | education | USD/gigalumen_year | us | us | 251341409570.69
commercial lighting | 4ft LFL: T5 F28 | 2049 | CAPITAL | REPLACEMENT | food sales | USD/gigalumen_year | us | us | 251341409570.69
commercial lighting | 4ft LFL: T5 F28 | 2049 | CAPITAL | REPLACEMENT | food service | USD/gigalumen_year | us | us | 251341409570.69
commercial lighting | 4ft LFL: T5 F28 | 2049 | CAPITAL | REPLACEMENT | health | USD/gigalumen_year | us | us | 251341409570.69
commercial lighting | 4ft LFL: T5 F28 | 2049 | CAPITAL | REPLACEMENT | lodging | USD/gigalumen_year | us | us | 251341409570.69
commercial lighting | 4ft LFL: T5 F28 | 2049 | CAPITAL | REPLACEMENT | merc/service | USD/gigalumen_year | us | us | 251341409570.69
commercial lighting | 4ft LFL: T5 F28 | 2049 | CAPITAL | REPLACEMENT | office-large | USD/gigalumen_year | us | us | 251341409570.69
commercial lighting | 4ft LFL: T5 F28 | 2049 | CAPITAL | REPLACEMENT | office-small | USD/gigalumen_year | us | us | 251341409570.69
commercial lighting | 4ft LFL: T5 F28 | 2049 | CAPITAL | REPLACEMENT | other | USD/gigalumen_year | us | us | 251341409570.69
commercial lighting | 4ft LFL: T5 F28 | 2049 | CAPITAL | REPLACEMENT | warehouse | USD/gigalumen_year | us | us | 251341409570.69
commercial lighting | 4ft LFL: T5 F28 | 2049 | FIXED_OM | NEW | assembly | USD/gigalumen_year | us | us | 7798630652.0999
commercial lighting | 4ft LFL: T5 F28 | 2049 | FIXED_OM | NEW | education | USD/gigalumen_year | us | us | 7798630652.0999
commercial lighting | 4ft LFL: T5 F28 | 2049 | FIXED_OM | NEW | food sales | USD/gigalumen_year | us | us | 7798630652.0999
commercial lighting | 4ft LFL: T5 F28 | 2049 | FIXED_OM | NEW | food service | USD/gigalumen_year | us | us | 7798630652.0999
commercial lighting | 4ft LFL: T5 F28 | 2049 | FIXED_OM | NEW | health | USD/gigalumen_year | us | us | 7798630652.0999
commercial lighting | 4ft LFL: T5 F28 | 2049 | FIXED_OM | NEW | lodging | USD/gigalumen_year | us | us | 7798630652.0999
commercial lighting | 4ft LFL: T5 F28 | 2049 | FIXED_OM | NEW | merc/service | USD/gigalumen_year | us | us | 7798630652.0999
commercial lighting | 4ft LFL: T5 F28 | 2049 | FIXED_OM | NEW | office-large | USD/gigalumen_year | us | us | 7798630652.0999
commercial lighting | 4ft LFL: T5 F28 | 2049 | FIXED_OM | NEW | office-small | USD/gigalumen_year | us | us | 7798630652.0999
commercial lighting | 4ft LFL: T5 F28 | 2049 | FIXED_OM | NEW | other | USD/gigalumen_year | us | us | 7798630652.0999
commercial lighting | 4ft LFL: T5 F28 | 2049 | FIXED_OM | NEW | warehouse | USD/gigalumen_year | us | us | 7798630652.0999
commercial lighting | 4ft LFL: T5 F28 | 2049 | FIXED_OM | REPLACEMENT | assembly | USD/gigalumen_year | us | us | 7798630652.0999
commercial lighting | 4ft LFL: T5 F28 | 2049 | FIXED_OM | REPLACEMENT | education | USD/gigalumen_year | us | us | 7798630652.0999
commercial lighting | 4ft LFL: T5 F28 | 2049 | FIXED_OM | REPLACEMENT | food sales | USD/gigalumen_year | us | us | 7798630652.0999
commercial lighting | 4ft LFL: T5 F28 | 2049 | FIXED_OM | REPLACEMENT | food service | USD/gigalumen_year | us | us | 7798630652.0999
commercial lighting | 4ft LFL: T5 F28 | 2049 | FIXED_OM | REPLACEMENT | health | USD/gigalumen_year | us | us | 7798630652.0999
commercial lighting | 4ft LFL: T5 F28 | 2049 | FIXED_OM | REPLACEMENT | lodging | USD/gigalumen_year | us | us | 7798630652.0999
commercial lighting | 4ft LFL: T5 F28 | 2049 | FIXED_OM | REPLACEMENT | merc/service | USD/gigalumen_year | us | us | 7798630652.0999
commercial lighting | 4ft LFL: T5 F28 | 2049 | FIXED_OM | REPLACEMENT | office-large | USD/gigalumen_year | us | us | 7798630652.0999
commercial lighting | 4ft LFL: T5 F28 | 2049 | FIXED_OM | REPLACEMENT | office-small | USD/gigalumen_year | us | us | 7798630652.0999
commercial lighting | 4ft LFL: T5 F28 | 2049 | FIXED_OM | REPLACEMENT | other | USD/gigalumen_year | us | us | 7798630652.0999
commercial lighting | 4ft LFL: T5 F28 | 2049 | FIXED_OM | REPLACEMENT | warehouse | USD/gigalumen_year | us | us | 7798630652.0999
commercial lighting | 4ft LFL: T5 F28 | 2050 | CAPITAL | NEW | assembly | USD/gigalumen_year | us | us | 251341409570.69
commercial lighting | 4ft LFL: T5 F28 | 2050 | CAPITAL | NEW | education | USD/gigalumen_year | us | us | 251341409570.69
commercial lighting | 4ft LFL: T5 F28 | 2050 | CAPITAL | NEW | food sales | USD/gigalumen_year | us | us | 251341409570.69
commercial lighting | 4ft LFL: T5 F28 | 2050 | CAPITAL | NEW | food service | USD/gigalumen_year | us | us | 251341409570.69
commercial lighting | 4ft LFL: T5 F28 | 2050 | CAPITAL | NEW | health | USD/gigalumen_year | us | us | 251341409570.69
commercial lighting | 4ft LFL: T5 F28 | 2050 | CAPITAL | NEW | lodging | USD/gigalumen_year | us | us | 251341409570.69
commercial lighting | 4ft LFL: T5 F28 | 2050 | CAPITAL | NEW | merc/service | USD/gigalumen_year | us | us | 251341409570.69
commercial lighting | 4ft LFL: T5 F28 | 2050 | CAPITAL | NEW | office-large | USD/gigalumen_year | us | us | 251341409570.69
commercial lighting | 4ft LFL: T5 F28 | 2050 | CAPITAL | NEW | office-small | USD/gigalumen_year | us | us | 251341409570.69
commercial lighting | 4ft LFL: T5 F28 | 2050 | CAPITAL | NEW | other | USD/gigalumen_year | us | us | 251341409570.69
commercial lighting | 4ft LFL: T5 F28 | 2050 | CAPITAL | NEW | warehouse | USD/gigalumen_year | us | us | 251341409570.69
commercial lighting | 4ft LFL: T5 F28 | 2050 | CAPITAL | REPLACEMENT | assembly | USD/gigalumen_year | us | us | 251341409570.69
commercial lighting | 4ft LFL: T5 F28 | 2050 | CAPITAL | REPLACEMENT | education | USD/gigalumen_year | us | us | 251341409570.69
commercial lighting | 4ft LFL: T5 F28 | 2050 | CAPITAL | REPLACEMENT | food sales | USD/gigalumen_year | us | us | 251341409570.69
commercial lighting | 4ft LFL: T5 F28 | 2050 | CAPITAL | REPLACEMENT | food service | USD/gigalumen_year | us | us | 251341409570.69
commercial lighting | 4ft LFL: T5 F28 | 2050 | CAPITAL | REPLACEMENT | health | USD/gigalumen_year | us | us | 251341409570.69
commercial lighting | 4ft LFL: T5 F28 | 2050 | CAPITAL | REPLACEMENT | lodging | USD/gigalumen_year | us | us | 251341409570.69
commercial lighting | 4ft LFL: T5 F28 | 2050 | CAPITAL | REPLACEMENT | merc/service | USD/gigalumen_year | us | us | 251341409570.69
commercial lighting | 4ft LFL: T5 F28 | 2050 | CAPITAL | REPLACEMENT | office-large | USD/gigalumen_year | us | us | 251341409570.69
commercial lighting | 4ft LFL: T5 F28 | 2050 | CAPITAL | REPLACEMENT | office-small | USD/gigalumen_year | us | us | 251341409570.69
commercial lighting | 4ft LFL: T5 F28 | 2050 | CAPITAL | REPLACEMENT | other | USD/gigalumen_year | us | us | 251341409570.69
commercial lighting | 4ft LFL: T5 F28 | 2050 | CAPITAL | REPLACEMENT | warehouse | USD/gigalumen_year | us | us | 251341409570.69
commercial lighting | 4ft LFL: T5 F28 | 2050 | FIXED_OM | NEW | assembly | USD/gigalumen_year | us | us | 7798630652.0999
commercial lighting | 4ft LFL: T5 F28 | 2050 | FIXED_OM | NEW | education | USD/gigalumen_year | us | us | 7798630652.0999
commercial lighting | 4ft LFL: T5 F28 | 2050 | FIXED_OM | NEW | food sales | USD/gigalumen_year | us | us | 7798630652.0999
commercial lighting | 4ft LFL: T5 F28 | 2050 | FIXED_OM | NEW | food service | USD/gigalumen_year | us | us | 7798630652.0999
commercial lighting | 4ft LFL: T5 F28 | 2050 | FIXED_OM | NEW | health | USD/gigalumen_year | us | us | 7798630652.0999
commercial lighting | 4ft LFL: T5 F28 | 2050 | FIXED_OM | NEW | lodging | USD/gigalumen_year | us | us | 7798630652.0999
commercial lighting | 4ft LFL: T5 F28 | 2050 | FIXED_OM | NEW | merc/service | USD/gigalumen_year | us | us | 7798630652.0999
commercial lighting | 4ft LFL: T5 F28 | 2050 | FIXED_OM | NEW | office-large | USD/gigalumen_year | us | us | 7798630652.0999
commercial lighting | 4ft LFL: T5 F28 | 2050 | FIXED_OM | NEW | office-small | USD/gigalumen_year | us | us | 7798630652.0999
commercial lighting | 4ft LFL: T5 F28 | 2050 | FIXED_OM | NEW | other | USD/gigalumen_year | us | us | 7798630652.0999
commercial lighting | 4ft LFL: T5 F28 | 2050 | FIXED_OM | NEW | warehouse | USD/gigalumen_year | us | us | 7798630652.0999
commercial lighting | 4ft LFL: T5 F28 | 2050 | FIXED_OM | REPLACEMENT | assembly | USD/gigalumen_year | us | us | 7798630652.0999
commercial lighting | 4ft LFL: T5 F28 | 2050 | FIXED_OM | REPLACEMENT | education | USD/gigalumen_year | us | us | 7798630652.0999
commercial lighting | 4ft LFL: T5 F28 | 2050 | FIXED_OM | REPLACEMENT | food sales | USD/gigalumen_year | us | us | 7798630652.0999
commercial lighting | 4ft LFL: T5 F28 | 2050 | FIXED_OM | REPLACEMENT | food service | USD/gigalumen_year | us | us | 7798630652.0999
commercial lighting | 4ft LFL: T5 F28 | 2050 | FIXED_OM | REPLACEMENT | health | USD/gigalumen_year | us | us | 7798630652.0999
commercial lighting | 4ft LFL: T5 F28 | 2050 | FIXED_OM | REPLACEMENT | lodging | USD/gigalumen_year | us | us | 7798630652.0999
commercial lighting | 4ft LFL: T5 F28 | 2050 | FIXED_OM | REPLACEMENT | merc/service | USD/gigalumen_year | us | us | 7798630652.0999
commercial lighting | 4ft LFL: T5 F28 | 2050 | FIXED_OM | REPLACEMENT | office-large | USD/gigalumen_year | us | us | 7798630652.0999
commercial lighting | 4ft LFL: T5 F28 | 2050 | FIXED_OM | REPLACEMENT | office-small | USD/gigalumen_year | us | us | 7798630652.0999
commercial lighting | 4ft LFL: T5 F28 | 2050 | FIXED_OM | REPLACEMENT | other | USD/gigalumen_year | us | us | 7798630652.0999
commercial lighting | 4ft LFL: T5 F28 | 2050 | FIXED_OM | REPLACEMENT | warehouse | USD/gigalumen_year | us | us | 7798630652.0999
commercial lighting | 4ft LFL: T5 F28 2015 - High Efficiency | 2020 | CAPITAL | NEW | assembly | USD/gigalumen_year | us | us | 254536029355.887
commercial lighting | 4ft LFL: T5 F28 2015 - High Efficiency | 2020 | CAPITAL | NEW | education | USD/gigalumen_year | us | us | 254536029355.887
commercial lighting | 4ft LFL: T5 F28 2015 - High Efficiency | 2020 | CAPITAL | NEW | food sales | USD/gigalumen_year | us | us | 254536029355.887
commercial lighting | 4ft LFL: T5 F28 2015 - High Efficiency | 2020 | CAPITAL | NEW | food service | USD/gigalumen_year | us | us | 254536029355.887
commercial lighting | 4ft LFL: T5 F28 2015 - High Efficiency | 2020 | CAPITAL | NEW | health | USD/gigalumen_year | us | us | 254536029355.887
commercial lighting | 4ft LFL: T5 F28 2015 - High Efficiency | 2020 | CAPITAL | NEW | lodging | USD/gigalumen_year | us | us | 254536029355.887
commercial lighting | 4ft LFL: T5 F28 2015 - High Efficiency | 2020 | CAPITAL | NEW | merc/service | USD/gigalumen_year | us | us | 254536029355.887
commercial lighting | 4ft LFL: T5 F28 2015 - High Efficiency | 2020 | CAPITAL | NEW | office-large | USD/gigalumen_year | us | us | 254536029355.887
commercial lighting | 4ft LFL: T5 F28 2015 - High Efficiency | 2020 | CAPITAL | NEW | office-small | USD/gigalumen_year | us | us | 254536029355.887
commercial lighting | 4ft LFL: T5 F28 2015 - High Efficiency | 2020 | CAPITAL | NEW | other | USD/gigalumen_year | us | us | 254536029355.887
commercial lighting | 4ft LFL: T5 F28 2015 - High Efficiency | 2020 | CAPITAL | NEW | warehouse | USD/gigalumen_year | us | us | 254536029355.887
commercial lighting | 4ft LFL: T5 F28 2015 - High Efficiency | 2020 | CAPITAL | REPLACEMENT | assembly | USD/gigalumen_year | us | us | 254536029355.887
commercial lighting | 4ft LFL: T5 F28 2015 - High Efficiency | 2020 | CAPITAL | REPLACEMENT | education | USD/gigalumen_year | us | us | 254536029355.887
commercial lighting | 4ft LFL: T5 F28 2015 - High Efficiency | 2020 | CAPITAL | REPLACEMENT | food sales | USD/gigalumen_year | us | us | 254536029355.887
commercial lighting | 4ft LFL: T5 F28 2015 - High Efficiency | 2020 | CAPITAL | REPLACEMENT | food service | USD/gigalumen_year | us | us | 254536029355.887
commercial lighting | 4ft LFL: T5 F28 2015 - High Efficiency | 2020 | CAPITAL | REPLACEMENT | health | USD/gigalumen_year | us | us | 254536029355.887
commercial lighting | 4ft LFL: T5 F28 2015 - High Efficiency | 2020 | CAPITAL | REPLACEMENT | lodging | USD/gigalumen_year | us | us | 254536029355.887
commercial lighting | 4ft LFL: T5 F28 2015 - High Efficiency | 2020 | CAPITAL | REPLACEMENT | merc/service | USD/gigalumen_year | us | us | 254536029355.887
commercial lighting | 4ft LFL: T5 F28 2015 - High Efficiency | 2020 | CAPITAL | REPLACEMENT | office-large | USD/gigalumen_year | us | us | 254536029355.887
commercial lighting | 4ft LFL: T5 F28 2015 - High Efficiency | 2020 | CAPITAL | REPLACEMENT | office-small | USD/gigalumen_year | us | us | 254536029355.887
commercial lighting | 4ft LFL: T5 F28 2015 - High Efficiency | 2020 | CAPITAL | REPLACEMENT | other | USD/gigalumen_year | us | us | 254536029355.887
commercial lighting | 4ft LFL: T5 F28 2015 - High Efficiency | 2020 | CAPITAL | REPLACEMENT | warehouse | USD/gigalumen_year | us | us | 254536029355.887
commercial lighting | 4ft LFL: T5 F28 2015 - High Efficiency | 2020 | FIXED_OM | NEW | assembly | USD/gigalumen_year | us | us | 8738224706.5698
commercial lighting | 4ft LFL: T5 F28 2015 - High Efficiency | 2020 | FIXED_OM | NEW | education | USD/gigalumen_year | us | us | 8738224706.5698
commercial lighting | 4ft LFL: T5 F28 2015 - High Efficiency | 2020 | FIXED_OM | NEW | food sales | USD/gigalumen_year | us | us | 8738224706.5698
commercial lighting | 4ft LFL: T5 F28 2015 - High Efficiency | 2020 | FIXED_OM | NEW | food service | USD/gigalumen_year | us | us | 8738224706.5698
commercial lighting | 4ft LFL: T5 F28 2015 - High Efficiency | 2020 | FIXED_OM | NEW | health | USD/gigalumen_year | us | us | 8738224706.5698
commercial lighting | 4ft LFL: T5 F28 2015 - High Efficiency | 2020 | FIXED_OM | NEW | lodging | USD/gigalumen_year | us | us | 8738224706.5698
commercial lighting | 4ft LFL: T5 F28 2015 - High Efficiency | 2020 | FIXED_OM | NEW | merc/service | USD/gigalumen_year | us | us | 8738224706.5698
commercial lighting | 4ft LFL: T5 F28 2015 - High Efficiency | 2020 | FIXED_OM | NEW | office-large | USD/gigalumen_year | us | us | 8738224706.5698
commercial lighting | 4ft LFL: T5 F28 2015 - High Efficiency | 2020 | FIXED_OM | NEW | office-small | USD/gigalumen_year | us | us | 8738224706.5698
commercial lighting | 4ft LFL: T5 F28 2015 - High Efficiency | 2020 | FIXED_OM | NEW | other | USD/gigalumen_year | us | us | 8738224706.5698
commercial lighting | 4ft LFL: T5 F28 2015 - High Efficiency | 2020 | FIXED_OM | NEW | warehouse | USD/gigalumen_year | us | us | 8738224706.5698
commercial lighting | 4ft LFL: T5 F28 2015 - High Efficiency | 2020 | FIXED_OM | REPLACEMENT | assembly | USD/gigalumen_year | us | us | 8738224706.5698
commercial lighting | 4ft LFL: T5 F28 2015 - High Efficiency | 2020 | FIXED_OM | REPLACEMENT | education | USD/gigalumen_year | us | us | 8738224706.5698
commercial lighting | 4ft LFL: T5 F28 2015 - High Efficiency | 2020 | FIXED_OM | REPLACEMENT | food sales | USD/gigalumen_year | us | us | 8738224706.5698
commercial lighting | 4ft LFL: T5 F28 2015 - High Efficiency | 2020 | FIXED_OM | REPLACEMENT | food service | USD/gigalumen_year | us | us | 8738224706.5698
commercial lighting | 4ft LFL: T5 F28 2015 - High Efficiency | 2020 | FIXED_OM | REPLACEMENT | health | USD/gigalumen_year | us | us | 8738224706.5698
commercial lighting | 4ft LFL: T5 F28 2015 - High Efficiency | 2020 | FIXED_OM | REPLACEMENT | lodging | USD/gigalumen_year | us | us | 8738224706.5698
commercial lighting | 4ft LFL: T5 F28 2015 - High Efficiency | 2020 | FIXED_OM | REPLACEMENT | merc/service | USD/gigalumen_year | us | us | 8738224706.5698
commercial lighting | 4ft LFL: T5 F28 2015 - High Efficiency | 2020 | FIXED_OM | REPLACEMENT | office-large | USD/gigalumen_year | us | us | 8738224706.5698
commercial lighting | 4ft LFL: T5 F28 2015 - High Efficiency | 2020 | FIXED_OM | REPLACEMENT | office-small | USD/gigalumen_year | us | us | 8738224706.5698
commercial lighting | 4ft LFL: T5 F28 2015 - High Efficiency | 2020 | FIXED_OM | REPLACEMENT | other | USD/gigalumen_year | us | us | 8738224706.5698
commercial lighting | 4ft LFL: T5 F28 2015 - High Efficiency | 2020 | FIXED_OM | REPLACEMENT | warehouse | USD/gigalumen_year | us | us | 8738224706.5698
commercial lighting | 4ft LFL: T5 F28 2015 - High Efficiency | 2021 | CAPITAL | NEW | assembly | USD/gigalumen_year | us | us | 253558851539.238
commercial lighting | 4ft LFL: T5 F28 2015 - High Efficiency | 2021 | CAPITAL | NEW | education | USD/gigalumen_year | us | us | 253558851539.238
commercial lighting | 4ft LFL: T5 F28 2015 - High Efficiency | 2021 | CAPITAL | NEW | food sales | USD/gigalumen_year | us | us | 253558851539.238
commercial lighting | 4ft LFL: T5 F28 2015 - High Efficiency | 2021 | CAPITAL | NEW | food service | USD/gigalumen_year | us | us | 253558851539.238
commercial lighting | 4ft LFL: T5 F28 2015 - High Efficiency | 2021 | CAPITAL | NEW | health | USD/gigalumen_year | us | us | 253558851539.238
commercial lighting | 4ft LFL: T5 F28 2015 - High Efficiency | 2021 | CAPITAL | NEW | lodging | USD/gigalumen_year | us | us | 253558851539.238
commercial lighting | 4ft LFL: T5 F28 2015 - High Efficiency | 2021 | CAPITAL | NEW | merc/service | USD/gigalumen_year | us | us | 253558851539.238
commercial lighting | 4ft LFL: T5 F28 2015 - High Efficiency | 2021 | CAPITAL | NEW | office-large | USD/gigalumen_year | us | us | 253558851539.238
commercial lighting | 4ft LFL: T5 F28 2015 - High Efficiency | 2021 | CAPITAL | NEW | office-small | USD/gigalumen_year | us | us | 253558851539.238
commercial lighting | 4ft LFL: T5 F28 2015 - High Efficiency | 2021 | CAPITAL | NEW | other | USD/gigalumen_year | us | us | 253558851539.238
commercial lighting | 4ft LFL: T5 F28 2015 - High Efficiency | 2021 | CAPITAL | NEW | warehouse | USD/gigalumen_year | us | us | 253558851539.238
commercial lighting | 4ft LFL: T5 F28 2015 - High Efficiency | 2021 | CAPITAL | REPLACEMENT | assembly | USD/gigalumen_year | us | us | 253558851539.238
commercial lighting | 4ft LFL: T5 F28 2015 - High Efficiency | 2021 | CAPITAL | REPLACEMENT | education | USD/gigalumen_year | us | us | 253558851539.238
commercial lighting | 4ft LFL: T5 F28 2015 - High Efficiency | 2021 | CAPITAL | REPLACEMENT | food sales | USD/gigalumen_year | us | us | 253558851539.238
commercial lighting | 4ft LFL: T5 F28 2015 - High Efficiency | 2021 | CAPITAL | REPLACEMENT | food service | USD/gigalumen_year | us | us | 253558851539.238
commercial lighting | 4ft LFL: T5 F28 2015 - High Efficiency | 2021 | CAPITAL | REPLACEMENT | health | USD/gigalumen_year | us | us | 253558851539.238
commercial lighting | 4ft LFL: T5 F28 2015 - High Efficiency | 2021 | CAPITAL | REPLACEMENT | lodging | USD/gigalumen_year | us | us | 253558851539.238
commercial lighting | 4ft LFL: T5 F28 2015 - High Efficiency | 2021 | CAPITAL | REPLACEMENT | merc/service | USD/gigalumen_year | us | us | 253558851539.238
commercial lighting | 4ft LFL: T5 F28 2015 - High Efficiency | 2021 | CAPITAL | REPLACEMENT | office-large | USD/gigalumen_year | us | us | 253558851539.238
commercial lighting | 4ft LFL: T5 F28 2015 - High Efficiency | 2021 | CAPITAL | REPLACEMENT | office-small | USD/gigalumen_year | us | us | 253558851539.238
commercial lighting | 4ft LFL: T5 F28 2015 - High Efficiency | 2021 | CAPITAL | REPLACEMENT | other | USD/gigalumen_year | us | us | 253558851539.238
commercial lighting | 4ft LFL: T5 F28 2015 - High Efficiency | 2021 | CAPITAL | REPLACEMENT | warehouse | USD/gigalumen_year | us | us | 253558851539.238
commercial lighting | 4ft LFL: T5 F28 2015 - High Efficiency | 2021 | FIXED_OM | NEW | assembly | USD/gigalumen_year | us | us | 8681849063.3016
commercial lighting | 4ft LFL: T5 F28 2015 - High Efficiency | 2021 | FIXED_OM | NEW | education | USD/gigalumen_year | us | us | 8681849063.3016
commercial lighting | 4ft LFL: T5 F28 2015 - High Efficiency | 2021 | FIXED_OM | NEW | food sales | USD/gigalumen_year | us | us | 8681849063.3016
commercial lighting | 4ft LFL: T5 F28 2015 - High Efficiency | 2021 | FIXED_OM | NEW | food service | USD/gigalumen_year | us | us | 8681849063.3016
commercial lighting | 4ft LFL: T5 F28 2015 - High Efficiency | 2021 | FIXED_OM | NEW | health | USD/gigalumen_year | us | us | 8681849063.3016
commercial lighting | 4ft LFL: T5 F28 2015 - High Efficiency | 2021 | FIXED_OM | NEW | lodging | USD/gigalumen_year | us | us | 8681849063.3016
commercial lighting | 4ft LFL: T5 F28 2015 - High Efficiency | 2021 | FIXED_OM | NEW | merc/service | USD/gigalumen_year | us | us | 8681849063.3016
commercial lighting | 4ft LFL: T5 F28 2015 - High Efficiency | 2021 | FIXED_OM | NEW | office-large | USD/gigalumen_year | us | us | 8681849063.3016
commercial lighting | 4ft LFL: T5 F28 2015 - High Efficiency | 2021 | FIXED_OM | NEW | office-small | USD/gigalumen_year | us | us | 8681849063.3016
commercial lighting | 4ft LFL: T5 F28 2015 - High Efficiency | 2021 | FIXED_OM | NEW | other | USD/gigalumen_year | us | us | 8681849063.3016
commercial lighting | 4ft LFL: T5 F28 2015 - High Efficiency | 2021 | FIXED_OM | NEW | warehouse | USD/gigalumen_year | us | us | 8681849063.3016
commercial lighting | 4ft LFL: T5 F28 2015 - High Efficiency | 2021 | FIXED_OM | REPLACEMENT | assembly | USD/gigalumen_year | us | us | 8681849063.3016
commercial lighting | 4ft LFL: T5 F28 2015 - High Efficiency | 2021 | FIXED_OM | REPLACEMENT | education | USD/gigalumen_year | us | us | 8681849063.3016
commercial lighting | 4ft LFL: T5 F28 2015 - High Efficiency | 2021 | FIXED_OM | REPLACEMENT | food sales | USD/gigalumen_year | us | us | 8681849063.3016
commercial lighting | 4ft LFL: T5 F28 2015 - High Efficiency | 2021 | FIXED_OM | REPLACEMENT | food service | USD/gigalumen_year | us | us | 8681849063.3016
commercial lighting | 4ft LFL: T5 F28 2015 - High Efficiency | 2021 | FIXED_OM | REPLACEMENT | health | USD/gigalumen_year | us | us | 8681849063.3016
commercial lighting | 4ft LFL: T5 F28 2015 - High Efficiency | 2021 | FIXED_OM | REPLACEMENT | lodging | USD/gigalumen_year | us | us | 8681849063.3016
commercial lighting | 4ft LFL: T5 F28 2015 - High Efficiency | 2021 | FIXED_OM | REPLACEMENT | merc/service | USD/gigalumen_year | us | us | 8681849063.3016
commercial lighting | 4ft LFL: T5 F28 2015 - High Efficiency | 2021 | FIXED_OM | REPLACEMENT | office-large | USD/gigalumen_year | us | us | 8681849063.3016
commercial lighting | 4ft LFL: T5 F28 2015 - High Efficiency | 2021 | FIXED_OM | REPLACEMENT | office-small | USD/gigalumen_year | us | us | 8681849063.3016
commercial lighting | 4ft LFL: T5 F28 2015 - High Efficiency | 2021 | FIXED_OM | REPLACEMENT | other | USD/gigalumen_year | us | us | 8681849063.3016
commercial lighting | 4ft LFL: T5 F28 2015 - High Efficiency | 2021 | FIXED_OM | REPLACEMENT | warehouse | USD/gigalumen_year | us | us | 8681849063.3016
commercial lighting | 4ft LFL: T5 F28 2015 - High Efficiency | 2022 | CAPITAL | NEW | assembly | USD/gigalumen_year | us | us | 252581673722.59
commercial lighting | 4ft LFL: T5 F28 2015 - High Efficiency | 2022 | CAPITAL | NEW | education | USD/gigalumen_year | us | us | 252581673722.59
commercial lighting | 4ft LFL: T5 F28 2015 - High Efficiency | 2022 | CAPITAL | NEW | food sales | USD/gigalumen_year | us | us | 252581673722.59
commercial lighting | 4ft LFL: T5 F28 2015 - High Efficiency | 2022 | CAPITAL | NEW | food service | USD/gigalumen_year | us | us | 252581673722.59
commercial lighting | 4ft LFL: T5 F28 2015 - High Efficiency | 2022 | CAPITAL | NEW | health | USD/gigalumen_year | us | us | 252581673722.59
commercial lighting | 4ft LFL: T5 F28 2015 - High Efficiency | 2022 | CAPITAL | NEW | lodging | USD/gigalumen_year | us | us | 252581673722.59
commercial lighting | 4ft LFL: T5 F28 2015 - High Efficiency | 2022 | CAPITAL | NEW | merc/service | USD/gigalumen_year | us | us | 252581673722.59
commercial lighting | 4ft LFL: T5 F28 2015 - High Efficiency | 2022 | CAPITAL | NEW | office-large | USD/gigalumen_year | us | us | 252581673722.59
commercial lighting | 4ft LFL: T5 F28 2015 - High Efficiency | 2022 | CAPITAL | NEW | office-small | USD/gigalumen_year | us | us | 252581673722.59
commercial lighting | 4ft LFL: T5 F28 2015 - High Efficiency | 2022 | CAPITAL | NEW | other | USD/gigalumen_year | us | us | 252581673722.59
commercial lighting | 4ft LFL: T5 F28 2015 - High Efficiency | 2022 | CAPITAL | NEW | warehouse | USD/gigalumen_year | us | us | 252581673722.59
commercial lighting | 4ft LFL: T5 F28 2015 - High Efficiency | 2022 | CAPITAL | REPLACEMENT | assembly | USD/gigalumen_year | us | us | 252581673722.59
commercial lighting | 4ft LFL: T5 F28 2015 - High Efficiency | 2022 | CAPITAL | REPLACEMENT | education | USD/gigalumen_year | us | us | 252581673722.59
commercial lighting | 4ft LFL: T5 F28 2015 - High Efficiency | 2022 | CAPITAL | REPLACEMENT | food sales | USD/gigalumen_year | us | us | 252581673722.59
commercial lighting | 4ft LFL: T5 F28 2015 - High Efficiency | 2022 | CAPITAL | REPLACEMENT | food service | USD/gigalumen_year | us | us | 252581673722.59
commercial lighting | 4ft LFL: T5 F28 2015 - High Efficiency | 2022 | CAPITAL | REPLACEMENT | health | USD/gigalumen_year | us | us | 252581673722.59
commercial lighting | 4ft LFL: T5 F28 2015 - High Efficiency | 2022 | CAPITAL | REPLACEMENT | lodging | USD/gigalumen_year | us | us | 252581673722.59
commercial lighting | 4ft LFL: T5 F28 2015 - High Efficiency | 2022 | CAPITAL | REPLACEMENT | merc/service | USD/gigalumen_year | us | us | 252581673722.59
commercial lighting | 4ft LFL: T5 F28 2015 - High Efficiency | 2022 | CAPITAL | REPLACEMENT | office-large | USD/gigalumen_year | us | us | 252581673722.59
commercial lighting | 4ft LFL: T5 F28 2015 - High Efficiency | 2022 | CAPITAL | REPLACEMENT | office-small | USD/gigalumen_year | us | us | 252581673722.59
commercial lighting | 4ft LFL: T5 F28 2015 - High Efficiency | 2022 | CAPITAL | REPLACEMENT | other | USD/gigalumen_year | us | us | 252581673722.59
commercial lighting | 4ft LFL: T5 F28 2015 - High Efficiency | 2022 | CAPITAL | REPLACEMENT | warehouse | USD/gigalumen_year | us | us | 252581673722.59
commercial lighting | 4ft LFL: T5 F28 2015 - High Efficiency | 2022 | FIXED_OM | NEW | assembly | USD/gigalumen_year | us | us | 8625473420.0334
commercial lighting | 4ft LFL: T5 F28 2015 - High Efficiency | 2022 | FIXED_OM | NEW | education | USD/gigalumen_year | us | us | 8625473420.0334
commercial lighting | 4ft LFL: T5 F28 2015 - High Efficiency | 2022 | FIXED_OM | NEW | food sales | USD/gigalumen_year | us | us | 8625473420.0334
commercial lighting | 4ft LFL: T5 F28 2015 - High Efficiency | 2022 | FIXED_OM | NEW | food service | USD/gigalumen_year | us | us | 8625473420.0334
commercial lighting | 4ft LFL: T5 F28 2015 - High Efficiency | 2022 | FIXED_OM | NEW | health | USD/gigalumen_year | us | us | 8625473420.0334
commercial lighting | 4ft LFL: T5 F28 2015 - High Efficiency | 2022 | FIXED_OM | NEW | lodging | USD/gigalumen_year | us | us | 8625473420.0334
commercial lighting | 4ft LFL: T5 F28 2015 - High Efficiency | 2022 | FIXED_OM | NEW | merc/service | USD/gigalumen_year | us | us | 8625473420.0334
commercial lighting | 4ft LFL: T5 F28 2015 - High Efficiency | 2022 | FIXED_OM | NEW | office-large | USD/gigalumen_year | us | us | 8625473420.0334
commercial lighting | 4ft LFL: T5 F28 2015 - High Efficiency | 2022 | FIXED_OM | NEW | office-small | USD/gigalumen_year | us | us | 8625473420.0334
commercial lighting | 4ft LFL: T5 F28 2015 - High Efficiency | 2022 | FIXED_OM | NEW | other | USD/gigalumen_year | us | us | 8625473420.0334
commercial lighting | 4ft LFL: T5 F28 2015 - High Efficiency | 2022 | FIXED_OM | NEW | warehouse | USD/gigalumen_year | us | us | 8625473420.0334
commercial lighting | 4ft LFL: T5 F28 2015 - High Efficiency | 2022 | FIXED_OM | REPLACEMENT | assembly | USD/gigalumen_year | us | us | 8625473420.0334
commercial lighting | 4ft LFL: T5 F28 2015 - High Efficiency | 2022 | FIXED_OM | REPLACEMENT | education | USD/gigalumen_year | us | us | 8625473420.0334
commercial lighting | 4ft LFL: T5 F28 2015 - High Efficiency | 2022 | FIXED_OM | REPLACEMENT | food sales | USD/gigalumen_year | us | us | 8625473420.0334
commercial lighting | 4ft LFL: T5 F28 2015 - High Efficiency | 2022 | FIXED_OM | REPLACEMENT | food service | USD/gigalumen_year | us | us | 8625473420.0334
commercial lighting | 4ft LFL: T5 F28 2015 - High Efficiency | 2022 | FIXED_OM | REPLACEMENT | health | USD/gigalumen_year | us | us | 8625473420.0334
commercial lighting | 4ft LFL: T5 F28 2015 - High Efficiency | 2022 | FIXED_OM | REPLACEMENT | lodging | USD/gigalumen_year | us | us | 8625473420.0334
commercial lighting | 4ft LFL: T5 F28 2015 - High Efficiency | 2022 | FIXED_OM | REPLACEMENT | merc/service | USD/gigalumen_year | us | us | 8625473420.0334
commercial lighting | 4ft LFL: T5 F28 2015 - High Efficiency | 2022 | FIXED_OM | REPLACEMENT | office-large | USD/gigalumen_year | us | us | 8625473420.0334
commercial lighting | 4ft LFL: T5 F28 2015 - High Efficiency | 2022 | FIXED_OM | REPLACEMENT | office-small | USD/gigalumen_year | us | us | 8625473420.0334
commercial lighting | 4ft LFL: T5 F28 2015 - High Efficiency | 2022 | FIXED_OM | REPLACEMENT | other | USD/gigalumen_year | us | us | 8625473420.0334
commercial lighting | 4ft LFL: T5 F28 2015 - High Efficiency | 2022 | FIXED_OM | REPLACEMENT | warehouse | USD/gigalumen_year | us | us | 8625473420.0334
commercial lighting | 4ft LFL: T5 F28 2015 - High Efficiency | 2023 | CAPITAL | NEW | assembly | USD/gigalumen_year | us | us | 251604495905.941
commercial lighting | 4ft LFL: T5 F28 2015 - High Efficiency | 2023 | CAPITAL | NEW | education | USD/gigalumen_year | us | us | 251604495905.941
commercial lighting | 4ft LFL: T5 F28 2015 - High Efficiency | 2023 | CAPITAL | NEW | food sales | USD/gigalumen_year | us | us | 251604495905.941
commercial lighting | 4ft LFL: T5 F28 2015 - High Efficiency | 2023 | CAPITAL | NEW | food service | USD/gigalumen_year | us | us | 251604495905.941
commercial lighting | 4ft LFL: T5 F28 2015 - High Efficiency | 2023 | CAPITAL | NEW | health | USD/gigalumen_year | us | us | 251604495905.941
commercial lighting | 4ft LFL: T5 F28 2015 - High Efficiency | 2023 | CAPITAL | NEW | lodging | USD/gigalumen_year | us | us | 251604495905.941
commercial lighting | 4ft LFL: T5 F28 2015 - High Efficiency | 2023 | CAPITAL | NEW | merc/service | USD/gigalumen_year | us | us | 251604495905.941
commercial lighting | 4ft LFL: T5 F28 2015 - High Efficiency | 2023 | CAPITAL | NEW | office-large | USD/gigalumen_year | us | us | 251604495905.941
commercial lighting | 4ft LFL: T5 F28 2015 - High Efficiency | 2023 | CAPITAL | NEW | office-small | USD/gigalumen_year | us | us | 251604495905.941
commercial lighting | 4ft LFL: T5 F28 2015 - High Efficiency | 2023 | CAPITAL | NEW | other | USD/gigalumen_year | us | us | 251604495905.941
commercial lighting | 4ft LFL: T5 F28 2015 - High Efficiency | 2023 | CAPITAL | NEW | warehouse | USD/gigalumen_year | us | us | 251604495905.941
commercial lighting | 4ft LFL: T5 F28 2015 - High Efficiency | 2023 | CAPITAL | REPLACEMENT | assembly | USD/gigalumen_year | us | us | 251604495905.941
commercial lighting | 4ft LFL: T5 F28 2015 - High Efficiency | 2023 | CAPITAL | REPLACEMENT | education | USD/gigalumen_year | us | us | 251604495905.941
commercial lighting | 4ft LFL: T5 F28 2015 - High Efficiency | 2023 | CAPITAL | REPLACEMENT | food sales | USD/gigalumen_year | us | us | 251604495905.941
commercial lighting | 4ft LFL: T5 F28 2015 - High Efficiency | 2023 | CAPITAL | REPLACEMENT | food service | USD/gigalumen_year | us | us | 251604495905.941
commercial lighting | 4ft LFL: T5 F28 2015 - High Efficiency | 2023 | CAPITAL | REPLACEMENT | health | USD/gigalumen_year | us | us | 251604495905.941
commercial lighting | 4ft LFL: T5 F28 2015 - High Efficiency | 2023 | CAPITAL | REPLACEMENT | lodging | USD/gigalumen_year | us | us | 251604495905.941
commercial lighting | 4ft LFL: T5 F28 2015 - High Efficiency | 2023 | CAPITAL | REPLACEMENT | merc/service | USD/gigalumen_year | us | us | 251604495905.941
commercial lighting | 4ft LFL: T5 F28 2015 - High Efficiency | 2023 | CAPITAL | REPLACEMENT | office-large | USD/gigalumen_year | us | us | 251604495905.941
commercial lighting | 4ft LFL: T5 F28 2015 - High Efficiency | 2023 | CAPITAL | REPLACEMENT | office-small | USD/gigalumen_year | us | us | 251604495905.941
commercial lighting | 4ft LFL: T5 F28 2015 - High Efficiency | 2023 | CAPITAL | REPLACEMENT | other | USD/gigalumen_year | us | us | 251604495905.941
commercial lighting | 4ft LFL: T5 F28 2015 - High Efficiency | 2023 | CAPITAL | REPLACEMENT | warehouse | USD/gigalumen_year | us | us | 251604495905.941
commercial lighting | 4ft LFL: T5 F28 2015 - High Efficiency | 2023 | FIXED_OM | NEW | assembly | USD/gigalumen_year | us | us | 8569097776.7652
commercial lighting | 4ft LFL: T5 F28 2015 - High Efficiency | 2023 | FIXED_OM | NEW | education | USD/gigalumen_year | us | us | 8569097776.7652
commercial lighting | 4ft LFL: T5 F28 2015 - High Efficiency | 2023 | FIXED_OM | NEW | food sales | USD/gigalumen_year | us | us | 8569097776.7652
commercial lighting | 4ft LFL: T5 F28 2015 - High Efficiency | 2023 | FIXED_OM | NEW | food service | USD/gigalumen_year | us | us | 8569097776.7652
commercial lighting | 4ft LFL: T5 F28 2015 - High Efficiency | 2023 | FIXED_OM | NEW | health | USD/gigalumen_year | us | us | 8569097776.7652
commercial lighting | 4ft LFL: T5 F28 2015 - High Efficiency | 2023 | FIXED_OM | NEW | lodging | USD/gigalumen_year | us | us | 8569097776.7652
commercial lighting | 4ft LFL: T5 F28 2015 - High Efficiency | 2023 | FIXED_OM | NEW | merc/service | USD/gigalumen_year | us | us | 8569097776.7652
commercial lighting | 4ft LFL: T5 F28 2015 - High Efficiency | 2023 | FIXED_OM | NEW | office-large | USD/gigalumen_year | us | us | 8569097776.7652
commercial lighting | 4ft LFL: T5 F28 2015 - High Efficiency | 2023 | FIXED_OM | NEW | office-small | USD/gigalumen_year | us | us | 8569097776.7652
commercial lighting | 4ft LFL: T5 F28 2015 - High Efficiency | 2023 | FIXED_OM | NEW | other | USD/gigalumen_year | us | us | 8569097776.7652
commercial lighting | 4ft LFL: T5 F28 2015 - High Efficiency | 2023 | FIXED_OM | NEW | warehouse | USD/gigalumen_year | us | us | 8569097776.7652
commercial lighting | 4ft LFL: T5 F28 2015 - High Efficiency | 2023 | FIXED_OM | REPLACEMENT | assembly | USD/gigalumen_year | us | us | 8569097776.7652
commercial lighting | 4ft LFL: T5 F28 2015 - High Efficiency | 2023 | FIXED_OM | REPLACEMENT | education | USD/gigalumen_year | us | us | 8569097776.7652
commercial lighting | 4ft LFL: T5 F28 2015 - High Efficiency | 2023 | FIXED_OM | REPLACEMENT | food sales | USD/gigalumen_year | us | us | 8569097776.7652
commercial lighting | 4ft LFL: T5 F28 2015 - High Efficiency | 2023 | FIXED_OM | REPLACEMENT | food service | USD/gigalumen_year | us | us | 8569097776.7652
commercial lighting | 4ft LFL: T5 F28 2015 - High Efficiency | 2023 | FIXED_OM | REPLACEMENT | health | USD/gigalumen_year | us | us | 8569097776.7652
commercial lighting | 4ft LFL: T5 F28 2015 - High Efficiency | 2023 | FIXED_OM | REPLACEMENT | lodging | USD/gigalumen_year | us | us | 8569097776.7652
commercial lighting | 4ft LFL: T5 F28 2015 - High Efficiency | 2023 | FIXED_OM | REPLACEMENT | merc/service | USD/gigalumen_year | us | us | 8569097776.7652
commercial lighting | 4ft LFL: T5 F28 2015 - High Efficiency | 2023 | FIXED_OM | REPLACEMENT | office-large | USD/gigalumen_year | us | us | 8569097776.7652
commercial lighting | 4ft LFL: T5 F28 2015 - High Efficiency | 2023 | FIXED_OM | REPLACEMENT | office-small | USD/gigalumen_year | us | us | 8569097776.7652
commercial lighting | 4ft LFL: T5 F28 2015 - High Efficiency | 2023 | FIXED_OM | REPLACEMENT | other | USD/gigalumen_year | us | us | 8569097776.7652
commercial lighting | 4ft LFL: T5 F28 2015 - High Efficiency | 2023 | FIXED_OM | REPLACEMENT | warehouse | USD/gigalumen_year | us | us | 8569097776.7652
commercial lighting | 4ft LFL: T5 F28 2015 - High Efficiency | 2024 | CAPITAL | NEW | assembly | USD/gigalumen_year | us | us | 250627318089.293
commercial lighting | 4ft LFL: T5 F28 2015 - High Efficiency | 2024 | CAPITAL | NEW | education | USD/gigalumen_year | us | us | 250627318089.293
commercial lighting | 4ft LFL: T5 F28 2015 - High Efficiency | 2024 | CAPITAL | NEW | food sales | USD/gigalumen_year | us | us | 250627318089.293
commercial lighting | 4ft LFL: T5 F28 2015 - High Efficiency | 2024 | CAPITAL | NEW | food service | USD/gigalumen_year | us | us | 250627318089.293
commercial lighting | 4ft LFL: T5 F28 2015 - High Efficiency | 2024 | CAPITAL | NEW | health | USD/gigalumen_year | us | us | 250627318089.293
commercial lighting | 4ft LFL: T5 F28 2015 - High Efficiency | 2024 | CAPITAL | NEW | lodging | USD/gigalumen_year | us | us | 250627318089.293
commercial lighting | 4ft LFL: T5 F28 2015 - High Efficiency | 2024 | CAPITAL | NEW | merc/service | USD/gigalumen_year | us | us | 250627318089.293
commercial lighting | 4ft LFL: T5 F28 2015 - High Efficiency | 2024 | CAPITAL | NEW | office-large | USD/gigalumen_year | us | us | 250627318089.293
commercial lighting | 4ft LFL: T5 F28 2015 - High Efficiency | 2024 | CAPITAL | NEW | office-small | USD/gigalumen_year | us | us | 250627318089.293
commercial lighting | 4ft LFL: T5 F28 2015 - High Efficiency | 2024 | CAPITAL | NEW | other | USD/gigalumen_year | us | us | 250627318089.293
commercial lighting | 4ft LFL: T5 F28 2015 - High Efficiency | 2024 | CAPITAL | NEW | warehouse | USD/gigalumen_year | us | us | 250627318089.293
commercial lighting | 4ft LFL: T5 F28 2015 - High Efficiency | 2024 | CAPITAL | REPLACEMENT | assembly | USD/gigalumen_year | us | us | 250627318089.293
commercial lighting | 4ft LFL: T5 F28 2015 - High Efficiency | 2024 | CAPITAL | REPLACEMENT | education | USD/gigalumen_year | us | us | 250627318089.293
commercial lighting | 4ft LFL: T5 F28 2015 - High Efficiency | 2024 | CAPITAL | REPLACEMENT | food sales | USD/gigalumen_year | us | us | 250627318089.293
commercial lighting | 4ft LFL: T5 F28 2015 - High Efficiency | 2024 | CAPITAL | REPLACEMENT | food service | USD/gigalumen_year | us | us | 250627318089.293
commercial lighting | 4ft LFL: T5 F28 2015 - High Efficiency | 2024 | CAPITAL | REPLACEMENT | health | USD/gigalumen_year | us | us | 250627318089.293
commercial lighting | 4ft LFL: T5 F28 2015 - High Efficiency | 2024 | CAPITAL | REPLACEMENT | lodging | USD/gigalumen_year | us | us | 250627318089.293
commercial lighting | 4ft LFL: T5 F28 2015 - High Efficiency | 2024 | CAPITAL | REPLACEMENT | merc/service | USD/gigalumen_year | us | us | 250627318089.293
commercial lighting | 4ft LFL: T5 F28 2015 - High Efficiency | 2024 | CAPITAL | REPLACEMENT | office-large | USD/gigalumen_year | us | us | 250627318089.293
commercial lighting | 4ft LFL: T5 F28 2015 - High Efficiency | 2024 | CAPITAL | REPLACEMENT | office-small | USD/gigalumen_year | us | us | 250627318089.293
commercial lighting | 4ft LFL: T5 F28 2015 - High Efficiency | 2024 | CAPITAL | REPLACEMENT | other | USD/gigalumen_year | us | us | 250627318089.293
commercial lighting | 4ft LFL: T5 F28 2015 - High Efficiency | 2024 | CAPITAL | REPLACEMENT | warehouse | USD/gigalumen_year | us | us | 250627318089.293
commercial lighting | 4ft LFL: T5 F28 2015 - High Efficiency | 2024 | FIXED_OM | NEW | assembly | USD/gigalumen_year | us | us | 8512722133.497
commercial lighting | 4ft LFL: T5 F28 2015 - High Efficiency | 2024 | FIXED_OM | NEW | education | USD/gigalumen_year | us | us | 8512722133.497
commercial lighting | 4ft LFL: T5 F28 2015 - High Efficiency | 2024 | FIXED_OM | NEW | food sales | USD/gigalumen_year | us | us | 8512722133.497
commercial lighting | 4ft LFL: T5 F28 2015 - High Efficiency | 2024 | FIXED_OM | NEW | food service | USD/gigalumen_year | us | us | 8512722133.497
commercial lighting | 4ft LFL: T5 F28 2015 - High Efficiency | 2024 | FIXED_OM | NEW | health | USD/gigalumen_year | us | us | 8512722133.497
commercial lighting | 4ft LFL: T5 F28 2015 - High Efficiency | 2024 | FIXED_OM | NEW | lodging | USD/gigalumen_year | us | us | 8512722133.497
commercial lighting | 4ft LFL: T5 F28 2015 - High Efficiency | 2024 | FIXED_OM | NEW | merc/service | USD/gigalumen_year | us | us | 8512722133.497
commercial lighting | 4ft LFL: T5 F28 2015 - High Efficiency | 2024 | FIXED_OM | NEW | office-large | USD/gigalumen_year | us | us | 8512722133.497
commercial lighting | 4ft LFL: T5 F28 2015 - High Efficiency | 2024 | FIXED_OM | NEW | office-small | USD/gigalumen_year | us | us | 8512722133.497
commercial lighting | 4ft LFL: T5 F28 2015 - High Efficiency | 2024 | FIXED_OM | NEW | other | USD/gigalumen_year | us | us | 8512722133.497
commercial lighting | 4ft LFL: T5 F28 2015 - High Efficiency | 2024 | FIXED_OM | NEW | warehouse | USD/gigalumen_year | us | us | 8512722133.497
commercial lighting | 4ft LFL: T5 F28 2015 - High Efficiency | 2024 | FIXED_OM | REPLACEMENT | assembly | USD/gigalumen_year | us | us | 8512722133.497
commercial lighting | 4ft LFL: T5 F28 2015 - High Efficiency | 2024 | FIXED_OM | REPLACEMENT | education | USD/gigalumen_year | us | us | 8512722133.497
commercial lighting | 4ft LFL: T5 F28 2015 - High Efficiency | 2024 | FIXED_OM | REPLACEMENT | food sales | USD/gigalumen_year | us | us | 8512722133.497
commercial lighting | 4ft LFL: T5 F28 2015 - High Efficiency | 2024 | FIXED_OM | REPLACEMENT | food service | USD/gigalumen_year | us | us | 8512722133.497
commercial lighting | 4ft LFL: T5 F28 2015 - High Efficiency | 2024 | FIXED_OM | REPLACEMENT | health | USD/gigalumen_year | us | us | 8512722133.497
commercial lighting | 4ft LFL: T5 F28 2015 - High Efficiency | 2024 | FIXED_OM | REPLACEMENT | lodging | USD/gigalumen_year | us | us | 8512722133.497
commercial lighting | 4ft LFL: T5 F28 2015 - High Efficiency | 2024 | FIXED_OM | REPLACEMENT | merc/service | USD/gigalumen_year | us | us | 8512722133.497
commercial lighting | 4ft LFL: T5 F28 2015 - High Efficiency | 2024 | FIXED_OM | REPLACEMENT | office-large | USD/gigalumen_year | us | us | 8512722133.497
commercial lighting | 4ft LFL: T5 F28 2015 - High Efficiency | 2024 | FIXED_OM | REPLACEMENT | office-small | USD/gigalumen_year | us | us | 8512722133.497
commercial lighting | 4ft LFL: T5 F28 2015 - High Efficiency | 2024 | FIXED_OM | REPLACEMENT | other | USD/gigalumen_year | us | us | 8512722133.497
commercial lighting | 4ft LFL: T5 F28 2015 - High Efficiency | 2024 | FIXED_OM | REPLACEMENT | warehouse | USD/gigalumen_year | us | us | 8512722133.497
commercial lighting | 4ft LFL: T5 F28 2015 - High Efficiency | 2025 | CAPITAL | NEW | assembly | USD/gigalumen_year | us | us | 249650140272.644
commercial lighting | 4ft LFL: T5 F28 2015 - High Efficiency | 2025 | CAPITAL | NEW | education | USD/gigalumen_year | us | us | 249650140272.644
commercial lighting | 4ft LFL: T5 F28 2015 - High Efficiency | 2025 | CAPITAL | NEW | food sales | USD/gigalumen_year | us | us | 249650140272.644
commercial lighting | 4ft LFL: T5 F28 2015 - High Efficiency | 2025 | CAPITAL | NEW | food service | USD/gigalumen_year | us | us | 249650140272.644
commercial lighting | 4ft LFL: T5 F28 2015 - High Efficiency | 2025 | CAPITAL | NEW | health | USD/gigalumen_year | us | us | 249650140272.644
commercial lighting | 4ft LFL: T5 F28 2015 - High Efficiency | 2025 | CAPITAL | NEW | lodging | USD/gigalumen_year | us | us | 249650140272.644
commercial lighting | 4ft LFL: T5 F28 2015 - High Efficiency | 2025 | CAPITAL | NEW | merc/service | USD/gigalumen_year | us | us | 249650140272.644
commercial lighting | 4ft LFL: T5 F28 2015 - High Efficiency | 2025 | CAPITAL | NEW | office-large | USD/gigalumen_year | us | us | 249650140272.644
commercial lighting | 4ft LFL: T5 F28 2015 - High Efficiency | 2025 | CAPITAL | NEW | office-small | USD/gigalumen_year | us | us | 249650140272.644
commercial lighting | 4ft LFL: T5 F28 2015 - High Efficiency | 2025 | CAPITAL | NEW | other | USD/gigalumen_year | us | us | 249650140272.644
commercial lighting | 4ft LFL: T5 F28 2015 - High Efficiency | 2025 | CAPITAL | NEW | warehouse | USD/gigalumen_year | us | us | 249650140272.644
commercial lighting | 4ft LFL: T5 F28 2015 - High Efficiency | 2025 | CAPITAL | REPLACEMENT | assembly | USD/gigalumen_year | us | us | 249650140272.644
commercial lighting | 4ft LFL: T5 F28 2015 - High Efficiency | 2025 | CAPITAL | REPLACEMENT | education | USD/gigalumen_year | us | us | 249650140272.644
commercial lighting | 4ft LFL: T5 F28 2015 - High Efficiency | 2025 | CAPITAL | REPLACEMENT | food sales | USD/gigalumen_year | us | us | 249650140272.644
commercial lighting | 4ft LFL: T5 F28 2015 - High Efficiency | 2025 | CAPITAL | REPLACEMENT | food service | USD/gigalumen_year | us | us | 249650140272.644
commercial lighting | 4ft LFL: T5 F28 2015 - High Efficiency | 2025 | CAPITAL | REPLACEMENT | health | USD/gigalumen_year | us | us | 249650140272.644
commercial lighting | 4ft LFL: T5 F28 2015 - High Efficiency | 2025 | CAPITAL | REPLACEMENT | lodging | USD/gigalumen_year | us | us | 249650140272.644
commercial lighting | 4ft LFL: T5 F28 2015 - High Efficiency | 2025 | CAPITAL | REPLACEMENT | merc/service | USD/gigalumen_year | us | us | 249650140272.644
commercial lighting | 4ft LFL: T5 F28 2015 - High Efficiency | 2025 | CAPITAL | REPLACEMENT | office-large | USD/gigalumen_year | us | us | 249650140272.644
commercial lighting | 4ft LFL: T5 F28 2015 - High Efficiency | 2025 | CAPITAL | REPLACEMENT | office-small | USD/gigalumen_year | us | us | 249650140272.644
commercial lighting | 4ft LFL: T5 F28 2015 - High Efficiency | 2025 | CAPITAL | REPLACEMENT | other | USD/gigalumen_year | us | us | 249650140272.644
commercial lighting | 4ft LFL: T5 F28 2015 - High Efficiency | 2025 | CAPITAL | REPLACEMENT | warehouse | USD/gigalumen_year | us | us | 249650140272.644
commercial lighting | 4ft LFL: T5 F28 2015 - High Efficiency | 2025 | FIXED_OM | NEW | assembly | USD/gigalumen_year | us | us | 8456346490.2288
commercial lighting | 4ft LFL: T5 F28 2015 - High Efficiency | 2025 | FIXED_OM | NEW | education | USD/gigalumen_year | us | us | 8456346490.2288
commercial lighting | 4ft LFL: T5 F28 2015 - High Efficiency | 2025 | FIXED_OM | NEW | food sales | USD/gigalumen_year | us | us | 8456346490.2288
commercial lighting | 4ft LFL: T5 F28 2015 - High Efficiency | 2025 | FIXED_OM | NEW | food service | USD/gigalumen_year | us | us | 8456346490.2288
commercial lighting | 4ft LFL: T5 F28 2015 - High Efficiency | 2025 | FIXED_OM | NEW | health | USD/gigalumen_year | us | us | 8456346490.2288
commercial lighting | 4ft LFL: T5 F28 2015 - High Efficiency | 2025 | FIXED_OM | NEW | lodging | USD/gigalumen_year | us | us | 8456346490.2288
commercial lighting | 4ft LFL: T5 F28 2015 - High Efficiency | 2025 | FIXED_OM | NEW | merc/service | USD/gigalumen_year | us | us | 8456346490.2288
commercial lighting | 4ft LFL: T5 F28 2015 - High Efficiency | 2025 | FIXED_OM | NEW | office-large | USD/gigalumen_year | us | us | 8456346490.2288
commercial lighting | 4ft LFL: T5 F28 2015 - High Efficiency | 2025 | FIXED_OM | NEW | office-small | USD/gigalumen_year | us | us | 8456346490.2288
commercial lighting | 4ft LFL: T5 F28 2015 - High Efficiency | 2025 | FIXED_OM | NEW | other | USD/gigalumen_year | us | us | 8456346490.2288
commercial lighting | 4ft LFL: T5 F28 2015 - High Efficiency | 2025 | FIXED_OM | NEW | warehouse | USD/gigalumen_year | us | us | 8456346490.2288
commercial lighting | 4ft LFL: T5 F28 2015 - High Efficiency | 2025 | FIXED_OM | REPLACEMENT | assembly | USD/gigalumen_year | us | us | 8456346490.2288
commercial lighting | 4ft LFL: T5 F28 2015 - High Efficiency | 2025 | FIXED_OM | REPLACEMENT | education | USD/gigalumen_year | us | us | 8456346490.2288
commercial lighting | 4ft LFL: T5 F28 2015 - High Efficiency | 2025 | FIXED_OM | REPLACEMENT | food sales | USD/gigalumen_year | us | us | 8456346490.2288
commercial lighting | 4ft LFL: T5 F28 2015 - High Efficiency | 2025 | FIXED_OM | REPLACEMENT | food service | USD/gigalumen_year | us | us | 8456346490.2288
commercial lighting | 4ft LFL: T5 F28 2015 - High Efficiency | 2025 | FIXED_OM | REPLACEMENT | health | USD/gigalumen_year | us | us | 8456346490.2288
commercial lighting | 4ft LFL: T5 F28 2015 - High Efficiency | 2025 | FIXED_OM | REPLACEMENT | lodging | USD/gigalumen_year | us | us | 8456346490.2288
commercial lighting | 4ft LFL: T5 F28 2015 - High Efficiency | 2025 | FIXED_OM | REPLACEMENT | merc/service | USD/gigalumen_year | us | us | 8456346490.2288
commercial lighting | 4ft LFL: T5 F28 2015 - High Efficiency | 2025 | FIXED_OM | REPLACEMENT | office-large | USD/gigalumen_year | us | us | 8456346490.2288
commercial lighting | 4ft LFL: T5 F28 2015 - High Efficiency | 2025 | FIXED_OM | REPLACEMENT | office-small | USD/gigalumen_year | us | us | 8456346490.2288
commercial lighting | 4ft LFL: T5 F28 2015 - High Efficiency | 2025 | FIXED_OM | REPLACEMENT | other | USD/gigalumen_year | us | us | 8456346490.2288
commercial lighting | 4ft LFL: T5 F28 2015 - High Efficiency | 2025 | FIXED_OM | REPLACEMENT | warehouse | USD/gigalumen_year | us | us | 8456346490.2288
commercial lighting | 4ft LFL: T5 F28 2015 - High Efficiency | 2026 | CAPITAL | NEW | assembly | USD/gigalumen_year | us | us | 248672962455.995
commercial lighting | 4ft LFL: T5 F28 2015 - High Efficiency | 2026 | CAPITAL | NEW | education | USD/gigalumen_year | us | us | 248672962455.995
commercial lighting | 4ft LFL: T5 F28 2015 - High Efficiency | 2026 | CAPITAL | NEW | food sales | USD/gigalumen_year | us | us | 248672962455.995
commercial lighting | 4ft LFL: T5 F28 2015 - High Efficiency | 2026 | CAPITAL | NEW | food service | USD/gigalumen_year | us | us | 248672962455.995
commercial lighting | 4ft LFL: T5 F28 2015 - High Efficiency | 2026 | CAPITAL | NEW | health | USD/gigalumen_year | us | us | 248672962455.995
commercial lighting | 4ft LFL: T5 F28 2015 - High Efficiency | 2026 | CAPITAL | NEW | lodging | USD/gigalumen_year | us | us | 248672962455.995
commercial lighting | 4ft LFL: T5 F28 2015 - High Efficiency | 2026 | CAPITAL | NEW | merc/service | USD/gigalumen_year | us | us | 248672962455.995
commercial lighting | 4ft LFL: T5 F28 2015 - High Efficiency | 2026 | CAPITAL | NEW | office-large | USD/gigalumen_year | us | us | 248672962455.995
commercial lighting | 4ft LFL: T5 F28 2015 - High Efficiency | 2026 | CAPITAL | NEW | office-small | USD/gigalumen_year | us | us | 248672962455.995
commercial lighting | 4ft LFL: T5 F28 2015 - High Efficiency | 2026 | CAPITAL | NEW | other | USD/gigalumen_year | us | us | 248672962455.995
commercial lighting | 4ft LFL: T5 F28 2015 - High Efficiency | 2026 | CAPITAL | NEW | warehouse | USD/gigalumen_year | us | us | 248672962455.995
commercial lighting | 4ft LFL: T5 F28 2015 - High Efficiency | 2026 | CAPITAL | REPLACEMENT | assembly | USD/gigalumen_year | us | us | 248672962455.995
commercial lighting | 4ft LFL: T5 F28 2015 - High Efficiency | 2026 | CAPITAL | REPLACEMENT | education | USD/gigalumen_year | us | us | 248672962455.995
commercial lighting | 4ft LFL: T5 F28 2015 - High Efficiency | 2026 | CAPITAL | REPLACEMENT | food sales | USD/gigalumen_year | us | us | 248672962455.995
commercial lighting | 4ft LFL: T5 F28 2015 - High Efficiency | 2026 | CAPITAL | REPLACEMENT | food service | USD/gigalumen_year | us | us | 248672962455.995
commercial lighting | 4ft LFL: T5 F28 2015 - High Efficiency | 2026 | CAPITAL | REPLACEMENT | health | USD/gigalumen_year | us | us | 248672962455.995
commercial lighting | 4ft LFL: T5 F28 2015 - High Efficiency | 2026 | CAPITAL | REPLACEMENT | lodging | USD/gigalumen_year | us | us | 248672962455.995
commercial lighting | 4ft LFL: T5 F28 2015 - High Efficiency | 2026 | CAPITAL | REPLACEMENT | merc/service | USD/gigalumen_year | us | us | 248672962455.995
commercial lighting | 4ft LFL: T5 F28 2015 - High Efficiency | 2026 | CAPITAL | REPLACEMENT | office-large | USD/gigalumen_year | us | us | 248672962455.995
commercial lighting | 4ft LFL: T5 F28 2015 - High Efficiency | 2026 | CAPITAL | REPLACEMENT | office-small | USD/gigalumen_year | us | us | 248672962455.995
commercial lighting | 4ft LFL: T5 F28 2015 - High Efficiency | 2026 | CAPITAL | REPLACEMENT | other | USD/gigalumen_year | us | us | 248672962455.995
commercial lighting | 4ft LFL: T5 F28 2015 - High Efficiency | 2026 | CAPITAL | REPLACEMENT | warehouse | USD/gigalumen_year | us | us | 248672962455.995
commercial lighting | 4ft LFL: T5 F28 2015 - High Efficiency | 2026 | FIXED_OM | NEW | assembly | USD/gigalumen_year | us | us | 8399970846.9606
commercial lighting | 4ft LFL: T5 F28 2015 - High Efficiency | 2026 | FIXED_OM | NEW | education | USD/gigalumen_year | us | us | 8399970846.9606
commercial lighting | 4ft LFL: T5 F28 2015 - High Efficiency | 2026 | FIXED_OM | NEW | food sales | USD/gigalumen_year | us | us | 8399970846.9606
commercial lighting | 4ft LFL: T5 F28 2015 - High Efficiency | 2026 | FIXED_OM | NEW | food service | USD/gigalumen_year | us | us | 8399970846.9606
commercial lighting | 4ft LFL: T5 F28 2015 - High Efficiency | 2026 | FIXED_OM | NEW | health | USD/gigalumen_year | us | us | 8399970846.9606
commercial lighting | 4ft LFL: T5 F28 2015 - High Efficiency | 2026 | FIXED_OM | NEW | lodging | USD/gigalumen_year | us | us | 8399970846.9606
commercial lighting | 4ft LFL: T5 F28 2015 - High Efficiency | 2026 | FIXED_OM | NEW | merc/service | USD/gigalumen_year | us | us | 8399970846.9606
commercial lighting | 4ft LFL: T5 F28 2015 - High Efficiency | 2026 | FIXED_OM | NEW | office-large | USD/gigalumen_year | us | us | 8399970846.9606
commercial lighting | 4ft LFL: T5 F28 2015 - High Efficiency | 2026 | FIXED_OM | NEW | office-small | USD/gigalumen_year | us | us | 8399970846.9606
commercial lighting | 4ft LFL: T5 F28 2015 - High Efficiency | 2026 | FIXED_OM | NEW | other | USD/gigalumen_year | us | us | 8399970846.9606
commercial lighting | 4ft LFL: T5 F28 2015 - High Efficiency | 2026 | FIXED_OM | NEW | warehouse | USD/gigalumen_year | us | us | 8399970846.9606
commercial lighting | 4ft LFL: T5 F28 2015 - High Efficiency | 2026 | FIXED_OM | REPLACEMENT | assembly | USD/gigalumen_year | us | us | 8399970846.9606
commercial lighting | 4ft LFL: T5 F28 2015 - High Efficiency | 2026 | FIXED_OM | REPLACEMENT | education | USD/gigalumen_year | us | us | 8399970846.9606
commercial lighting | 4ft LFL: T5 F28 2015 - High Efficiency | 2026 | FIXED_OM | REPLACEMENT | food sales | USD/gigalumen_year | us | us | 8399970846.9606
commercial lighting | 4ft LFL: T5 F28 2015 - High Efficiency | 2026 | FIXED_OM | REPLACEMENT | food service | USD/gigalumen_year | us | us | 8399970846.9606
commercial lighting | 4ft LFL: T5 F28 2015 - High Efficiency | 2026 | FIXED_OM | REPLACEMENT | health | USD/gigalumen_year | us | us | 8399970846.9606
commercial lighting | 4ft LFL: T5 F28 2015 - High Efficiency | 2026 | FIXED_OM | REPLACEMENT | lodging | USD/gigalumen_year | us | us | 8399970846.9606
commercial lighting | 4ft LFL: T5 F28 2015 - High Efficiency | 2026 | FIXED_OM | REPLACEMENT | merc/service | USD/gigalumen_year | us | us | 8399970846.9606
commercial lighting | 4ft LFL: T5 F28 2015 - High Efficiency | 2026 | FIXED_OM | REPLACEMENT | office-large | USD/gigalumen_year | us | us | 8399970846.9606
commercial lighting | 4ft LFL: T5 F28 2015 - High Efficiency | 2026 | FIXED_OM | REPLACEMENT | office-small | USD/gigalumen_year | us | us | 8399970846.9606
commercial lighting | 4ft LFL: T5 F28 2015 - High Efficiency | 2026 | FIXED_OM | REPLACEMENT | other | USD/gigalumen_year | us | us | 8399970846.9606
commercial lighting | 4ft LFL: T5 F28 2015 - High Efficiency | 2026 | FIXED_OM | REPLACEMENT | warehouse | USD/gigalumen_year | us | us | 8399970846.9606
commercial lighting | 4ft LFL: T5 F28 2015 - High Efficiency | 2027 | CAPITAL | NEW | assembly | USD/gigalumen_year | us | us | 247695784639.347
commercial lighting | 4ft LFL: T5 F28 2015 - High Efficiency | 2027 | CAPITAL | NEW | education | USD/gigalumen_year | us | us | 247695784639.347
commercial lighting | 4ft LFL: T5 F28 2015 - High Efficiency | 2027 | CAPITAL | NEW | food sales | USD/gigalumen_year | us | us | 247695784639.347
commercial lighting | 4ft LFL: T5 F28 2015 - High Efficiency | 2027 | CAPITAL | NEW | food service | USD/gigalumen_year | us | us | 247695784639.347
commercial lighting | 4ft LFL: T5 F28 2015 - High Efficiency | 2027 | CAPITAL | NEW | health | USD/gigalumen_year | us | us | 247695784639.347
commercial lighting | 4ft LFL: T5 F28 2015 - High Efficiency | 2027 | CAPITAL | NEW | lodging | USD/gigalumen_year | us | us | 247695784639.347
commercial lighting | 4ft LFL: T5 F28 2015 - High Efficiency | 2027 | CAPITAL | NEW | merc/service | USD/gigalumen_year | us | us | 247695784639.347
commercial lighting | 4ft LFL: T5 F28 2015 - High Efficiency | 2027 | CAPITAL | NEW | office-large | USD/gigalumen_year | us | us | 247695784639.347
commercial lighting | 4ft LFL: T5 F28 2015 - High Efficiency | 2027 | CAPITAL | NEW | office-small | USD/gigalumen_year | us | us | 247695784639.347
commercial lighting | 4ft LFL: T5 F28 2015 - High Efficiency | 2027 | CAPITAL | NEW | other | USD/gigalumen_year | us | us | 247695784639.347
commercial lighting | 4ft LFL: T5 F28 2015 - High Efficiency | 2027 | CAPITAL | NEW | warehouse | USD/gigalumen_year | us | us | 247695784639.347
commercial lighting | 4ft LFL: T5 F28 2015 - High Efficiency | 2027 | CAPITAL | REPLACEMENT | assembly | USD/gigalumen_year | us | us | 247695784639.347
commercial lighting | 4ft LFL: T5 F28 2015 - High Efficiency | 2027 | CAPITAL | REPLACEMENT | education | USD/gigalumen_year | us | us | 247695784639.347
commercial lighting | 4ft LFL: T5 F28 2015 - High Efficiency | 2027 | CAPITAL | REPLACEMENT | food sales | USD/gigalumen_year | us | us | 247695784639.347
commercial lighting | 4ft LFL: T5 F28 2015 - High Efficiency | 2027 | CAPITAL | REPLACEMENT | food service | USD/gigalumen_year | us | us | 247695784639.347
commercial lighting | 4ft LFL: T5 F28 2015 - High Efficiency | 2027 | CAPITAL | REPLACEMENT | health | USD/gigalumen_year | us | us | 247695784639.347
commercial lighting | 4ft LFL: T5 F28 2015 - High Efficiency | 2027 | CAPITAL | REPLACEMENT | lodging | USD/gigalumen_year | us | us | 247695784639.347
commercial lighting | 4ft LFL: T5 F28 2015 - High Efficiency | 2027 | CAPITAL | REPLACEMENT | merc/service | USD/gigalumen_year | us | us | 247695784639.347
commercial lighting | 4ft LFL: T5 F28 2015 - High Efficiency | 2027 | CAPITAL | REPLACEMENT | office-large | USD/gigalumen_year | us | us | 247695784639.347
commercial lighting | 4ft LFL: T5 F28 2015 - High Efficiency | 2027 | CAPITAL | REPLACEMENT | office-small | USD/gigalumen_year | us | us | 247695784639.347
commercial lighting | 4ft LFL: T5 F28 2015 - High Efficiency | 2027 | CAPITAL | REPLACEMENT | other | USD/gigalumen_year | us | us | 247695784639.347
commercial lighting | 4ft LFL: T5 F28 2015 - High Efficiency | 2027 | CAPITAL | REPLACEMENT | warehouse | USD/gigalumen_year | us | us | 247695784639.347
commercial lighting | 4ft LFL: T5 F28 2015 - High Efficiency | 2027 | FIXED_OM | NEW | assembly | USD/gigalumen_year | us | us | 8343595203.6924
commercial lighting | 4ft LFL: T5 F28 2015 - High Efficiency | 2027 | FIXED_OM | NEW | education | USD/gigalumen_year | us | us | 8343595203.6924
commercial lighting | 4ft LFL: T5 F28 2015 - High Efficiency | 2027 | FIXED_OM | NEW | food sales | USD/gigalumen_year | us | us | 8343595203.6924
commercial lighting | 4ft LFL: T5 F28 2015 - High Efficiency | 2027 | FIXED_OM | NEW | food service | USD/gigalumen_year | us | us | 8343595203.6924
commercial lighting | 4ft LFL: T5 F28 2015 - High Efficiency | 2027 | FIXED_OM | NEW | health | USD/gigalumen_year | us | us | 8343595203.6924
commercial lighting | 4ft LFL: T5 F28 2015 - High Efficiency | 2027 | FIXED_OM | NEW | lodging | USD/gigalumen_year | us | us | 8343595203.6924
commercial lighting | 4ft LFL: T5 F28 2015 - High Efficiency | 2027 | FIXED_OM | NEW | merc/service | USD/gigalumen_year | us | us | 8343595203.6924
commercial lighting | 4ft LFL: T5 F28 2015 - High Efficiency | 2027 | FIXED_OM | NEW | office-large | USD/gigalumen_year | us | us | 8343595203.6924
commercial lighting | 4ft LFL: T5 F28 2015 - High Efficiency | 2027 | FIXED_OM | NEW | office-small | USD/gigalumen_year | us | us | 8343595203.6924
commercial lighting | 4ft LFL: T5 F28 2015 - High Efficiency | 2027 | FIXED_OM | NEW | other | USD/gigalumen_year | us | us | 8343595203.6924
commercial lighting | 4ft LFL: T5 F28 2015 - High Efficiency | 2027 | FIXED_OM | NEW | warehouse | USD/gigalumen_year | us | us | 8343595203.6924
commercial lighting | 4ft LFL: T5 F28 2015 - High Efficiency | 2027 | FIXED_OM | REPLACEMENT | assembly | USD/gigalumen_year | us | us | 8343595203.6924
commercial lighting | 4ft LFL: T5 F28 2015 - High Efficiency | 2027 | FIXED_OM | REPLACEMENT | education | USD/gigalumen_year | us | us | 8343595203.6924
commercial lighting | 4ft LFL: T5 F28 2015 - High Efficiency | 2027 | FIXED_OM | REPLACEMENT | food sales | USD/gigalumen_year | us | us | 8343595203.6924
commercial lighting | 4ft LFL: T5 F28 2015 - High Efficiency | 2027 | FIXED_OM | REPLACEMENT | food service | USD/gigalumen_year | us | us | 8343595203.6924
commercial lighting | 4ft LFL: T5 F28 2015 - High Efficiency | 2027 | FIXED_OM | REPLACEMENT | health | USD/gigalumen_year | us | us | 8343595203.6924
commercial lighting | 4ft LFL: T5 F28 2015 - High Efficiency | 2027 | FIXED_OM | REPLACEMENT | lodging | USD/gigalumen_year | us | us | 8343595203.6924
commercial lighting | 4ft LFL: T5 F28 2015 - High Efficiency | 2027 | FIXED_OM | REPLACEMENT | merc/service | USD/gigalumen_year | us | us | 8343595203.6924
commercial lighting | 4ft LFL: T5 F28 2015 - High Efficiency | 2027 | FIXED_OM | REPLACEMENT | office-large | USD/gigalumen_year | us | us | 8343595203.6924
commercial lighting | 4ft LFL: T5 F28 2015 - High Efficiency | 2027 | FIXED_OM | REPLACEMENT | office-small | USD/gigalumen_year | us | us | 8343595203.6924
commercial lighting | 4ft LFL: T5 F28 2015 - High Efficiency | 2027 | FIXED_OM | REPLACEMENT | other | USD/gigalumen_year | us | us | 8343595203.6924
commercial lighting | 4ft LFL: T5 F28 2015 - High Efficiency | 2027 | FIXED_OM | REPLACEMENT | warehouse | USD/gigalumen_year | us | us | 8343595203.6924
commercial lighting | 4ft LFL: T5 F28 2015 - High Efficiency | 2028 | CAPITAL | NEW | assembly | USD/gigalumen_year | us | us | 246718606822.698
commercial lighting | 4ft LFL: T5 F28 2015 - High Efficiency | 2028 | CAPITAL | NEW | education | USD/gigalumen_year | us | us | 246718606822.698
commercial lighting | 4ft LFL: T5 F28 2015 - High Efficiency | 2028 | CAPITAL | NEW | food sales | USD/gigalumen_year | us | us | 246718606822.698
commercial lighting | 4ft LFL: T5 F28 2015 - High Efficiency | 2028 | CAPITAL | NEW | food service | USD/gigalumen_year | us | us | 246718606822.698
commercial lighting | 4ft LFL: T5 F28 2015 - High Efficiency | 2028 | CAPITAL | NEW | health | USD/gigalumen_year | us | us | 246718606822.698
commercial lighting | 4ft LFL: T5 F28 2015 - High Efficiency | 2028 | CAPITAL | NEW | lodging | USD/gigalumen_year | us | us | 246718606822.698
commercial lighting | 4ft LFL: T5 F28 2015 - High Efficiency | 2028 | CAPITAL | NEW | merc/service | USD/gigalumen_year | us | us | 246718606822.698
commercial lighting | 4ft LFL: T5 F28 2015 - High Efficiency | 2028 | CAPITAL | NEW | office-large | USD/gigalumen_year | us | us | 246718606822.698
commercial lighting | 4ft LFL: T5 F28 2015 - High Efficiency | 2028 | CAPITAL | NEW | office-small | USD/gigalumen_year | us | us | 246718606822.698
commercial lighting | 4ft LFL: T5 F28 2015 - High Efficiency | 2028 | CAPITAL | NEW | other | USD/gigalumen_year | us | us | 246718606822.698
commercial lighting | 4ft LFL: T5 F28 2015 - High Efficiency | 2028 | CAPITAL | NEW | warehouse | USD/gigalumen_year | us | us | 246718606822.698
commercial lighting | 4ft LFL: T5 F28 2015 - High Efficiency | 2028 | CAPITAL | REPLACEMENT | assembly | USD/gigalumen_year | us | us | 246718606822.698
commercial lighting | 4ft LFL: T5 F28 2015 - High Efficiency | 2028 | CAPITAL | REPLACEMENT | education | USD/gigalumen_year | us | us | 246718606822.698
commercial lighting | 4ft LFL: T5 F28 2015 - High Efficiency | 2028 | CAPITAL | REPLACEMENT | food sales | USD/gigalumen_year | us | us | 246718606822.698
commercial lighting | 4ft LFL: T5 F28 2015 - High Efficiency | 2028 | CAPITAL | REPLACEMENT | food service | USD/gigalumen_year | us | us | 246718606822.698
commercial lighting | 4ft LFL: T5 F28 2015 - High Efficiency | 2028 | CAPITAL | REPLACEMENT | health | USD/gigalumen_year | us | us | 246718606822.698
commercial lighting | 4ft LFL: T5 F28 2015 - High Efficiency | 2028 | CAPITAL | REPLACEMENT | lodging | USD/gigalumen_year | us | us | 246718606822.698
commercial lighting | 4ft LFL: T5 F28 2015 - High Efficiency | 2028 | CAPITAL | REPLACEMENT | merc/service | USD/gigalumen_year | us | us | 246718606822.698
commercial lighting | 4ft LFL: T5 F28 2015 - High Efficiency | 2028 | CAPITAL | REPLACEMENT | office-large | USD/gigalumen_year | us | us | 246718606822.698
commercial lighting | 4ft LFL: T5 F28 2015 - High Efficiency | 2028 | CAPITAL | REPLACEMENT | office-small | USD/gigalumen_year | us | us | 246718606822.698
commercial lighting | 4ft LFL: T5 F28 2015 - High Efficiency | 2028 | CAPITAL | REPLACEMENT | other | USD/gigalumen_year | us | us | 246718606822.698
commercial lighting | 4ft LFL: T5 F28 2015 - High Efficiency | 2028 | CAPITAL | REPLACEMENT | warehouse | USD/gigalumen_year | us | us | 246718606822.698
commercial lighting | 4ft LFL: T5 F28 2015 - High Efficiency | 2028 | FIXED_OM | NEW | assembly | USD/gigalumen_year | us | us | 8287219560.4242
commercial lighting | 4ft LFL: T5 F28 2015 - High Efficiency | 2028 | FIXED_OM | NEW | education | USD/gigalumen_year | us | us | 8287219560.4242
commercial lighting | 4ft LFL: T5 F28 2015 - High Efficiency | 2028 | FIXED_OM | NEW | food sales | USD/gigalumen_year | us | us | 8287219560.4242
commercial lighting | 4ft LFL: T5 F28 2015 - High Efficiency | 2028 | FIXED_OM | NEW | food service | USD/gigalumen_year | us | us | 8287219560.4242
commercial lighting | 4ft LFL: T5 F28 2015 - High Efficiency | 2028 | FIXED_OM | NEW | health | USD/gigalumen_year | us | us | 8287219560.4242
commercial lighting | 4ft LFL: T5 F28 2015 - High Efficiency | 2028 | FIXED_OM | NEW | lodging | USD/gigalumen_year | us | us | 8287219560.4242
commercial lighting | 4ft LFL: T5 F28 2015 - High Efficiency | 2028 | FIXED_OM | NEW | merc/service | USD/gigalumen_year | us | us | 8287219560.4242
commercial lighting | 4ft LFL: T5 F28 2015 - High Efficiency | 2028 | FIXED_OM | NEW | office-large | USD/gigalumen_year | us | us | 8287219560.4242
commercial lighting | 4ft LFL: T5 F28 2015 - High Efficiency | 2028 | FIXED_OM | NEW | office-small | USD/gigalumen_year | us | us | 8287219560.4242
commercial lighting | 4ft LFL: T5 F28 2015 - High Efficiency | 2028 | FIXED_OM | NEW | other | USD/gigalumen_year | us | us | 8287219560.4242
commercial lighting | 4ft LFL: T5 F28 2015 - High Efficiency | 2028 | FIXED_OM | NEW | warehouse | USD/gigalumen_year | us | us | 8287219560.4242
commercial lighting | 4ft LFL: T5 F28 2015 - High Efficiency | 2028 | FIXED_OM | REPLACEMENT | assembly | USD/gigalumen_year | us | us | 8287219560.4242
commercial lighting | 4ft LFL: T5 F28 2015 - High Efficiency | 2028 | FIXED_OM | REPLACEMENT | education | USD/gigalumen_year | us | us | 8287219560.4242
commercial lighting | 4ft LFL: T5 F28 2015 - High Efficiency | 2028 | FIXED_OM | REPLACEMENT | food sales | USD/gigalumen_year | us | us | 8287219560.4242
commercial lighting | 4ft LFL: T5 F28 2015 - High Efficiency | 2028 | FIXED_OM | REPLACEMENT | food service | USD/gigalumen_year | us | us | 8287219560.4242
commercial lighting | 4ft LFL: T5 F28 2015 - High Efficiency | 2028 | FIXED_OM | REPLACEMENT | health | USD/gigalumen_year | us | us | 8287219560.4242
commercial lighting | 4ft LFL: T5 F28 2015 - High Efficiency | 2028 | FIXED_OM | REPLACEMENT | lodging | USD/gigalumen_year | us | us | 8287219560.4242
commercial lighting | 4ft LFL: T5 F28 2015 - High Efficiency | 2028 | FIXED_OM | REPLACEMENT | merc/service | USD/gigalumen_year | us | us | 8287219560.4242
commercial lighting | 4ft LFL: T5 F28 2015 - High Efficiency | 2028 | FIXED_OM | REPLACEMENT | office-large | USD/gigalumen_year | us | us | 8287219560.4242
commercial lighting | 4ft LFL: T5 F28 2015 - High Efficiency | 2028 | FIXED_OM | REPLACEMENT | office-small | USD/gigalumen_year | us | us | 8287219560.4242
commercial lighting | 4ft LFL: T5 F28 2015 - High Efficiency | 2028 | FIXED_OM | REPLACEMENT | other | USD/gigalumen_year | us | us | 8287219560.4242
commercial lighting | 4ft LFL: T5 F28 2015 - High Efficiency | 2028 | FIXED_OM | REPLACEMENT | warehouse | USD/gigalumen_year | us | us | 8287219560.4242
commercial lighting | 4ft LFL: T5 F28 2015 - High Efficiency | 2029 | CAPITAL | NEW | assembly | USD/gigalumen_year | us | us | 245741429006.049
commercial lighting | 4ft LFL: T5 F28 2015 - High Efficiency | 2029 | CAPITAL | NEW | education | USD/gigalumen_year | us | us | 245741429006.049
commercial lighting | 4ft LFL: T5 F28 2015 - High Efficiency | 2029 | CAPITAL | NEW | food sales | USD/gigalumen_year | us | us | 245741429006.049
commercial lighting | 4ft LFL: T5 F28 2015 - High Efficiency | 2029 | CAPITAL | NEW | food service | USD/gigalumen_year | us | us | 245741429006.049
commercial lighting | 4ft LFL: T5 F28 2015 - High Efficiency | 2029 | CAPITAL | NEW | health | USD/gigalumen_year | us | us | 245741429006.049
commercial lighting | 4ft LFL: T5 F28 2015 - High Efficiency | 2029 | CAPITAL | NEW | lodging | USD/gigalumen_year | us | us | 245741429006.049
commercial lighting | 4ft LFL: T5 F28 2015 - High Efficiency | 2029 | CAPITAL | NEW | merc/service | USD/gigalumen_year | us | us | 245741429006.049
commercial lighting | 4ft LFL: T5 F28 2015 - High Efficiency | 2029 | CAPITAL | NEW | office-large | USD/gigalumen_year | us | us | 245741429006.049
commercial lighting | 4ft LFL: T5 F28 2015 - High Efficiency | 2029 | CAPITAL | NEW | office-small | USD/gigalumen_year | us | us | 245741429006.049
commercial lighting | 4ft LFL: T5 F28 2015 - High Efficiency | 2029 | CAPITAL | NEW | other | USD/gigalumen_year | us | us | 245741429006.049
commercial lighting | 4ft LFL: T5 F28 2015 - High Efficiency | 2029 | CAPITAL | NEW | warehouse | USD/gigalumen_year | us | us | 245741429006.049
commercial lighting | 4ft LFL: T5 F28 2015 - High Efficiency | 2029 | CAPITAL | REPLACEMENT | assembly | USD/gigalumen_year | us | us | 245741429006.049
commercial lighting | 4ft LFL: T5 F28 2015 - High Efficiency | 2029 | CAPITAL | REPLACEMENT | education | USD/gigalumen_year | us | us | 245741429006.049
commercial lighting | 4ft LFL: T5 F28 2015 - High Efficiency | 2029 | CAPITAL | REPLACEMENT | food sales | USD/gigalumen_year | us | us | 245741429006.049
commercial lighting | 4ft LFL: T5 F28 2015 - High Efficiency | 2029 | CAPITAL | REPLACEMENT | food service | USD/gigalumen_year | us | us | 245741429006.049
commercial lighting | 4ft LFL: T5 F28 2015 - High Efficiency | 2029 | CAPITAL | REPLACEMENT | health | USD/gigalumen_year | us | us | 245741429006.049
commercial lighting | 4ft LFL: T5 F28 2015 - High Efficiency | 2029 | CAPITAL | REPLACEMENT | lodging | USD/gigalumen_year | us | us | 245741429006.049
commercial lighting | 4ft LFL: T5 F28 2015 - High Efficiency | 2029 | CAPITAL | REPLACEMENT | merc/service | USD/gigalumen_year | us | us | 245741429006.049
commercial lighting | 4ft LFL: T5 F28 2015 - High Efficiency | 2029 | CAPITAL | REPLACEMENT | office-large | USD/gigalumen_year | us | us | 245741429006.049
commercial lighting | 4ft LFL: T5 F28 2015 - High Efficiency | 2029 | CAPITAL | REPLACEMENT | office-small | USD/gigalumen_year | us | us | 245741429006.049
commercial lighting | 4ft LFL: T5 F28 2015 - High Efficiency | 2029 | CAPITAL | REPLACEMENT | other | USD/gigalumen_year | us | us | 245741429006.049
commercial lighting | 4ft LFL: T5 F28 2015 - High Efficiency | 2029 | CAPITAL | REPLACEMENT | warehouse | USD/gigalumen_year | us | us | 245741429006.049
commercial lighting | 4ft LFL: T5 F28 2015 - High Efficiency | 2029 | FIXED_OM | NEW | assembly | USD/gigalumen_year | us | us | 8230843917.156
commercial lighting | 4ft LFL: T5 F28 2015 - High Efficiency | 2029 | FIXED_OM | NEW | education | USD/gigalumen_year | us | us | 8230843917.156
commercial lighting | 4ft LFL: T5 F28 2015 - High Efficiency | 2029 | FIXED_OM | NEW | food sales | USD/gigalumen_year | us | us | 8230843917.156
commercial lighting | 4ft LFL: T5 F28 2015 - High Efficiency | 2029 | FIXED_OM | NEW | food service | USD/gigalumen_year | us | us | 8230843917.156
commercial lighting | 4ft LFL: T5 F28 2015 - High Efficiency | 2029 | FIXED_OM | NEW | health | USD/gigalumen_year | us | us | 8230843917.156
commercial lighting | 4ft LFL: T5 F28 2015 - High Efficiency | 2029 | FIXED_OM | NEW | lodging | USD/gigalumen_year | us | us | 8230843917.156
commercial lighting | 4ft LFL: T5 F28 2015 - High Efficiency | 2029 | FIXED_OM | NEW | merc/service | USD/gigalumen_year | us | us | 8230843917.156
commercial lighting | 4ft LFL: T5 F28 2015 - High Efficiency | 2029 | FIXED_OM | NEW | office-large | USD/gigalumen_year | us | us | 8230843917.156
commercial lighting | 4ft LFL: T5 F28 2015 - High Efficiency | 2029 | FIXED_OM | NEW | office-small | USD/gigalumen_year | us | us | 8230843917.156
commercial lighting | 4ft LFL: T5 F28 2015 - High Efficiency | 2029 | FIXED_OM | NEW | other | USD/gigalumen_year | us | us | 8230843917.156
commercial lighting | 4ft LFL: T5 F28 2015 - High Efficiency | 2029 | FIXED_OM | NEW | warehouse | USD/gigalumen_year | us | us | 8230843917.156
commercial lighting | 4ft LFL: T5 F28 2015 - High Efficiency | 2029 | FIXED_OM | REPLACEMENT | assembly | USD/gigalumen_year | us | us | 8230843917.156
commercial lighting | 4ft LFL: T5 F28 2015 - High Efficiency | 2029 | FIXED_OM | REPLACEMENT | education | USD/gigalumen_year | us | us | 8230843917.156
commercial lighting | 4ft LFL: T5 F28 2015 - High Efficiency | 2029 | FIXED_OM | REPLACEMENT | food sales | USD/gigalumen_year | us | us | 8230843917.156
commercial lighting | 4ft LFL: T5 F28 2015 - High Efficiency | 2029 | FIXED_OM | REPLACEMENT | food service | USD/gigalumen_year | us | us | 8230843917.156
commercial lighting | 4ft LFL: T5 F28 2015 - High Efficiency | 2029 | FIXED_OM | REPLACEMENT | health | USD/gigalumen_year | us | us | 8230843917.156
commercial lighting | 4ft LFL: T5 F28 2015 - High Efficiency | 2029 | FIXED_OM | REPLACEMENT | lodging | USD/gigalumen_year | us | us | 8230843917.156
commercial lighting | 4ft LFL: T5 F28 2015 - High Efficiency | 2029 | FIXED_OM | REPLACEMENT | merc/service | USD/gigalumen_year | us | us | 8230843917.156
commercial lighting | 4ft LFL: T5 F28 2015 - High Efficiency | 2029 | FIXED_OM | REPLACEMENT | office-large | USD/gigalumen_year | us | us | 8230843917.156
commercial lighting | 4ft LFL: T5 F28 2015 - High Efficiency | 2029 | FIXED_OM | REPLACEMENT | office-small | USD/gigalumen_year | us | us | 8230843917.156
commercial lighting | 4ft LFL: T5 F28 2015 - High Efficiency | 2029 | FIXED_OM | REPLACEMENT | other | USD/gigalumen_year | us | us | 8230843917.156
commercial lighting | 4ft LFL: T5 F28 2015 - High Efficiency | 2029 | FIXED_OM | REPLACEMENT | warehouse | USD/gigalumen_year | us | us | 8230843917.156
commercial lighting | 4ft LFL: T5 F28 2015 - High Efficiency | 2030 | CAPITAL | NEW | assembly | USD/gigalumen_year | us | us | 244764251189.401
commercial lighting | 4ft LFL: T5 F28 2015 - High Efficiency | 2030 | CAPITAL | NEW | education | USD/gigalumen_year | us | us | 244764251189.401
commercial lighting | 4ft LFL: T5 F28 2015 - High Efficiency | 2030 | CAPITAL | NEW | food sales | USD/gigalumen_year | us | us | 244764251189.401
commercial lighting | 4ft LFL: T5 F28 2015 - High Efficiency | 2030 | CAPITAL | NEW | food service | USD/gigalumen_year | us | us | 244764251189.401
commercial lighting | 4ft LFL: T5 F28 2015 - High Efficiency | 2030 | CAPITAL | NEW | health | USD/gigalumen_year | us | us | 244764251189.401
commercial lighting | 4ft LFL: T5 F28 2015 - High Efficiency | 2030 | CAPITAL | NEW | lodging | USD/gigalumen_year | us | us | 244764251189.401
commercial lighting | 4ft LFL: T5 F28 2015 - High Efficiency | 2030 | CAPITAL | NEW | merc/service | USD/gigalumen_year | us | us | 244764251189.401
commercial lighting | 4ft LFL: T5 F28 2015 - High Efficiency | 2030 | CAPITAL | NEW | office-large | USD/gigalumen_year | us | us | 244764251189.401
commercial lighting | 4ft LFL: T5 F28 2015 - High Efficiency | 2030 | CAPITAL | NEW | office-small | USD/gigalumen_year | us | us | 244764251189.401
commercial lighting | 4ft LFL: T5 F28 2015 - High Efficiency | 2030 | CAPITAL | NEW | other | USD/gigalumen_year | us | us | 244764251189.401
commercial lighting | 4ft LFL: T5 F28 2015 - High Efficiency | 2030 | CAPITAL | NEW | warehouse | USD/gigalumen_year | us | us | 244764251189.401
commercial lighting | 4ft LFL: T5 F28 2015 - High Efficiency | 2030 | CAPITAL | REPLACEMENT | assembly | USD/gigalumen_year | us | us | 244764251189.401
commercial lighting | 4ft LFL: T5 F28 2015 - High Efficiency | 2030 | CAPITAL | REPLACEMENT | education | USD/gigalumen_year | us | us | 244764251189.401
commercial lighting | 4ft LFL: T5 F28 2015 - High Efficiency | 2030 | CAPITAL | REPLACEMENT | food sales | USD/gigalumen_year | us | us | 244764251189.401
commercial lighting | 4ft LFL: T5 F28 2015 - High Efficiency | 2030 | CAPITAL | REPLACEMENT | food service | USD/gigalumen_year | us | us | 244764251189.401
commercial lighting | 4ft LFL: T5 F28 2015 - High Efficiency | 2030 | CAPITAL | REPLACEMENT | health | USD/gigalumen_year | us | us | 244764251189.401
commercial lighting | 4ft LFL: T5 F28 2015 - High Efficiency | 2030 | CAPITAL | REPLACEMENT | lodging | USD/gigalumen_year | us | us | 244764251189.401
commercial lighting | 4ft LFL: T5 F28 2015 - High Efficiency | 2030 | CAPITAL | REPLACEMENT | merc/service | USD/gigalumen_year | us | us | 244764251189.401
commercial lighting | 4ft LFL: T5 F28 2015 - High Efficiency | 2030 | CAPITAL | REPLACEMENT | office-large | USD/gigalumen_year | us | us | 244764251189.401
commercial lighting | 4ft LFL: T5 F28 2015 - High Efficiency | 2030 | CAPITAL | REPLACEMENT | office-small | USD/gigalumen_year | us | us | 244764251189.401
commercial lighting | 4ft LFL: T5 F28 2015 - High Efficiency | 2030 | CAPITAL | REPLACEMENT | other | USD/gigalumen_year | us | us | 244764251189.401
commercial lighting | 4ft LFL: T5 F28 2015 - High Efficiency | 2030 | CAPITAL | REPLACEMENT | warehouse | USD/gigalumen_year | us | us | 244764251189.401
commercial lighting | 4ft LFL: T5 F28 2015 - High Efficiency | 2030 | FIXED_OM | NEW | assembly | USD/gigalumen_year | us | us | 8174468273.8879
commercial lighting | 4ft LFL: T5 F28 2015 - High Efficiency | 2030 | FIXED_OM | NEW | education | USD/gigalumen_year | us | us | 8174468273.8879
commercial lighting | 4ft LFL: T5 F28 2015 - High Efficiency | 2030 | FIXED_OM | NEW | food sales | USD/gigalumen_year | us | us | 8174468273.8879
commercial lighting | 4ft LFL: T5 F28 2015 - High Efficiency | 2030 | FIXED_OM | NEW | food service | USD/gigalumen_year | us | us | 8174468273.8879
commercial lighting | 4ft LFL: T5 F28 2015 - High Efficiency | 2030 | FIXED_OM | NEW | health | USD/gigalumen_year | us | us | 8174468273.8879
commercial lighting | 4ft LFL: T5 F28 2015 - High Efficiency | 2030 | FIXED_OM | NEW | lodging | USD/gigalumen_year | us | us | 8174468273.8879
commercial lighting | 4ft LFL: T5 F28 2015 - High Efficiency | 2030 | FIXED_OM | NEW | merc/service | USD/gigalumen_year | us | us | 8174468273.8879
commercial lighting | 4ft LFL: T5 F28 2015 - High Efficiency | 2030 | FIXED_OM | NEW | office-large | USD/gigalumen_year | us | us | 8174468273.8879
commercial lighting | 4ft LFL: T5 F28 2015 - High Efficiency | 2030 | FIXED_OM | NEW | office-small | USD/gigalumen_year | us | us | 8174468273.8879
commercial lighting | 4ft LFL: T5 F28 2015 - High Efficiency | 2030 | FIXED_OM | NEW | other | USD/gigalumen_year | us | us | 8174468273.8879
commercial lighting | 4ft LFL: T5 F28 2015 - High Efficiency | 2030 | FIXED_OM | NEW | warehouse | USD/gigalumen_year | us | us | 8174468273.8879
commercial lighting | 4ft LFL: T5 F28 2015 - High Efficiency | 2030 | FIXED_OM | REPLACEMENT | assembly | USD/gigalumen_year | us | us | 8174468273.8879
commercial lighting | 4ft LFL: T5 F28 2015 - High Efficiency | 2030 | FIXED_OM | REPLACEMENT | education | USD/gigalumen_year | us | us | 8174468273.8879
commercial lighting | 4ft LFL: T5 F28 2015 - High Efficiency | 2030 | FIXED_OM | REPLACEMENT | food sales | USD/gigalumen_year | us | us | 8174468273.8879
commercial lighting | 4ft LFL: T5 F28 2015 - High Efficiency | 2030 | FIXED_OM | REPLACEMENT | food service | USD/gigalumen_year | us | us | 8174468273.8879
commercial lighting | 4ft LFL: T5 F28 2015 - High Efficiency | 2030 | FIXED_OM | REPLACEMENT | health | USD/gigalumen_year | us | us | 8174468273.8879
commercial lighting | 4ft LFL: T5 F28 2015 - High Efficiency | 2030 | FIXED_OM | REPLACEMENT | lodging | USD/gigalumen_year | us | us | 8174468273.8879
commercial lighting | 4ft LFL: T5 F28 2015 - High Efficiency | 2030 | FIXED_OM | REPLACEMENT | merc/service | USD/gigalumen_year | us | us | 8174468273.8879
commercial lighting | 4ft LFL: T5 F28 2015 - High Efficiency | 2030 | FIXED_OM | REPLACEMENT | office-large | USD/gigalumen_year | us | us | 8174468273.8879
commercial lighting | 4ft LFL: T5 F28 2015 - High Efficiency | 2030 | FIXED_OM | REPLACEMENT | office-small | USD/gigalumen_year | us | us | 8174468273.8879
commercial lighting | 4ft LFL: T5 F28 2015 - High Efficiency | 2030 | FIXED_OM | REPLACEMENT | other | USD/gigalumen_year | us | us | 8174468273.8879
commercial lighting | 4ft LFL: T5 F28 2015 - High Efficiency | 2030 | FIXED_OM | REPLACEMENT | warehouse | USD/gigalumen_year | us | us | 8174468273.8879
commercial lighting | 4ft LFL: T5 F28 2015 - High Efficiency | 2031 | CAPITAL | NEW | assembly | USD/gigalumen_year | us | us | 243834053075.475
commercial lighting | 4ft LFL: T5 F28 2015 - High Efficiency | 2031 | CAPITAL | NEW | education | USD/gigalumen_year | us | us | 243834053075.475
commercial lighting | 4ft LFL: T5 F28 2015 - High Efficiency | 2031 | CAPITAL | NEW | food sales | USD/gigalumen_year | us | us | 243834053075.475
commercial lighting | 4ft LFL: T5 F28 2015 - High Efficiency | 2031 | CAPITAL | NEW | food service | USD/gigalumen_year | us | us | 243834053075.475
commercial lighting | 4ft LFL: T5 F28 2015 - High Efficiency | 2031 | CAPITAL | NEW | health | USD/gigalumen_year | us | us | 243834053075.475
commercial lighting | 4ft LFL: T5 F28 2015 - High Efficiency | 2031 | CAPITAL | NEW | lodging | USD/gigalumen_year | us | us | 243834053075.475
commercial lighting | 4ft LFL: T5 F28 2015 - High Efficiency | 2031 | CAPITAL | NEW | merc/service | USD/gigalumen_year | us | us | 243834053075.475
commercial lighting | 4ft LFL: T5 F28 2015 - High Efficiency | 2031 | CAPITAL | NEW | office-large | USD/gigalumen_year | us | us | 243834053075.475
commercial lighting | 4ft LFL: T5 F28 2015 - High Efficiency | 2031 | CAPITAL | NEW | office-small | USD/gigalumen_year | us | us | 243834053075.475
commercial lighting | 4ft LFL: T5 F28 2015 - High Efficiency | 2031 | CAPITAL | NEW | other | USD/gigalumen_year | us | us | 243834053075.475
commercial lighting | 4ft LFL: T5 F28 2015 - High Efficiency | 2031 | CAPITAL | NEW | warehouse | USD/gigalumen_year | us | us | 243834053075.475
commercial lighting | 4ft LFL: T5 F28 2015 - High Efficiency | 2031 | CAPITAL | REPLACEMENT | assembly | USD/gigalumen_year | us | us | 243834053075.475
commercial lighting | 4ft LFL: T5 F28 2015 - High Efficiency | 2031 | CAPITAL | REPLACEMENT | education | USD/gigalumen_year | us | us | 243834053075.475
commercial lighting | 4ft LFL: T5 F28 2015 - High Efficiency | 2031 | CAPITAL | REPLACEMENT | food sales | USD/gigalumen_year | us | us | 243834053075.475
commercial lighting | 4ft LFL: T5 F28 2015 - High Efficiency | 2031 | CAPITAL | REPLACEMENT | food service | USD/gigalumen_year | us | us | 243834053075.475
commercial lighting | 4ft LFL: T5 F28 2015 - High Efficiency | 2031 | CAPITAL | REPLACEMENT | health | USD/gigalumen_year | us | us | 243834053075.475
commercial lighting | 4ft LFL: T5 F28 2015 - High Efficiency | 2031 | CAPITAL | REPLACEMENT | lodging | USD/gigalumen_year | us | us | 243834053075.475
commercial lighting | 4ft LFL: T5 F28 2015 - High Efficiency | 2031 | CAPITAL | REPLACEMENT | merc/service | USD/gigalumen_year | us | us | 243834053075.475
commercial lighting | 4ft LFL: T5 F28 2015 - High Efficiency | 2031 | CAPITAL | REPLACEMENT | office-large | USD/gigalumen_year | us | us | 243834053075.475
commercial lighting | 4ft LFL: T5 F28 2015 - High Efficiency | 2031 | CAPITAL | REPLACEMENT | office-small | USD/gigalumen_year | us | us | 243834053075.475
commercial lighting | 4ft LFL: T5 F28 2015 - High Efficiency | 2031 | CAPITAL | REPLACEMENT | other | USD/gigalumen_year | us | us | 243834053075.475
commercial lighting | 4ft LFL: T5 F28 2015 - High Efficiency | 2031 | CAPITAL | REPLACEMENT | warehouse | USD/gigalumen_year | us | us | 243834053075.475
commercial lighting | 4ft LFL: T5 F28 2015 - High Efficiency | 2031 | FIXED_OM | NEW | assembly | USD/gigalumen_year | us | us | 8118092630.6197
commercial lighting | 4ft LFL: T5 F28 2015 - High Efficiency | 2031 | FIXED_OM | NEW | education | USD/gigalumen_year | us | us | 8118092630.6197
commercial lighting | 4ft LFL: T5 F28 2015 - High Efficiency | 2031 | FIXED_OM | NEW | food sales | USD/gigalumen_year | us | us | 8118092630.6197
commercial lighting | 4ft LFL: T5 F28 2015 - High Efficiency | 2031 | FIXED_OM | NEW | food service | USD/gigalumen_year | us | us | 8118092630.6197
commercial lighting | 4ft LFL: T5 F28 2015 - High Efficiency | 2031 | FIXED_OM | NEW | health | USD/gigalumen_year | us | us | 8118092630.6197
commercial lighting | 4ft LFL: T5 F28 2015 - High Efficiency | 2031 | FIXED_OM | NEW | lodging | USD/gigalumen_year | us | us | 8118092630.6197
commercial lighting | 4ft LFL: T5 F28 2015 - High Efficiency | 2031 | FIXED_OM | NEW | merc/service | USD/gigalumen_year | us | us | 8118092630.6197
commercial lighting | 4ft LFL: T5 F28 2015 - High Efficiency | 2031 | FIXED_OM | NEW | office-large | USD/gigalumen_year | us | us | 8118092630.6197
commercial lighting | 4ft LFL: T5 F28 2015 - High Efficiency | 2031 | FIXED_OM | NEW | office-small | USD/gigalumen_year | us | us | 8118092630.6197
commercial lighting | 4ft LFL: T5 F28 2015 - High Efficiency | 2031 | FIXED_OM | NEW | other | USD/gigalumen_year | us | us | 8118092630.6197
commercial lighting | 4ft LFL: T5 F28 2015 - High Efficiency | 2031 | FIXED_OM | NEW | warehouse | USD/gigalumen_year | us | us | 8118092630.6197
commercial lighting | 4ft LFL: T5 F28 2015 - High Efficiency | 2031 | FIXED_OM | REPLACEMENT | assembly | USD/gigalumen_year | us | us | 8118092630.6197
commercial lighting | 4ft LFL: T5 F28 2015 - High Efficiency | 2031 | FIXED_OM | REPLACEMENT | education | USD/gigalumen_year | us | us | 8118092630.6197
commercial lighting | 4ft LFL: T5 F28 2015 - High Efficiency | 2031 | FIXED_OM | REPLACEMENT | food sales | USD/gigalumen_year | us | us | 8118092630.6197
commercial lighting | 4ft LFL: T5 F28 2015 - High Efficiency | 2031 | FIXED_OM | REPLACEMENT | food service | USD/gigalumen_year | us | us | 8118092630.6197
commercial lighting | 4ft LFL: T5 F28 2015 - High Efficiency | 2031 | FIXED_OM | REPLACEMENT | health | USD/gigalumen_year | us | us | 8118092630.6197
commercial lighting | 4ft LFL: T5 F28 2015 - High Efficiency | 2031 | FIXED_OM | REPLACEMENT | lodging | USD/gigalumen_year | us | us | 8118092630.6197
commercial lighting | 4ft LFL: T5 F28 2015 - High Efficiency | 2031 | FIXED_OM | REPLACEMENT | merc/service | USD/gigalumen_year | us | us | 8118092630.6197
commercial lighting | 4ft LFL: T5 F28 2015 - High Efficiency | 2031 | FIXED_OM | REPLACEMENT | office-large | USD/gigalumen_year | us | us | 8118092630.6197
commercial lighting | 4ft LFL: T5 F28 2015 - High Efficiency | 2031 | FIXED_OM | REPLACEMENT | office-small | USD/gigalumen_year | us | us | 8118092630.6197
commercial lighting | 4ft LFL: T5 F28 2015 - High Efficiency | 2031 | FIXED_OM | REPLACEMENT | other | USD/gigalumen_year | us | us | 8118092630.6197
commercial lighting | 4ft LFL: T5 F28 2015 - High Efficiency | 2031 | FIXED_OM | REPLACEMENT | warehouse | USD/gigalumen_year | us | us | 8118092630.6197
commercial lighting | 4ft LFL: T5 F28 2015 - High Efficiency | 2032 | CAPITAL | NEW | assembly | USD/gigalumen_year | us | us | 242903854961.55
commercial lighting | 4ft LFL: T5 F28 2015 - High Efficiency | 2032 | CAPITAL | NEW | education | USD/gigalumen_year | us | us | 242903854961.55
commercial lighting | 4ft LFL: T5 F28 2015 - High Efficiency | 2032 | CAPITAL | NEW | food sales | USD/gigalumen_year | us | us | 242903854961.55
commercial lighting | 4ft LFL: T5 F28 2015 - High Efficiency | 2032 | CAPITAL | NEW | food service | USD/gigalumen_year | us | us | 242903854961.55
commercial lighting | 4ft LFL: T5 F28 2015 - High Efficiency | 2032 | CAPITAL | NEW | health | USD/gigalumen_year | us | us | 242903854961.55
commercial lighting | 4ft LFL: T5 F28 2015 - High Efficiency | 2032 | CAPITAL | NEW | lodging | USD/gigalumen_year | us | us | 242903854961.55
commercial lighting | 4ft LFL: T5 F28 2015 - High Efficiency | 2032 | CAPITAL | NEW | merc/service | USD/gigalumen_year | us | us | 242903854961.55
commercial lighting | 4ft LFL: T5 F28 2015 - High Efficiency | 2032 | CAPITAL | NEW | office-large | USD/gigalumen_year | us | us | 242903854961.55
commercial lighting | 4ft LFL: T5 F28 2015 - High Efficiency | 2032 | CAPITAL | NEW | office-small | USD/gigalumen_year | us | us | 242903854961.55
commercial lighting | 4ft LFL: T5 F28 2015 - High Efficiency | 2032 | CAPITAL | NEW | other | USD/gigalumen_year | us | us | 242903854961.55
commercial lighting | 4ft LFL: T5 F28 2015 - High Efficiency | 2032 | CAPITAL | NEW | warehouse | USD/gigalumen_year | us | us | 242903854961.55
commercial lighting | 4ft LFL: T5 F28 2015 - High Efficiency | 2032 | CAPITAL | REPLACEMENT | assembly | USD/gigalumen_year | us | us | 242903854961.55
commercial lighting | 4ft LFL: T5 F28 2015 - High Efficiency | 2032 | CAPITAL | REPLACEMENT | education | USD/gigalumen_year | us | us | 242903854961.55
commercial lighting | 4ft LFL: T5 F28 2015 - High Efficiency | 2032 | CAPITAL | REPLACEMENT | food sales | USD/gigalumen_year | us | us | 242903854961.55
commercial lighting | 4ft LFL: T5 F28 2015 - High Efficiency | 2032 | CAPITAL | REPLACEMENT | food service | USD/gigalumen_year | us | us | 242903854961.55
commercial lighting | 4ft LFL: T5 F28 2015 - High Efficiency | 2032 | CAPITAL | REPLACEMENT | health | USD/gigalumen_year | us | us | 242903854961.55
commercial lighting | 4ft LFL: T5 F28 2015 - High Efficiency | 2032 | CAPITAL | REPLACEMENT | lodging | USD/gigalumen_year | us | us | 242903854961.55
commercial lighting | 4ft LFL: T5 F28 2015 - High Efficiency | 2032 | CAPITAL | REPLACEMENT | merc/service | USD/gigalumen_year | us | us | 242903854961.55
commercial lighting | 4ft LFL: T5 F28 2015 - High Efficiency | 2032 | CAPITAL | REPLACEMENT | office-large | USD/gigalumen_year | us | us | 242903854961.55
commercial lighting | 4ft LFL: T5 F28 2015 - High Efficiency | 2032 | CAPITAL | REPLACEMENT | office-small | USD/gigalumen_year | us | us | 242903854961.55
commercial lighting | 4ft LFL: T5 F28 2015 - High Efficiency | 2032 | CAPITAL | REPLACEMENT | other | USD/gigalumen_year | us | us | 242903854961.55
commercial lighting | 4ft LFL: T5 F28 2015 - High Efficiency | 2032 | CAPITAL | REPLACEMENT | warehouse | USD/gigalumen_year | us | us | 242903854961.55
commercial lighting | 4ft LFL: T5 F28 2015 - High Efficiency | 2032 | FIXED_OM | NEW | assembly | USD/gigalumen_year | us | us | 8061716987.3515
commercial lighting | 4ft LFL: T5 F28 2015 - High Efficiency | 2032 | FIXED_OM | NEW | education | USD/gigalumen_year | us | us | 8061716987.3515
commercial lighting | 4ft LFL: T5 F28 2015 - High Efficiency | 2032 | FIXED_OM | NEW | food sales | USD/gigalumen_year | us | us | 8061716987.3515
commercial lighting | 4ft LFL: T5 F28 2015 - High Efficiency | 2032 | FIXED_OM | NEW | food service | USD/gigalumen_year | us | us | 8061716987.3515
commercial lighting | 4ft LFL: T5 F28 2015 - High Efficiency | 2032 | FIXED_OM | NEW | health | USD/gigalumen_year | us | us | 8061716987.3515
commercial lighting | 4ft LFL: T5 F28 2015 - High Efficiency | 2032 | FIXED_OM | NEW | lodging | USD/gigalumen_year | us | us | 8061716987.3515
commercial lighting | 4ft LFL: T5 F28 2015 - High Efficiency | 2032 | FIXED_OM | NEW | merc/service | USD/gigalumen_year | us | us | 8061716987.3515
commercial lighting | 4ft LFL: T5 F28 2015 - High Efficiency | 2032 | FIXED_OM | NEW | office-large | USD/gigalumen_year | us | us | 8061716987.3515
commercial lighting | 4ft LFL: T5 F28 2015 - High Efficiency | 2032 | FIXED_OM | NEW | office-small | USD/gigalumen_year | us | us | 8061716987.3515
commercial lighting | 4ft LFL: T5 F28 2015 - High Efficiency | 2032 | FIXED_OM | NEW | other | USD/gigalumen_year | us | us | 8061716987.3515
commercial lighting | 4ft LFL: T5 F28 2015 - High Efficiency | 2032 | FIXED_OM | NEW | warehouse | USD/gigalumen_year | us | us | 8061716987.3515
commercial lighting | 4ft LFL: T5 F28 2015 - High Efficiency | 2032 | FIXED_OM | REPLACEMENT | assembly | USD/gigalumen_year | us | us | 8061716987.3515
commercial lighting | 4ft LFL: T5 F28 2015 - High Efficiency | 2032 | FIXED_OM | REPLACEMENT | education | USD/gigalumen_year | us | us | 8061716987.3515
commercial lighting | 4ft LFL: T5 F28 2015 - High Efficiency | 2032 | FIXED_OM | REPLACEMENT | food sales | USD/gigalumen_year | us | us | 8061716987.3515
commercial lighting | 4ft LFL: T5 F28 2015 - High Efficiency | 2032 | FIXED_OM | REPLACEMENT | food service | USD/gigalumen_year | us | us | 8061716987.3515
commercial lighting | 4ft LFL: T5 F28 2015 - High Efficiency | 2032 | FIXED_OM | REPLACEMENT | health | USD/gigalumen_year | us | us | 8061716987.3515
commercial lighting | 4ft LFL: T5 F28 2015 - High Efficiency | 2032 | FIXED_OM | REPLACEMENT | lodging | USD/gigalumen_year | us | us | 8061716987.3515
commercial lighting | 4ft LFL: T5 F28 2015 - High Efficiency | 2032 | FIXED_OM | REPLACEMENT | merc/service | USD/gigalumen_year | us | us | 8061716987.3515
commercial lighting | 4ft LFL: T5 F28 2015 - High Efficiency | 2032 | FIXED_OM | REPLACEMENT | office-large | USD/gigalumen_year | us | us | 8061716987.3515
commercial lighting | 4ft LFL: T5 F28 2015 - High Efficiency | 2032 | FIXED_OM | REPLACEMENT | office-small | USD/gigalumen_year | us | us | 8061716987.3515
commercial lighting | 4ft LFL: T5 F28 2015 - High Efficiency | 2032 | FIXED_OM | REPLACEMENT | other | USD/gigalumen_year | us | us | 8061716987.3515
commercial lighting | 4ft LFL: T5 F28 2015 - High Efficiency | 2032 | FIXED_OM | REPLACEMENT | warehouse | USD/gigalumen_year | us | us | 8061716987.3515
commercial lighting | 4ft LFL: T5 F28 2015 - High Efficiency | 2033 | CAPITAL | NEW | assembly | USD/gigalumen_year | us | us | 241973656847.625
commercial lighting | 4ft LFL: T5 F28 2015 - High Efficiency | 2033 | CAPITAL | NEW | education | USD/gigalumen_year | us | us | 241973656847.625
commercial lighting | 4ft LFL: T5 F28 2015 - High Efficiency | 2033 | CAPITAL | NEW | food sales | USD/gigalumen_year | us | us | 241973656847.625
commercial lighting | 4ft LFL: T5 F28 2015 - High Efficiency | 2033 | CAPITAL | NEW | food service | USD/gigalumen_year | us | us | 241973656847.625
commercial lighting | 4ft LFL: T5 F28 2015 - High Efficiency | 2033 | CAPITAL | NEW | health | USD/gigalumen_year | us | us | 241973656847.625
commercial lighting | 4ft LFL: T5 F28 2015 - High Efficiency | 2033 | CAPITAL | NEW | lodging | USD/gigalumen_year | us | us | 241973656847.625
commercial lighting | 4ft LFL: T5 F28 2015 - High Efficiency | 2033 | CAPITAL | NEW | merc/service | USD/gigalumen_year | us | us | 241973656847.625
commercial lighting | 4ft LFL: T5 F28 2015 - High Efficiency | 2033 | CAPITAL | NEW | office-large | USD/gigalumen_year | us | us | 241973656847.625
commercial lighting | 4ft LFL: T5 F28 2015 - High Efficiency | 2033 | CAPITAL | NEW | office-small | USD/gigalumen_year | us | us | 241973656847.625
commercial lighting | 4ft LFL: T5 F28 2015 - High Efficiency | 2033 | CAPITAL | NEW | other | USD/gigalumen_year | us | us | 241973656847.625
commercial lighting | 4ft LFL: T5 F28 2015 - High Efficiency | 2033 | CAPITAL | NEW | warehouse | USD/gigalumen_year | us | us | 241973656847.625
commercial lighting | 4ft LFL: T5 F28 2015 - High Efficiency | 2033 | CAPITAL | REPLACEMENT | assembly | USD/gigalumen_year | us | us | 241973656847.625
commercial lighting | 4ft LFL: T5 F28 2015 - High Efficiency | 2033 | CAPITAL | REPLACEMENT | education | USD/gigalumen_year | us | us | 241973656847.625
commercial lighting | 4ft LFL: T5 F28 2015 - High Efficiency | 2033 | CAPITAL | REPLACEMENT | food sales | USD/gigalumen_year | us | us | 241973656847.625
commercial lighting | 4ft LFL: T5 F28 2015 - High Efficiency | 2033 | CAPITAL | REPLACEMENT | food service | USD/gigalumen_year | us | us | 241973656847.625
commercial lighting | 4ft LFL: T5 F28 2015 - High Efficiency | 2033 | CAPITAL | REPLACEMENT | health | USD/gigalumen_year | us | us | 241973656847.625
commercial lighting | 4ft LFL: T5 F28 2015 - High Efficiency | 2033 | CAPITAL | REPLACEMENT | lodging | USD/gigalumen_year | us | us | 241973656847.625
commercial lighting | 4ft LFL: T5 F28 2015 - High Efficiency | 2033 | CAPITAL | REPLACEMENT | merc/service | USD/gigalumen_year | us | us | 241973656847.625
commercial lighting | 4ft LFL: T5 F28 2015 - High Efficiency | 2033 | CAPITAL | REPLACEMENT | office-large | USD/gigalumen_year | us | us | 241973656847.625
commercial lighting | 4ft LFL: T5 F28 2015 - High Efficiency | 2033 | CAPITAL | REPLACEMENT | office-small | USD/gigalumen_year | us | us | 241973656847.625
commercial lighting | 4ft LFL: T5 F28 2015 - High Efficiency | 2033 | CAPITAL | REPLACEMENT | other | USD/gigalumen_year | us | us | 241973656847.625
commercial lighting | 4ft LFL: T5 F28 2015 - High Efficiency | 2033 | CAPITAL | REPLACEMENT | warehouse | USD/gigalumen_year | us | us | 241973656847.625
commercial lighting | 4ft LFL: T5 F28 2015 - High Efficiency | 2033 | FIXED_OM | NEW | assembly | USD/gigalumen_year | us | us | 8005341344.0833
commercial lighting | 4ft LFL: T5 F28 2015 - High Efficiency | 2033 | FIXED_OM | NEW | education | USD/gigalumen_year | us | us | 8005341344.0833
commercial lighting | 4ft LFL: T5 F28 2015 - High Efficiency | 2033 | FIXED_OM | NEW | food sales | USD/gigalumen_year | us | us | 8005341344.0833
commercial lighting | 4ft LFL: T5 F28 2015 - High Efficiency | 2033 | FIXED_OM | NEW | food service | USD/gigalumen_year | us | us | 8005341344.0833
commercial lighting | 4ft LFL: T5 F28 2015 - High Efficiency | 2033 | FIXED_OM | NEW | health | USD/gigalumen_year | us | us | 8005341344.0833
commercial lighting | 4ft LFL: T5 F28 2015 - High Efficiency | 2033 | FIXED_OM | NEW | lodging | USD/gigalumen_year | us | us | 8005341344.0833
commercial lighting | 4ft LFL: T5 F28 2015 - High Efficiency | 2033 | FIXED_OM | NEW | merc/service | USD/gigalumen_year | us | us | 8005341344.0833
commercial lighting | 4ft LFL: T5 F28 2015 - High Efficiency | 2033 | FIXED_OM | NEW | office-large | USD/gigalumen_year | us | us | 8005341344.0833
commercial lighting | 4ft LFL: T5 F28 2015 - High Efficiency | 2033 | FIXED_OM | NEW | office-small | USD/gigalumen_year | us | us | 8005341344.0833
commercial lighting | 4ft LFL: T5 F28 2015 - High Efficiency | 2033 | FIXED_OM | NEW | other | USD/gigalumen_year | us | us | 8005341344.0833
commercial lighting | 4ft LFL: T5 F28 2015 - High Efficiency | 2033 | FIXED_OM | NEW | warehouse | USD/gigalumen_year | us | us | 8005341344.0833
commercial lighting | 4ft LFL: T5 F28 2015 - High Efficiency | 2033 | FIXED_OM | REPLACEMENT | assembly | USD/gigalumen_year | us | us | 8005341344.0833
commercial lighting | 4ft LFL: T5 F28 2015 - High Efficiency | 2033 | FIXED_OM | REPLACEMENT | education | USD/gigalumen_year | us | us | 8005341344.0833
commercial lighting | 4ft LFL: T5 F28 2015 - High Efficiency | 2033 | FIXED_OM | REPLACEMENT | food sales | USD/gigalumen_year | us | us | 8005341344.0833
commercial lighting | 4ft LFL: T5 F28 2015 - High Efficiency | 2033 | FIXED_OM | REPLACEMENT | food service | USD/gigalumen_year | us | us | 8005341344.0833
commercial lighting | 4ft LFL: T5 F28 2015 - High Efficiency | 2033 | FIXED_OM | REPLACEMENT | health | USD/gigalumen_year | us | us | 8005341344.0833
commercial lighting | 4ft LFL: T5 F28 2015 - High Efficiency | 2033 | FIXED_OM | REPLACEMENT | lodging | USD/gigalumen_year | us | us | 8005341344.0833
commercial lighting | 4ft LFL: T5 F28 2015 - High Efficiency | 2033 | FIXED_OM | REPLACEMENT | merc/service | USD/gigalumen_year | us | us | 8005341344.0833
commercial lighting | 4ft LFL: T5 F28 2015 - High Efficiency | 2033 | FIXED_OM | REPLACEMENT | office-large | USD/gigalumen_year | us | us | 8005341344.0833
commercial lighting | 4ft LFL: T5 F28 2015 - High Efficiency | 2033 | FIXED_OM | REPLACEMENT | office-small | USD/gigalumen_year | us | us | 8005341344.0833
commercial lighting | 4ft LFL: T5 F28 2015 - High Efficiency | 2033 | FIXED_OM | REPLACEMENT | other | USD/gigalumen_year | us | us | 8005341344.0833
commercial lighting | 4ft LFL: T5 F28 2015 - High Efficiency | 2033 | FIXED_OM | REPLACEMENT | warehouse | USD/gigalumen_year | us | us | 8005341344.0833
commercial lighting | 4ft LFL: T5 F28 2015 - High Efficiency | 2034 | CAPITAL | NEW | assembly | USD/gigalumen_year | us | us | 241043458733.7
commercial lighting | 4ft LFL: T5 F28 2015 - High Efficiency | 2034 | CAPITAL | NEW | education | USD/gigalumen_year | us | us | 241043458733.7
commercial lighting | 4ft LFL: T5 F28 2015 - High Efficiency | 2034 | CAPITAL | NEW | food sales | USD/gigalumen_year | us | us | 241043458733.7
commercial lighting | 4ft LFL: T5 F28 2015 - High Efficiency | 2034 | CAPITAL | NEW | food service | USD/gigalumen_year | us | us | 241043458733.7
commercial lighting | 4ft LFL: T5 F28 2015 - High Efficiency | 2034 | CAPITAL | NEW | health | USD/gigalumen_year | us | us | 241043458733.7
commercial lighting | 4ft LFL: T5 F28 2015 - High Efficiency | 2034 | CAPITAL | NEW | lodging | USD/gigalumen_year | us | us | 241043458733.7
commercial lighting | 4ft LFL: T5 F28 2015 - High Efficiency | 2034 | CAPITAL | NEW | merc/service | USD/gigalumen_year | us | us | 241043458733.7
commercial lighting | 4ft LFL: T5 F28 2015 - High Efficiency | 2034 | CAPITAL | NEW | office-large | USD/gigalumen_year | us | us | 241043458733.7
commercial lighting | 4ft LFL: T5 F28 2015 - High Efficiency | 2034 | CAPITAL | NEW | office-small | USD/gigalumen_year | us | us | 241043458733.7
commercial lighting | 4ft LFL: T5 F28 2015 - High Efficiency | 2034 | CAPITAL | NEW | other | USD/gigalumen_year | us | us | 241043458733.7
commercial lighting | 4ft LFL: T5 F28 2015 - High Efficiency | 2034 | CAPITAL | NEW | warehouse | USD/gigalumen_year | us | us | 241043458733.7
commercial lighting | 4ft LFL: T5 F28 2015 - High Efficiency | 2034 | CAPITAL | REPLACEMENT | assembly | USD/gigalumen_year | us | us | 241043458733.7
commercial lighting | 4ft LFL: T5 F28 2015 - High Efficiency | 2034 | CAPITAL | REPLACEMENT | education | USD/gigalumen_year | us | us | 241043458733.7
commercial lighting | 4ft LFL: T5 F28 2015 - High Efficiency | 2034 | CAPITAL | REPLACEMENT | food sales | USD/gigalumen_year | us | us | 241043458733.7
commercial lighting | 4ft LFL: T5 F28 2015 - High Efficiency | 2034 | CAPITAL | REPLACEMENT | food service | USD/gigalumen_year | us | us | 241043458733.7
commercial lighting | 4ft LFL: T5 F28 2015 - High Efficiency | 2034 | CAPITAL | REPLACEMENT | health | USD/gigalumen_year | us | us | 241043458733.7
commercial lighting | 4ft LFL: T5 F28 2015 - High Efficiency | 2034 | CAPITAL | REPLACEMENT | lodging | USD/gigalumen_year | us | us | 241043458733.7
commercial lighting | 4ft LFL: T5 F28 2015 - High Efficiency | 2034 | CAPITAL | REPLACEMENT | merc/service | USD/gigalumen_year | us | us | 241043458733.7
commercial lighting | 4ft LFL: T5 F28 2015 - High Efficiency | 2034 | CAPITAL | REPLACEMENT | office-large | USD/gigalumen_year | us | us | 241043458733.7
commercial lighting | 4ft LFL: T5 F28 2015 - High Efficiency | 2034 | CAPITAL | REPLACEMENT | office-small | USD/gigalumen_year | us | us | 241043458733.7
commercial lighting | 4ft LFL: T5 F28 2015 - High Efficiency | 2034 | CAPITAL | REPLACEMENT | other | USD/gigalumen_year | us | us | 241043458733.7
commercial lighting | 4ft LFL: T5 F28 2015 - High Efficiency | 2034 | CAPITAL | REPLACEMENT | warehouse | USD/gigalumen_year | us | us | 241043458733.7
commercial lighting | 4ft LFL: T5 F28 2015 - High Efficiency | 2034 | FIXED_OM | NEW | assembly | USD/gigalumen_year | us | us | 7948965700.8151
commercial lighting | 4ft LFL: T5 F28 2015 - High Efficiency | 2034 | FIXED_OM | NEW | education | USD/gigalumen_year | us | us | 7948965700.8151
commercial lighting | 4ft LFL: T5 F28 2015 - High Efficiency | 2034 | FIXED_OM | NEW | food sales | USD/gigalumen_year | us | us | 7948965700.8151
commercial lighting | 4ft LFL: T5 F28 2015 - High Efficiency | 2034 | FIXED_OM | NEW | food service | USD/gigalumen_year | us | us | 7948965700.8151
commercial lighting | 4ft LFL: T5 F28 2015 - High Efficiency | 2034 | FIXED_OM | NEW | health | USD/gigalumen_year | us | us | 7948965700.8151
commercial lighting | 4ft LFL: T5 F28 2015 - High Efficiency | 2034 | FIXED_OM | NEW | lodging | USD/gigalumen_year | us | us | 7948965700.8151
commercial lighting | 4ft LFL: T5 F28 2015 - High Efficiency | 2034 | FIXED_OM | NEW | merc/service | USD/gigalumen_year | us | us | 7948965700.8151
commercial lighting | 4ft LFL: T5 F28 2015 - High Efficiency | 2034 | FIXED_OM | NEW | office-large | USD/gigalumen_year | us | us | 7948965700.8151
commercial lighting | 4ft LFL: T5 F28 2015 - High Efficiency | 2034 | FIXED_OM | NEW | office-small | USD/gigalumen_year | us | us | 7948965700.8151
commercial lighting | 4ft LFL: T5 F28 2015 - High Efficiency | 2034 | FIXED_OM | NEW | other | USD/gigalumen_year | us | us | 7948965700.8151
commercial lighting | 4ft LFL: T5 F28 2015 - High Efficiency | 2034 | FIXED_OM | NEW | warehouse | USD/gigalumen_year | us | us | 7948965700.8151
commercial lighting | 4ft LFL: T5 F28 2015 - High Efficiency | 2034 | FIXED_OM | REPLACEMENT | assembly | USD/gigalumen_year | us | us | 7948965700.8151
commercial lighting | 4ft LFL: T5 F28 2015 - High Efficiency | 2034 | FIXED_OM | REPLACEMENT | education | USD/gigalumen_year | us | us | 7948965700.8151
commercial lighting | 4ft LFL: T5 F28 2015 - High Efficiency | 2034 | FIXED_OM | REPLACEMENT | food sales | USD/gigalumen_year | us | us | 7948965700.8151
commercial lighting | 4ft LFL: T5 F28 2015 - High Efficiency | 2034 | FIXED_OM | REPLACEMENT | food service | USD/gigalumen_year | us | us | 7948965700.8151
commercial lighting | 4ft LFL: T5 F28 2015 - High Efficiency | 2034 | FIXED_OM | REPLACEMENT | health | USD/gigalumen_year | us | us | 7948965700.8151
commercial lighting | 4ft LFL: T5 F28 2015 - High Efficiency | 2034 | FIXED_OM | REPLACEMENT | lodging | USD/gigalumen_year | us | us | 7948965700.8151
commercial lighting | 4ft LFL: T5 F28 2015 - High Efficiency | 2034 | FIXED_OM | REPLACEMENT | merc/service | USD/gigalumen_year | us | us | 7948965700.8151
commercial lighting | 4ft LFL: T5 F28 2015 - High Efficiency | 2034 | FIXED_OM | REPLACEMENT | office-large | USD/gigalumen_year | us | us | 7948965700.8151
commercial lighting | 4ft LFL: T5 F28 2015 - High Efficiency | 2034 | FIXED_OM | REPLACEMENT | office-small | USD/gigalumen_year | us | us | 7948965700.8151
commercial lighting | 4ft LFL: T5 F28 2015 - High Efficiency | 2034 | FIXED_OM | REPLACEMENT | other | USD/gigalumen_year | us | us | 7948965700.8151
commercial lighting | 4ft LFL: T5 F28 2015 - High Efficiency | 2034 | FIXED_OM | REPLACEMENT | warehouse | USD/gigalumen_year | us | us | 7948965700.8151
commercial lighting | 4ft LFL: T5 F28 2015 - High Efficiency | 2035 | CAPITAL | NEW | assembly | USD/gigalumen_year | us | us | 240113260619.775
commercial lighting | 4ft LFL: T5 F28 2015 - High Efficiency | 2035 | CAPITAL | NEW | education | USD/gigalumen_year | us | us | 240113260619.775
commercial lighting | 4ft LFL: T5 F28 2015 - High Efficiency | 2035 | CAPITAL | NEW | food sales | USD/gigalumen_year | us | us | 240113260619.775
commercial lighting | 4ft LFL: T5 F28 2015 - High Efficiency | 2035 | CAPITAL | NEW | food service | USD/gigalumen_year | us | us | 240113260619.775
commercial lighting | 4ft LFL: T5 F28 2015 - High Efficiency | 2035 | CAPITAL | NEW | health | USD/gigalumen_year | us | us | 240113260619.775
commercial lighting | 4ft LFL: T5 F28 2015 - High Efficiency | 2035 | CAPITAL | NEW | lodging | USD/gigalumen_year | us | us | 240113260619.775
commercial lighting | 4ft LFL: T5 F28 2015 - High Efficiency | 2035 | CAPITAL | NEW | merc/service | USD/gigalumen_year | us | us | 240113260619.775
commercial lighting | 4ft LFL: T5 F28 2015 - High Efficiency | 2035 | CAPITAL | NEW | office-large | USD/gigalumen_year | us | us | 240113260619.775
commercial lighting | 4ft LFL: T5 F28 2015 - High Efficiency | 2035 | CAPITAL | NEW | office-small | USD/gigalumen_year | us | us | 240113260619.775
commercial lighting | 4ft LFL: T5 F28 2015 - High Efficiency | 2035 | CAPITAL | NEW | other | USD/gigalumen_year | us | us | 240113260619.775
commercial lighting | 4ft LFL: T5 F28 2015 - High Efficiency | 2035 | CAPITAL | NEW | warehouse | USD/gigalumen_year | us | us | 240113260619.775
commercial lighting | 4ft LFL: T5 F28 2015 - High Efficiency | 2035 | CAPITAL | REPLACEMENT | assembly | USD/gigalumen_year | us | us | 240113260619.775
commercial lighting | 4ft LFL: T5 F28 2015 - High Efficiency | 2035 | CAPITAL | REPLACEMENT | education | USD/gigalumen_year | us | us | 240113260619.775
commercial lighting | 4ft LFL: T5 F28 2015 - High Efficiency | 2035 | CAPITAL | REPLACEMENT | food sales | USD/gigalumen_year | us | us | 240113260619.775
commercial lighting | 4ft LFL: T5 F28 2015 - High Efficiency | 2035 | CAPITAL | REPLACEMENT | food service | USD/gigalumen_year | us | us | 240113260619.775
commercial lighting | 4ft LFL: T5 F28 2015 - High Efficiency | 2035 | CAPITAL | REPLACEMENT | health | USD/gigalumen_year | us | us | 240113260619.775
commercial lighting | 4ft LFL: T5 F28 2015 - High Efficiency | 2035 | CAPITAL | REPLACEMENT | lodging | USD/gigalumen_year | us | us | 240113260619.775
commercial lighting | 4ft LFL: T5 F28 2015 - High Efficiency | 2035 | CAPITAL | REPLACEMENT | merc/service | USD/gigalumen_year | us | us | 240113260619.775
commercial lighting | 4ft LFL: T5 F28 2015 - High Efficiency | 2035 | CAPITAL | REPLACEMENT | office-large | USD/gigalumen_year | us | us | 240113260619.775
commercial lighting | 4ft LFL: T5 F28 2015 - High Efficiency | 2035 | CAPITAL | REPLACEMENT | office-small | USD/gigalumen_year | us | us | 240113260619.775
commercial lighting | 4ft LFL: T5 F28 2015 - High Efficiency | 2035 | CAPITAL | REPLACEMENT | other | USD/gigalumen_year | us | us | 240113260619.775
commercial lighting | 4ft LFL: T5 F28 2015 - High Efficiency | 2035 | CAPITAL | REPLACEMENT | warehouse | USD/gigalumen_year | us | us | 240113260619.775
commercial lighting | 4ft LFL: T5 F28 2015 - High Efficiency | 2035 | FIXED_OM | NEW | assembly | USD/gigalumen_year | us | us | 7892590057.5469
commercial lighting | 4ft LFL: T5 F28 2015 - High Efficiency | 2035 | FIXED_OM | NEW | education | USD/gigalumen_year | us | us | 7892590057.5469
commercial lighting | 4ft LFL: T5 F28 2015 - High Efficiency | 2035 | FIXED_OM | NEW | food sales | USD/gigalumen_year | us | us | 7892590057.5469
commercial lighting | 4ft LFL: T5 F28 2015 - High Efficiency | 2035 | FIXED_OM | NEW | food service | USD/gigalumen_year | us | us | 7892590057.5469
commercial lighting | 4ft LFL: T5 F28 2015 - High Efficiency | 2035 | FIXED_OM | NEW | health | USD/gigalumen_year | us | us | 7892590057.5469
commercial lighting | 4ft LFL: T5 F28 2015 - High Efficiency | 2035 | FIXED_OM | NEW | lodging | USD/gigalumen_year | us | us | 7892590057.5469
commercial lighting | 4ft LFL: T5 F28 2015 - High Efficiency | 2035 | FIXED_OM | NEW | merc/service | USD/gigalumen_year | us | us | 7892590057.5469
commercial lighting | 4ft LFL: T5 F28 2015 - High Efficiency | 2035 | FIXED_OM | NEW | office-large | USD/gigalumen_year | us | us | 7892590057.5469
commercial lighting | 4ft LFL: T5 F28 2015 - High Efficiency | 2035 | FIXED_OM | NEW | office-small | USD/gigalumen_year | us | us | 7892590057.5469
commercial lighting | 4ft LFL: T5 F28 2015 - High Efficiency | 2035 | FIXED_OM | NEW | other | USD/gigalumen_year | us | us | 7892590057.5469
commercial lighting | 4ft LFL: T5 F28 2015 - High Efficiency | 2035 | FIXED_OM | NEW | warehouse | USD/gigalumen_year | us | us | 7892590057.5469
commercial lighting | 4ft LFL: T5 F28 2015 - High Efficiency | 2035 | FIXED_OM | REPLACEMENT | assembly | USD/gigalumen_year | us | us | 7892590057.5469
commercial lighting | 4ft LFL: T5 F28 2015 - High Efficiency | 2035 | FIXED_OM | REPLACEMENT | education | USD/gigalumen_year | us | us | 7892590057.5469
commercial lighting | 4ft LFL: T5 F28 2015 - High Efficiency | 2035 | FIXED_OM | REPLACEMENT | food sales | USD/gigalumen_year | us | us | 7892590057.5469
commercial lighting | 4ft LFL: T5 F28 2015 - High Efficiency | 2035 | FIXED_OM | REPLACEMENT | food service | USD/gigalumen_year | us | us | 7892590057.5469
commercial lighting | 4ft LFL: T5 F28 2015 - High Efficiency | 2035 | FIXED_OM | REPLACEMENT | health | USD/gigalumen_year | us | us | 7892590057.5469
commercial lighting | 4ft LFL: T5 F28 2015 - High Efficiency | 2035 | FIXED_OM | REPLACEMENT | lodging | USD/gigalumen_year | us | us | 7892590057.5469
commercial lighting | 4ft LFL: T5 F28 2015 - High Efficiency | 2035 | FIXED_OM | REPLACEMENT | merc/service | USD/gigalumen_year | us | us | 7892590057.5469
commercial lighting | 4ft LFL: T5 F28 2015 - High Efficiency | 2035 | FIXED_OM | REPLACEMENT | office-large | USD/gigalumen_year | us | us | 7892590057.5469
commercial lighting | 4ft LFL: T5 F28 2015 - High Efficiency | 2035 | FIXED_OM | REPLACEMENT | office-small | USD/gigalumen_year | us | us | 7892590057.5469
commercial lighting | 4ft LFL: T5 F28 2015 - High Efficiency | 2035 | FIXED_OM | REPLACEMENT | other | USD/gigalumen_year | us | us | 7892590057.5469
commercial lighting | 4ft LFL: T5 F28 2015 - High Efficiency | 2035 | FIXED_OM | REPLACEMENT | warehouse | USD/gigalumen_year | us | us | 7892590057.5469
commercial lighting | 4ft LFL: T5 F28 2015 - High Efficiency | 2036 | CAPITAL | NEW | assembly | USD/gigalumen_year | us | us | 239183062505.85
commercial lighting | 4ft LFL: T5 F28 2015 - High Efficiency | 2036 | CAPITAL | NEW | education | USD/gigalumen_year | us | us | 239183062505.85
commercial lighting | 4ft LFL: T5 F28 2015 - High Efficiency | 2036 | CAPITAL | NEW | food sales | USD/gigalumen_year | us | us | 239183062505.85
commercial lighting | 4ft LFL: T5 F28 2015 - High Efficiency | 2036 | CAPITAL | NEW | food service | USD/gigalumen_year | us | us | 239183062505.85
commercial lighting | 4ft LFL: T5 F28 2015 - High Efficiency | 2036 | CAPITAL | NEW | health | USD/gigalumen_year | us | us | 239183062505.85
commercial lighting | 4ft LFL: T5 F28 2015 - High Efficiency | 2036 | CAPITAL | NEW | lodging | USD/gigalumen_year | us | us | 239183062505.85
commercial lighting | 4ft LFL: T5 F28 2015 - High Efficiency | 2036 | CAPITAL | NEW | merc/service | USD/gigalumen_year | us | us | 239183062505.85
commercial lighting | 4ft LFL: T5 F28 2015 - High Efficiency | 2036 | CAPITAL | NEW | office-large | USD/gigalumen_year | us | us | 239183062505.85
commercial lighting | 4ft LFL: T5 F28 2015 - High Efficiency | 2036 | CAPITAL | NEW | office-small | USD/gigalumen_year | us | us | 239183062505.85
commercial lighting | 4ft LFL: T5 F28 2015 - High Efficiency | 2036 | CAPITAL | NEW | other | USD/gigalumen_year | us | us | 239183062505.85
commercial lighting | 4ft LFL: T5 F28 2015 - High Efficiency | 2036 | CAPITAL | NEW | warehouse | USD/gigalumen_year | us | us | 239183062505.85
commercial lighting | 4ft LFL: T5 F28 2015 - High Efficiency | 2036 | CAPITAL | REPLACEMENT | assembly | USD/gigalumen_year | us | us | 239183062505.85
commercial lighting | 4ft LFL: T5 F28 2015 - High Efficiency | 2036 | CAPITAL | REPLACEMENT | education | USD/gigalumen_year | us | us | 239183062505.85
commercial lighting | 4ft LFL: T5 F28 2015 - High Efficiency | 2036 | CAPITAL | REPLACEMENT | food sales | USD/gigalumen_year | us | us | 239183062505.85
commercial lighting | 4ft LFL: T5 F28 2015 - High Efficiency | 2036 | CAPITAL | REPLACEMENT | food service | USD/gigalumen_year | us | us | 239183062505.85
commercial lighting | 4ft LFL: T5 F28 2015 - High Efficiency | 2036 | CAPITAL | REPLACEMENT | health | USD/gigalumen_year | us | us | 239183062505.85
commercial lighting | 4ft LFL: T5 F28 2015 - High Efficiency | 2036 | CAPITAL | REPLACEMENT | lodging | USD/gigalumen_year | us | us | 239183062505.85
commercial lighting | 4ft LFL: T5 F28 2015 - High Efficiency | 2036 | CAPITAL | REPLACEMENT | merc/service | USD/gigalumen_year | us | us | 239183062505.85
commercial lighting | 4ft LFL: T5 F28 2015 - High Efficiency | 2036 | CAPITAL | REPLACEMENT | office-large | USD/gigalumen_year | us | us | 239183062505.85
commercial lighting | 4ft LFL: T5 F28 2015 - High Efficiency | 2036 | CAPITAL | REPLACEMENT | office-small | USD/gigalumen_year | us | us | 239183062505.85
commercial lighting | 4ft LFL: T5 F28 2015 - High Efficiency | 2036 | CAPITAL | REPLACEMENT | other | USD/gigalumen_year | us | us | 239183062505.85
commercial lighting | 4ft LFL: T5 F28 2015 - High Efficiency | 2036 | CAPITAL | REPLACEMENT | warehouse | USD/gigalumen_year | us | us | 239183062505.85
commercial lighting | 4ft LFL: T5 F28 2015 - High Efficiency | 2036 | FIXED_OM | NEW | assembly | USD/gigalumen_year | us | us | 7836214414.2787
commercial lighting | 4ft LFL: T5 F28 2015 - High Efficiency | 2036 | FIXED_OM | NEW | education | USD/gigalumen_year | us | us | 7836214414.2787
commercial lighting | 4ft LFL: T5 F28 2015 - High Efficiency | 2036 | FIXED_OM | NEW | food sales | USD/gigalumen_year | us | us | 7836214414.2787
commercial lighting | 4ft LFL: T5 F28 2015 - High Efficiency | 2036 | FIXED_OM | NEW | food service | USD/gigalumen_year | us | us | 7836214414.2787
commercial lighting | 4ft LFL: T5 F28 2015 - High Efficiency | 2036 | FIXED_OM | NEW | health | USD/gigalumen_year | us | us | 7836214414.2787
commercial lighting | 4ft LFL: T5 F28 2015 - High Efficiency | 2036 | FIXED_OM | NEW | lodging | USD/gigalumen_year | us | us | 7836214414.2787
commercial lighting | 4ft LFL: T5 F28 2015 - High Efficiency | 2036 | FIXED_OM | NEW | merc/service | USD/gigalumen_year | us | us | 7836214414.2787
commercial lighting | 4ft LFL: T5 F28 2015 - High Efficiency | 2036 | FIXED_OM | NEW | office-large | USD/gigalumen_year | us | us | 7836214414.2787
commercial lighting | 4ft LFL: T5 F28 2015 - High Efficiency | 2036 | FIXED_OM | NEW | office-small | USD/gigalumen_year | us | us | 7836214414.2787
commercial lighting | 4ft LFL: T5 F28 2015 - High Efficiency | 2036 | FIXED_OM | NEW | other | USD/gigalumen_year | us | us | 7836214414.2787
commercial lighting | 4ft LFL: T5 F28 2015 - High Efficiency | 2036 | FIXED_OM | NEW | warehouse | USD/gigalumen_year | us | us | 7836214414.2787
commercial lighting | 4ft LFL: T5 F28 2015 - High Efficiency | 2036 | FIXED_OM | REPLACEMENT | assembly | USD/gigalumen_year | us | us | 7836214414.2787
commercial lighting | 4ft LFL: T5 F28 2015 - High Efficiency | 2036 | FIXED_OM | REPLACEMENT | education | USD/gigalumen_year | us | us | 7836214414.2787
commercial lighting | 4ft LFL: T5 F28 2015 - High Efficiency | 2036 | FIXED_OM | REPLACEMENT | food sales | USD/gigalumen_year | us | us | 7836214414.2787
commercial lighting | 4ft LFL: T5 F28 2015 - High Efficiency | 2036 | FIXED_OM | REPLACEMENT | food service | USD/gigalumen_year | us | us | 7836214414.2787
commercial lighting | 4ft LFL: T5 F28 2015 - High Efficiency | 2036 | FIXED_OM | REPLACEMENT | health | USD/gigalumen_year | us | us | 7836214414.2787
commercial lighting | 4ft LFL: T5 F28 2015 - High Efficiency | 2036 | FIXED_OM | REPLACEMENT | lodging | USD/gigalumen_year | us | us | 7836214414.2787
commercial lighting | 4ft LFL: T5 F28 2015 - High Efficiency | 2036 | FIXED_OM | REPLACEMENT | merc/service | USD/gigalumen_year | us | us | 7836214414.2787
commercial lighting | 4ft LFL: T5 F28 2015 - High Efficiency | 2036 | FIXED_OM | REPLACEMENT | office-large | USD/gigalumen_year | us | us | 7836214414.2787
commercial lighting | 4ft LFL: T5 F28 2015 - High Efficiency | 2036 | FIXED_OM | REPLACEMENT | office-small | USD/gigalumen_year | us | us | 7836214414.2787
commercial lighting | 4ft LFL: T5 F28 2015 - High Efficiency | 2036 | FIXED_OM | REPLACEMENT | other | USD/gigalumen_year | us | us | 7836214414.2787
commercial lighting | 4ft LFL: T5 F28 2015 - High Efficiency | 2036 | FIXED_OM | REPLACEMENT | warehouse | USD/gigalumen_year | us | us | 7836214414.2787
commercial lighting | 4ft LFL: T5 F28 2015 - High Efficiency | 2037 | CAPITAL | NEW | assembly | USD/gigalumen_year | us | us | 238252864391.924
commercial lighting | 4ft LFL: T5 F28 2015 - High Efficiency | 2037 | CAPITAL | NEW | education | USD/gigalumen_year | us | us | 238252864391.924
commercial lighting | 4ft LFL: T5 F28 2015 - High Efficiency | 2037 | CAPITAL | NEW | food sales | USD/gigalumen_year | us | us | 238252864391.924
commercial lighting | 4ft LFL: T5 F28 2015 - High Efficiency | 2037 | CAPITAL | NEW | food service | USD/gigalumen_year | us | us | 238252864391.924
commercial lighting | 4ft LFL: T5 F28 2015 - High Efficiency | 2037 | CAPITAL | NEW | health | USD/gigalumen_year | us | us | 238252864391.924
commercial lighting | 4ft LFL: T5 F28 2015 - High Efficiency | 2037 | CAPITAL | NEW | lodging | USD/gigalumen_year | us | us | 238252864391.924
commercial lighting | 4ft LFL: T5 F28 2015 - High Efficiency | 2037 | CAPITAL | NEW | merc/service | USD/gigalumen_year | us | us | 238252864391.924
commercial lighting | 4ft LFL: T5 F28 2015 - High Efficiency | 2037 | CAPITAL | NEW | office-large | USD/gigalumen_year | us | us | 238252864391.924
commercial lighting | 4ft LFL: T5 F28 2015 - High Efficiency | 2037 | CAPITAL | NEW | office-small | USD/gigalumen_year | us | us | 238252864391.924
commercial lighting | 4ft LFL: T5 F28 2015 - High Efficiency | 2037 | CAPITAL | NEW | other | USD/gigalumen_year | us | us | 238252864391.924
commercial lighting | 4ft LFL: T5 F28 2015 - High Efficiency | 2037 | CAPITAL | NEW | warehouse | USD/gigalumen_year | us | us | 238252864391.924
commercial lighting | 4ft LFL: T5 F28 2015 - High Efficiency | 2037 | CAPITAL | REPLACEMENT | assembly | USD/gigalumen_year | us | us | 238252864391.924
commercial lighting | 4ft LFL: T5 F28 2015 - High Efficiency | 2037 | CAPITAL | REPLACEMENT | education | USD/gigalumen_year | us | us | 238252864391.924
commercial lighting | 4ft LFL: T5 F28 2015 - High Efficiency | 2037 | CAPITAL | REPLACEMENT | food sales | USD/gigalumen_year | us | us | 238252864391.924
commercial lighting | 4ft LFL: T5 F28 2015 - High Efficiency | 2037 | CAPITAL | REPLACEMENT | food service | USD/gigalumen_year | us | us | 238252864391.924
commercial lighting | 4ft LFL: T5 F28 2015 - High Efficiency | 2037 | CAPITAL | REPLACEMENT | health | USD/gigalumen_year | us | us | 238252864391.924
commercial lighting | 4ft LFL: T5 F28 2015 - High Efficiency | 2037 | CAPITAL | REPLACEMENT | lodging | USD/gigalumen_year | us | us | 238252864391.924
commercial lighting | 4ft LFL: T5 F28 2015 - High Efficiency | 2037 | CAPITAL | REPLACEMENT | merc/service | USD/gigalumen_year | us | us | 238252864391.924
commercial lighting | 4ft LFL: T5 F28 2015 - High Efficiency | 2037 | CAPITAL | REPLACEMENT | office-large | USD/gigalumen_year | us | us | 238252864391.924
commercial lighting | 4ft LFL: T5 F28 2015 - High Efficiency | 2037 | CAPITAL | REPLACEMENT | office-small | USD/gigalumen_year | us | us | 238252864391.924
commercial lighting | 4ft LFL: T5 F28 2015 - High Efficiency | 2037 | CAPITAL | REPLACEMENT | other | USD/gigalumen_year | us | us | 238252864391.924
commercial lighting | 4ft LFL: T5 F28 2015 - High Efficiency | 2037 | CAPITAL | REPLACEMENT | warehouse | USD/gigalumen_year | us | us | 238252864391.924
commercial lighting | 4ft LFL: T5 F28 2015 - High Efficiency | 2037 | FIXED_OM | NEW | assembly | USD/gigalumen_year | us | us | 7779838771.0105
commercial lighting | 4ft LFL: T5 F28 2015 - High Efficiency | 2037 | FIXED_OM | NEW | education | USD/gigalumen_year | us | us | 7779838771.0105
commercial lighting | 4ft LFL: T5 F28 2015 - High Efficiency | 2037 | FIXED_OM | NEW | food sales | USD/gigalumen_year | us | us | 7779838771.0105
commercial lighting | 4ft LFL: T5 F28 2015 - High Efficiency | 2037 | FIXED_OM | NEW | food service | USD/gigalumen_year | us | us | 7779838771.0105
commercial lighting | 4ft LFL: T5 F28 2015 - High Efficiency | 2037 | FIXED_OM | NEW | health | USD/gigalumen_year | us | us | 7779838771.0105
commercial lighting | 4ft LFL: T5 F28 2015 - High Efficiency | 2037 | FIXED_OM | NEW | lodging | USD/gigalumen_year | us | us | 7779838771.0105
commercial lighting | 4ft LFL: T5 F28 2015 - High Efficiency | 2037 | FIXED_OM | NEW | merc/service | USD/gigalumen_year | us | us | 7779838771.0105
commercial lighting | 4ft LFL: T5 F28 2015 - High Efficiency | 2037 | FIXED_OM | NEW | office-large | USD/gigalumen_year | us | us | 7779838771.0105
commercial lighting | 4ft LFL: T5 F28 2015 - High Efficiency | 2037 | FIXED_OM | NEW | office-small | USD/gigalumen_year | us | us | 7779838771.0105
commercial lighting | 4ft LFL: T5 F28 2015 - High Efficiency | 2037 | FIXED_OM | NEW | other | USD/gigalumen_year | us | us | 7779838771.0105
commercial lighting | 4ft LFL: T5 F28 2015 - High Efficiency | 2037 | FIXED_OM | NEW | warehouse | USD/gigalumen_year | us | us | 7779838771.0105
commercial lighting | 4ft LFL: T5 F28 2015 - High Efficiency | 2037 | FIXED_OM | REPLACEMENT | assembly | USD/gigalumen_year | us | us | 7779838771.0105
commercial lighting | 4ft LFL: T5 F28 2015 - High Efficiency | 2037 | FIXED_OM | REPLACEMENT | education | USD/gigalumen_year | us | us | 7779838771.0105
commercial lighting | 4ft LFL: T5 F28 2015 - High Efficiency | 2037 | FIXED_OM | REPLACEMENT | food sales | USD/gigalumen_year | us | us | 7779838771.0105
commercial lighting | 4ft LFL: T5 F28 2015 - High Efficiency | 2037 | FIXED_OM | REPLACEMENT | food service | USD/gigalumen_year | us | us | 7779838771.0105
commercial lighting | 4ft LFL: T5 F28 2015 - High Efficiency | 2037 | FIXED_OM | REPLACEMENT | health | USD/gigalumen_year | us | us | 7779838771.0105
commercial lighting | 4ft LFL: T5 F28 2015 - High Efficiency | 2037 | FIXED_OM | REPLACEMENT | lodging | USD/gigalumen_year | us | us | 7779838771.0105
commercial lighting | 4ft LFL: T5 F28 2015 - High Efficiency | 2037 | FIXED_OM | REPLACEMENT | merc/service | USD/gigalumen_year | us | us | 7779838771.0105
commercial lighting | 4ft LFL: T5 F28 2015 - High Efficiency | 2037 | FIXED_OM | REPLACEMENT | office-large | USD/gigalumen_year | us | us | 7779838771.0105
commercial lighting | 4ft LFL: T5 F28 2015 - High Efficiency | 2037 | FIXED_OM | REPLACEMENT | office-small | USD/gigalumen_year | us | us | 7779838771.0105
commercial lighting | 4ft LFL: T5 F28 2015 - High Efficiency | 2037 | FIXED_OM | REPLACEMENT | other | USD/gigalumen_year | us | us | 7779838771.0105
commercial lighting | 4ft LFL: T5 F28 2015 - High Efficiency | 2037 | FIXED_OM | REPLACEMENT | warehouse | USD/gigalumen_year | us | us | 7779838771.0105
commercial lighting | 4ft LFL: T5 F28 2015 - High Efficiency | 2038 | CAPITAL | NEW | assembly | USD/gigalumen_year | us | us | 237322666277.999
commercial lighting | 4ft LFL: T5 F28 2015 - High Efficiency | 2038 | CAPITAL | NEW | education | USD/gigalumen_year | us | us | 237322666277.999
commercial lighting | 4ft LFL: T5 F28 2015 - High Efficiency | 2038 | CAPITAL | NEW | food sales | USD/gigalumen_year | us | us | 237322666277.999
commercial lighting | 4ft LFL: T5 F28 2015 - High Efficiency | 2038 | CAPITAL | NEW | food service | USD/gigalumen_year | us | us | 237322666277.999
commercial lighting | 4ft LFL: T5 F28 2015 - High Efficiency | 2038 | CAPITAL | NEW | health | USD/gigalumen_year | us | us | 237322666277.999
commercial lighting | 4ft LFL: T5 F28 2015 - High Efficiency | 2038 | CAPITAL | NEW | lodging | USD/gigalumen_year | us | us | 237322666277.999
commercial lighting | 4ft LFL: T5 F28 2015 - High Efficiency | 2038 | CAPITAL | NEW | merc/service | USD/gigalumen_year | us | us | 237322666277.999
commercial lighting | 4ft LFL: T5 F28 2015 - High Efficiency | 2038 | CAPITAL | NEW | office-large | USD/gigalumen_year | us | us | 237322666277.999
commercial lighting | 4ft LFL: T5 F28 2015 - High Efficiency | 2038 | CAPITAL | NEW | office-small | USD/gigalumen_year | us | us | 237322666277.999
commercial lighting | 4ft LFL: T5 F28 2015 - High Efficiency | 2038 | CAPITAL | NEW | other | USD/gigalumen_year | us | us | 237322666277.999
commercial lighting | 4ft LFL: T5 F28 2015 - High Efficiency | 2038 | CAPITAL | NEW | warehouse | USD/gigalumen_year | us | us | 237322666277.999
commercial lighting | 4ft LFL: T5 F28 2015 - High Efficiency | 2038 | CAPITAL | REPLACEMENT | assembly | USD/gigalumen_year | us | us | 237322666277.999
commercial lighting | 4ft LFL: T5 F28 2015 - High Efficiency | 2038 | CAPITAL | REPLACEMENT | education | USD/gigalumen_year | us | us | 237322666277.999
commercial lighting | 4ft LFL: T5 F28 2015 - High Efficiency | 2038 | CAPITAL | REPLACEMENT | food sales | USD/gigalumen_year | us | us | 237322666277.999
commercial lighting | 4ft LFL: T5 F28 2015 - High Efficiency | 2038 | CAPITAL | REPLACEMENT | food service | USD/gigalumen_year | us | us | 237322666277.999
commercial lighting | 4ft LFL: T5 F28 2015 - High Efficiency | 2038 | CAPITAL | REPLACEMENT | health | USD/gigalumen_year | us | us | 237322666277.999
commercial lighting | 4ft LFL: T5 F28 2015 - High Efficiency | 2038 | CAPITAL | REPLACEMENT | lodging | USD/gigalumen_year | us | us | 237322666277.999
commercial lighting | 4ft LFL: T5 F28 2015 - High Efficiency | 2038 | CAPITAL | REPLACEMENT | merc/service | USD/gigalumen_year | us | us | 237322666277.999
commercial lighting | 4ft LFL: T5 F28 2015 - High Efficiency | 2038 | CAPITAL | REPLACEMENT | office-large | USD/gigalumen_year | us | us | 237322666277.999
commercial lighting | 4ft LFL: T5 F28 2015 - High Efficiency | 2038 | CAPITAL | REPLACEMENT | office-small | USD/gigalumen_year | us | us | 237322666277.999
commercial lighting | 4ft LFL: T5 F28 2015 - High Efficiency | 2038 | CAPITAL | REPLACEMENT | other | USD/gigalumen_year | us | us | 237322666277.999
commercial lighting | 4ft LFL: T5 F28 2015 - High Efficiency | 2038 | CAPITAL | REPLACEMENT | warehouse | USD/gigalumen_year | us | us | 237322666277.999
commercial lighting | 4ft LFL: T5 F28 2015 - High Efficiency | 2038 | FIXED_OM | NEW | assembly | USD/gigalumen_year | us | us | 7723463127.7423
commercial lighting | 4ft LFL: T5 F28 2015 - High Efficiency | 2038 | FIXED_OM | NEW | education | USD/gigalumen_year | us | us | 7723463127.7423
commercial lighting | 4ft LFL: T5 F28 2015 - High Efficiency | 2038 | FIXED_OM | NEW | food sales | USD/gigalumen_year | us | us | 7723463127.7423
commercial lighting | 4ft LFL: T5 F28 2015 - High Efficiency | 2038 | FIXED_OM | NEW | food service | USD/gigalumen_year | us | us | 7723463127.7423
commercial lighting | 4ft LFL: T5 F28 2015 - High Efficiency | 2038 | FIXED_OM | NEW | health | USD/gigalumen_year | us | us | 7723463127.7423
commercial lighting | 4ft LFL: T5 F28 2015 - High Efficiency | 2038 | FIXED_OM | NEW | lodging | USD/gigalumen_year | us | us | 7723463127.7423
commercial lighting | 4ft LFL: T5 F28 2015 - High Efficiency | 2038 | FIXED_OM | NEW | merc/service | USD/gigalumen_year | us | us | 7723463127.7423
commercial lighting | 4ft LFL: T5 F28 2015 - High Efficiency | 2038 | FIXED_OM | NEW | office-large | USD/gigalumen_year | us | us | 7723463127.7423
commercial lighting | 4ft LFL: T5 F28 2015 - High Efficiency | 2038 | FIXED_OM | NEW | office-small | USD/gigalumen_year | us | us | 7723463127.7423
commercial lighting | 4ft LFL: T5 F28 2015 - High Efficiency | 2038 | FIXED_OM | NEW | other | USD/gigalumen_year | us | us | 7723463127.7423
commercial lighting | 4ft LFL: T5 F28 2015 - High Efficiency | 2038 | FIXED_OM | NEW | warehouse | USD/gigalumen_year | us | us | 7723463127.7423
commercial lighting | 4ft LFL: T5 F28 2015 - High Efficiency | 2038 | FIXED_OM | REPLACEMENT | assembly | USD/gigalumen_year | us | us | 7723463127.7423
commercial lighting | 4ft LFL: T5 F28 2015 - High Efficiency | 2038 | FIXED_OM | REPLACEMENT | education | USD/gigalumen_year | us | us | 7723463127.7423
commercial lighting | 4ft LFL: T5 F28 2015 - High Efficiency | 2038 | FIXED_OM | REPLACEMENT | food sales | USD/gigalumen_year | us | us | 7723463127.7423
commercial lighting | 4ft LFL: T5 F28 2015 - High Efficiency | 2038 | FIXED_OM | REPLACEMENT | food service | USD/gigalumen_year | us | us | 7723463127.7423
commercial lighting | 4ft LFL: T5 F28 2015 - High Efficiency | 2038 | FIXED_OM | REPLACEMENT | health | USD/gigalumen_year | us | us | 7723463127.7423
commercial lighting | 4ft LFL: T5 F28 2015 - High Efficiency | 2038 | FIXED_OM | REPLACEMENT | lodging | USD/gigalumen_year | us | us | 7723463127.7423
commercial lighting | 4ft LFL: T5 F28 2015 - High Efficiency | 2038 | FIXED_OM | REPLACEMENT | merc/service | USD/gigalumen_year | us | us | 7723463127.7423
commercial lighting | 4ft LFL: T5 F28 2015 - High Efficiency | 2038 | FIXED_OM | REPLACEMENT | office-large | USD/gigalumen_year | us | us | 7723463127.7423
commercial lighting | 4ft LFL: T5 F28 2015 - High Efficiency | 2038 | FIXED_OM | REPLACEMENT | office-small | USD/gigalumen_year | us | us | 7723463127.7423
commercial lighting | 4ft LFL: T5 F28 2015 - High Efficiency | 2038 | FIXED_OM | REPLACEMENT | other | USD/gigalumen_year | us | us | 7723463127.7423
commercial lighting | 4ft LFL: T5 F28 2015 - High Efficiency | 2038 | FIXED_OM | REPLACEMENT | warehouse | USD/gigalumen_year | us | us | 7723463127.7423
commercial lighting | 4ft LFL: T5 F28 2015 - High Efficiency | 2039 | CAPITAL | NEW | assembly | USD/gigalumen_year | us | us | 236392468164.074
commercial lighting | 4ft LFL: T5 F28 2015 - High Efficiency | 2039 | CAPITAL | NEW | education | USD/gigalumen_year | us | us | 236392468164.074
commercial lighting | 4ft LFL: T5 F28 2015 - High Efficiency | 2039 | CAPITAL | NEW | food sales | USD/gigalumen_year | us | us | 236392468164.074
commercial lighting | 4ft LFL: T5 F28 2015 - High Efficiency | 2039 | CAPITAL | NEW | food service | USD/gigalumen_year | us | us | 236392468164.074
commercial lighting | 4ft LFL: T5 F28 2015 - High Efficiency | 2039 | CAPITAL | NEW | health | USD/gigalumen_year | us | us | 236392468164.074
commercial lighting | 4ft LFL: T5 F28 2015 - High Efficiency | 2039 | CAPITAL | NEW | lodging | USD/gigalumen_year | us | us | 236392468164.074
commercial lighting | 4ft LFL: T5 F28 2015 - High Efficiency | 2039 | CAPITAL | NEW | merc/service | USD/gigalumen_year | us | us | 236392468164.074
commercial lighting | 4ft LFL: T5 F28 2015 - High Efficiency | 2039 | CAPITAL | NEW | office-large | USD/gigalumen_year | us | us | 236392468164.074
commercial lighting | 4ft LFL: T5 F28 2015 - High Efficiency | 2039 | CAPITAL | NEW | office-small | USD/gigalumen_year | us | us | 236392468164.074
commercial lighting | 4ft LFL: T5 F28 2015 - High Efficiency | 2039 | CAPITAL | NEW | other | USD/gigalumen_year | us | us | 236392468164.074
commercial lighting | 4ft LFL: T5 F28 2015 - High Efficiency | 2039 | CAPITAL | NEW | warehouse | USD/gigalumen_year | us | us | 236392468164.074
commercial lighting | 4ft LFL: T5 F28 2015 - High Efficiency | 2039 | CAPITAL | REPLACEMENT | assembly | USD/gigalumen_year | us | us | 236392468164.074
commercial lighting | 4ft LFL: T5 F28 2015 - High Efficiency | 2039 | CAPITAL | REPLACEMENT | education | USD/gigalumen_year | us | us | 236392468164.074
commercial lighting | 4ft LFL: T5 F28 2015 - High Efficiency | 2039 | CAPITAL | REPLACEMENT | food sales | USD/gigalumen_year | us | us | 236392468164.074
commercial lighting | 4ft LFL: T5 F28 2015 - High Efficiency | 2039 | CAPITAL | REPLACEMENT | food service | USD/gigalumen_year | us | us | 236392468164.074
commercial lighting | 4ft LFL: T5 F28 2015 - High Efficiency | 2039 | CAPITAL | REPLACEMENT | health | USD/gigalumen_year | us | us | 236392468164.074
commercial lighting | 4ft LFL: T5 F28 2015 - High Efficiency | 2039 | CAPITAL | REPLACEMENT | lodging | USD/gigalumen_year | us | us | 236392468164.074
commercial lighting | 4ft LFL: T5 F28 2015 - High Efficiency | 2039 | CAPITAL | REPLACEMENT | merc/service | USD/gigalumen_year | us | us | 236392468164.074
commercial lighting | 4ft LFL: T5 F28 2015 - High Efficiency | 2039 | CAPITAL | REPLACEMENT | office-large | USD/gigalumen_year | us | us | 236392468164.074
commercial lighting | 4ft LFL: T5 F28 2015 - High Efficiency | 2039 | CAPITAL | REPLACEMENT | office-small | USD/gigalumen_year | us | us | 236392468164.074
commercial lighting | 4ft LFL: T5 F28 2015 - High Efficiency | 2039 | CAPITAL | REPLACEMENT | other | USD/gigalumen_year | us | us | 236392468164.074
commercial lighting | 4ft LFL: T5 F28 2015 - High Efficiency | 2039 | CAPITAL | REPLACEMENT | warehouse | USD/gigalumen_year | us | us | 236392468164.074
commercial lighting | 4ft LFL: T5 F28 2015 - High Efficiency | 2039 | FIXED_OM | NEW | assembly | USD/gigalumen_year | us | us | 7667087484.4741
commercial lighting | 4ft LFL: T5 F28 2015 - High Efficiency | 2039 | FIXED_OM | NEW | education | USD/gigalumen_year | us | us | 7667087484.4741
commercial lighting | 4ft LFL: T5 F28 2015 - High Efficiency | 2039 | FIXED_OM | NEW | food sales | USD/gigalumen_year | us | us | 7667087484.4741
commercial lighting | 4ft LFL: T5 F28 2015 - High Efficiency | 2039 | FIXED_OM | NEW | food service | USD/gigalumen_year | us | us | 7667087484.4741
commercial lighting | 4ft LFL: T5 F28 2015 - High Efficiency | 2039 | FIXED_OM | NEW | health | USD/gigalumen_year | us | us | 7667087484.4741
commercial lighting | 4ft LFL: T5 F28 2015 - High Efficiency | 2039 | FIXED_OM | NEW | lodging | USD/gigalumen_year | us | us | 7667087484.4741
commercial lighting | 4ft LFL: T5 F28 2015 - High Efficiency | 2039 | FIXED_OM | NEW | merc/service | USD/gigalumen_year | us | us | 7667087484.4741
commercial lighting | 4ft LFL: T5 F28 2015 - High Efficiency | 2039 | FIXED_OM | NEW | office-large | USD/gigalumen_year | us | us | 7667087484.4741
commercial lighting | 4ft LFL: T5 F28 2015 - High Efficiency | 2039 | FIXED_OM | NEW | office-small | USD/gigalumen_year | us | us | 7667087484.4741
commercial lighting | 4ft LFL: T5 F28 2015 - High Efficiency | 2039 | FIXED_OM | NEW | other | USD/gigalumen_year | us | us | 7667087484.4741
commercial lighting | 4ft LFL: T5 F28 2015 - High Efficiency | 2039 | FIXED_OM | NEW | warehouse | USD/gigalumen_year | us | us | 7667087484.4741
commercial lighting | 4ft LFL: T5 F28 2015 - High Efficiency | 2039 | FIXED_OM | REPLACEMENT | assembly | USD/gigalumen_year | us | us | 7667087484.4741
commercial lighting | 4ft LFL: T5 F28 2015 - High Efficiency | 2039 | FIXED_OM | REPLACEMENT | education | USD/gigalumen_year | us | us | 7667087484.4741
commercial lighting | 4ft LFL: T5 F28 2015 - High Efficiency | 2039 | FIXED_OM | REPLACEMENT | food sales | USD/gigalumen_year | us | us | 7667087484.4741
commercial lighting | 4ft LFL: T5 F28 2015 - High Efficiency | 2039 | FIXED_OM | REPLACEMENT | food service | USD/gigalumen_year | us | us | 7667087484.4741
commercial lighting | 4ft LFL: T5 F28 2015 - High Efficiency | 2039 | FIXED_OM | REPLACEMENT | health | USD/gigalumen_year | us | us | 7667087484.4741
commercial lighting | 4ft LFL: T5 F28 2015 - High Efficiency | 2039 | FIXED_OM | REPLACEMENT | lodging | USD/gigalumen_year | us | us | 7667087484.4741
commercial lighting | 4ft LFL: T5 F28 2015 - High Efficiency | 2039 | FIXED_OM | REPLACEMENT | merc/service | USD/gigalumen_year | us | us | 7667087484.4741
commercial lighting | 4ft LFL: T5 F28 2015 - High Efficiency | 2039 | FIXED_OM | REPLACEMENT | office-large | USD/gigalumen_year | us | us | 7667087484.4741
commercial lighting | 4ft LFL: T5 F28 2015 - High Efficiency | 2039 | FIXED_OM | REPLACEMENT | office-small | USD/gigalumen_year | us | us | 7667087484.4741
commercial lighting | 4ft LFL: T5 F28 2015 - High Efficiency | 2039 | FIXED_OM | REPLACEMENT | other | USD/gigalumen_year | us | us | 7667087484.4741
commercial lighting | 4ft LFL: T5 F28 2015 - High Efficiency | 2039 | FIXED_OM | REPLACEMENT | warehouse | USD/gigalumen_year | us | us | 7667087484.4741
commercial lighting | 4ft LFL: T5 F28 2015 - High Efficiency | 2040 | CAPITAL | NEW | assembly | USD/gigalumen_year | us | us | 235462270050.149
commercial lighting | 4ft LFL: T5 F28 2015 - High Efficiency | 2040 | CAPITAL | NEW | education | USD/gigalumen_year | us | us | 235462270050.149
commercial lighting | 4ft LFL: T5 F28 2015 - High Efficiency | 2040 | CAPITAL | NEW | food sales | USD/gigalumen_year | us | us | 235462270050.149
commercial lighting | 4ft LFL: T5 F28 2015 - High Efficiency | 2040 | CAPITAL | NEW | food service | USD/gigalumen_year | us | us | 235462270050.149
commercial lighting | 4ft LFL: T5 F28 2015 - High Efficiency | 2040 | CAPITAL | NEW | health | USD/gigalumen_year | us | us | 235462270050.149
commercial lighting | 4ft LFL: T5 F28 2015 - High Efficiency | 2040 | CAPITAL | NEW | lodging | USD/gigalumen_year | us | us | 235462270050.149
commercial lighting | 4ft LFL: T5 F28 2015 - High Efficiency | 2040 | CAPITAL | NEW | merc/service | USD/gigalumen_year | us | us | 235462270050.149
commercial lighting | 4ft LFL: T5 F28 2015 - High Efficiency | 2040 | CAPITAL | NEW | office-large | USD/gigalumen_year | us | us | 235462270050.149
commercial lighting | 4ft LFL: T5 F28 2015 - High Efficiency | 2040 | CAPITAL | NEW | office-small | USD/gigalumen_year | us | us | 235462270050.149
commercial lighting | 4ft LFL: T5 F28 2015 - High Efficiency | 2040 | CAPITAL | NEW | other | USD/gigalumen_year | us | us | 235462270050.149
commercial lighting | 4ft LFL: T5 F28 2015 - High Efficiency | 2040 | CAPITAL | NEW | warehouse | USD/gigalumen_year | us | us | 235462270050.149
commercial lighting | 4ft LFL: T5 F28 2015 - High Efficiency | 2040 | CAPITAL | REPLACEMENT | assembly | USD/gigalumen_year | us | us | 235462270050.149
commercial lighting | 4ft LFL: T5 F28 2015 - High Efficiency | 2040 | CAPITAL | REPLACEMENT | education | USD/gigalumen_year | us | us | 235462270050.149
commercial lighting | 4ft LFL: T5 F28 2015 - High Efficiency | 2040 | CAPITAL | REPLACEMENT | food sales | USD/gigalumen_year | us | us | 235462270050.149
commercial lighting | 4ft LFL: T5 F28 2015 - High Efficiency | 2040 | CAPITAL | REPLACEMENT | food service | USD/gigalumen_year | us | us | 235462270050.149
commercial lighting | 4ft LFL: T5 F28 2015 - High Efficiency | 2040 | CAPITAL | REPLACEMENT | health | USD/gigalumen_year | us | us | 235462270050.149
commercial lighting | 4ft LFL: T5 F28 2015 - High Efficiency | 2040 | CAPITAL | REPLACEMENT | lodging | USD/gigalumen_year | us | us | 235462270050.149
commercial lighting | 4ft LFL: T5 F28 2015 - High Efficiency | 2040 | CAPITAL | REPLACEMENT | merc/service | USD/gigalumen_year | us | us | 235462270050.149
commercial lighting | 4ft LFL: T5 F28 2015 - High Efficiency | 2040 | CAPITAL | REPLACEMENT | office-large | USD/gigalumen_year | us | us | 235462270050.149
commercial lighting | 4ft LFL: T5 F28 2015 - High Efficiency | 2040 | CAPITAL | REPLACEMENT | office-small | USD/gigalumen_year | us | us | 235462270050.149
commercial lighting | 4ft LFL: T5 F28 2015 - High Efficiency | 2040 | CAPITAL | REPLACEMENT | other | USD/gigalumen_year | us | us | 235462270050.149
commercial lighting | 4ft LFL: T5 F28 2015 - High Efficiency | 2040 | CAPITAL | REPLACEMENT | warehouse | USD/gigalumen_year | us | us | 235462270050.149
commercial lighting | 4ft LFL: T5 F28 2015 - High Efficiency | 2040 | FIXED_OM | NEW | assembly | USD/gigalumen_year | us | us | 7610711841.2059
commercial lighting | 4ft LFL: T5 F28 2015 - High Efficiency | 2040 | FIXED_OM | NEW | education | USD/gigalumen_year | us | us | 7610711841.2059
commercial lighting | 4ft LFL: T5 F28 2015 - High Efficiency | 2040 | FIXED_OM | NEW | food sales | USD/gigalumen_year | us | us | 7610711841.2059
commercial lighting | 4ft LFL: T5 F28 2015 - High Efficiency | 2040 | FIXED_OM | NEW | food service | USD/gigalumen_year | us | us | 7610711841.2059
commercial lighting | 4ft LFL: T5 F28 2015 - High Efficiency | 2040 | FIXED_OM | NEW | health | USD/gigalumen_year | us | us | 7610711841.2059
commercial lighting | 4ft LFL: T5 F28 2015 - High Efficiency | 2040 | FIXED_OM | NEW | lodging | USD/gigalumen_year | us | us | 7610711841.2059
commercial lighting | 4ft LFL: T5 F28 2015 - High Efficiency | 2040 | FIXED_OM | NEW | merc/service | USD/gigalumen_year | us | us | 7610711841.2059
commercial lighting | 4ft LFL: T5 F28 2015 - High Efficiency | 2040 | FIXED_OM | NEW | office-large | USD/gigalumen_year | us | us | 7610711841.2059
commercial lighting | 4ft LFL: T5 F28 2015 - High Efficiency | 2040 | FIXED_OM | NEW | office-small | USD/gigalumen_year | us | us | 7610711841.2059
commercial lighting | 4ft LFL: T5 F28 2015 - High Efficiency | 2040 | FIXED_OM | NEW | other | USD/gigalumen_year | us | us | 7610711841.2059
commercial lighting | 4ft LFL: T5 F28 2015 - High Efficiency | 2040 | FIXED_OM | NEW | warehouse | USD/gigalumen_year | us | us | 7610711841.2059
commercial lighting | 4ft LFL: T5 F28 2015 - High Efficiency | 2040 | FIXED_OM | REPLACEMENT | assembly | USD/gigalumen_year | us | us | 7610711841.2059
commercial lighting | 4ft LFL: T5 F28 2015 - High Efficiency | 2040 | FIXED_OM | REPLACEMENT | education | USD/gigalumen_year | us | us | 7610711841.2059
commercial lighting | 4ft LFL: T5 F28 2015 - High Efficiency | 2040 | FIXED_OM | REPLACEMENT | food sales | USD/gigalumen_year | us | us | 7610711841.2059
commercial lighting | 4ft LFL: T5 F28 2015 - High Efficiency | 2040 | FIXED_OM | REPLACEMENT | food service | USD/gigalumen_year | us | us | 7610711841.2059
commercial lighting | 4ft LFL: T5 F28 2015 - High Efficiency | 2040 | FIXED_OM | REPLACEMENT | health | USD/gigalumen_year | us | us | 7610711841.2059
commercial lighting | 4ft LFL: T5 F28 2015 - High Efficiency | 2040 | FIXED_OM | REPLACEMENT | lodging | USD/gigalumen_year | us | us | 7610711841.2059
commercial lighting | 4ft LFL: T5 F28 2015 - High Efficiency | 2040 | FIXED_OM | REPLACEMENT | merc/service | USD/gigalumen_year | us | us | 7610711841.2059
commercial lighting | 4ft LFL: T5 F28 2015 - High Efficiency | 2040 | FIXED_OM | REPLACEMENT | office-large | USD/gigalumen_year | us | us | 7610711841.2059
commercial lighting | 4ft LFL: T5 F28 2015 - High Efficiency | 2040 | FIXED_OM | REPLACEMENT | office-small | USD/gigalumen_year | us | us | 7610711841.2059
commercial lighting | 4ft LFL: T5 F28 2015 - High Efficiency | 2040 | FIXED_OM | REPLACEMENT | other | USD/gigalumen_year | us | us | 7610711841.2059
commercial lighting | 4ft LFL: T5 F28 2015 - High Efficiency | 2040 | FIXED_OM | REPLACEMENT | warehouse | USD/gigalumen_year | us | us | 7610711841.2059
commercial lighting | 4ft LFL: T5 F28 2015 - High Efficiency | 2041 | CAPITAL | NEW | assembly | USD/gigalumen_year | us | us | 235462270050.149
commercial lighting | 4ft LFL: T5 F28 2015 - High Efficiency | 2041 | CAPITAL | NEW | education | USD/gigalumen_year | us | us | 235462270050.149
commercial lighting | 4ft LFL: T5 F28 2015 - High Efficiency | 2041 | CAPITAL | NEW | food sales | USD/gigalumen_year | us | us | 235462270050.149
commercial lighting | 4ft LFL: T5 F28 2015 - High Efficiency | 2041 | CAPITAL | NEW | food service | USD/gigalumen_year | us | us | 235462270050.149
commercial lighting | 4ft LFL: T5 F28 2015 - High Efficiency | 2041 | CAPITAL | NEW | health | USD/gigalumen_year | us | us | 235462270050.149
commercial lighting | 4ft LFL: T5 F28 2015 - High Efficiency | 2041 | CAPITAL | NEW | lodging | USD/gigalumen_year | us | us | 235462270050.149
commercial lighting | 4ft LFL: T5 F28 2015 - High Efficiency | 2041 | CAPITAL | NEW | merc/service | USD/gigalumen_year | us | us | 235462270050.149
commercial lighting | 4ft LFL: T5 F28 2015 - High Efficiency | 2041 | CAPITAL | NEW | office-large | USD/gigalumen_year | us | us | 235462270050.149
commercial lighting | 4ft LFL: T5 F28 2015 - High Efficiency | 2041 | CAPITAL | NEW | office-small | USD/gigalumen_year | us | us | 235462270050.149
commercial lighting | 4ft LFL: T5 F28 2015 - High Efficiency | 2041 | CAPITAL | NEW | other | USD/gigalumen_year | us | us | 235462270050.149
commercial lighting | 4ft LFL: T5 F28 2015 - High Efficiency | 2041 | CAPITAL | NEW | warehouse | USD/gigalumen_year | us | us | 235462270050.149
commercial lighting | 4ft LFL: T5 F28 2015 - High Efficiency | 2041 | CAPITAL | REPLACEMENT | assembly | USD/gigalumen_year | us | us | 235462270050.149
commercial lighting | 4ft LFL: T5 F28 2015 - High Efficiency | 2041 | CAPITAL | REPLACEMENT | education | USD/gigalumen_year | us | us | 235462270050.149
commercial lighting | 4ft LFL: T5 F28 2015 - High Efficiency | 2041 | CAPITAL | REPLACEMENT | food sales | USD/gigalumen_year | us | us | 235462270050.149
commercial lighting | 4ft LFL: T5 F28 2015 - High Efficiency | 2041 | CAPITAL | REPLACEMENT | food service | USD/gigalumen_year | us | us | 235462270050.149
commercial lighting | 4ft LFL: T5 F28 2015 - High Efficiency | 2041 | CAPITAL | REPLACEMENT | health | USD/gigalumen_year | us | us | 235462270050.149
commercial lighting | 4ft LFL: T5 F28 2015 - High Efficiency | 2041 | CAPITAL | REPLACEMENT | lodging | USD/gigalumen_year | us | us | 235462270050.149
commercial lighting | 4ft LFL: T5 F28 2015 - High Efficiency | 2041 | CAPITAL | REPLACEMENT | merc/service | USD/gigalumen_year | us | us | 235462270050.149
commercial lighting | 4ft LFL: T5 F28 2015 - High Efficiency | 2041 | CAPITAL | REPLACEMENT | office-large | USD/gigalumen_year | us | us | 235462270050.149
commercial lighting | 4ft LFL: T5 F28 2015 - High Efficiency | 2041 | CAPITAL | REPLACEMENT | office-small | USD/gigalumen_year | us | us | 235462270050.149
commercial lighting | 4ft LFL: T5 F28 2015 - High Efficiency | 2041 | CAPITAL | REPLACEMENT | other | USD/gigalumen_year | us | us | 235462270050.149
commercial lighting | 4ft LFL: T5 F28 2015 - High Efficiency | 2041 | CAPITAL | REPLACEMENT | warehouse | USD/gigalumen_year | us | us | 235462270050.149
commercial lighting | 4ft LFL: T5 F28 2015 - High Efficiency | 2041 | FIXED_OM | NEW | assembly | USD/gigalumen_year | us | us | 7610711841.2059
commercial lighting | 4ft LFL: T5 F28 2015 - High Efficiency | 2041 | FIXED_OM | NEW | education | USD/gigalumen_year | us | us | 7610711841.2059
commercial lighting | 4ft LFL: T5 F28 2015 - High Efficiency | 2041 | FIXED_OM | NEW | food sales | USD/gigalumen_year | us | us | 7610711841.2059
commercial lighting | 4ft LFL: T5 F28 2015 - High Efficiency | 2041 | FIXED_OM | NEW | food service | USD/gigalumen_year | us | us | 7610711841.2059
commercial lighting | 4ft LFL: T5 F28 2015 - High Efficiency | 2041 | FIXED_OM | NEW | health | USD/gigalumen_year | us | us | 7610711841.2059
commercial lighting | 4ft LFL: T5 F28 2015 - High Efficiency | 2041 | FIXED_OM | NEW | lodging | USD/gigalumen_year | us | us | 7610711841.2059
commercial lighting | 4ft LFL: T5 F28 2015 - High Efficiency | 2041 | FIXED_OM | NEW | merc/service | USD/gigalumen_year | us | us | 7610711841.2059
commercial lighting | 4ft LFL: T5 F28 2015 - High Efficiency | 2041 | FIXED_OM | NEW | office-large | USD/gigalumen_year | us | us | 7610711841.2059
commercial lighting | 4ft LFL: T5 F28 2015 - High Efficiency | 2041 | FIXED_OM | NEW | office-small | USD/gigalumen_year | us | us | 7610711841.2059
commercial lighting | 4ft LFL: T5 F28 2015 - High Efficiency | 2041 | FIXED_OM | NEW | other | USD/gigalumen_year | us | us | 7610711841.2059
commercial lighting | 4ft LFL: T5 F28 2015 - High Efficiency | 2041 | FIXED_OM | NEW | warehouse | USD/gigalumen_year | us | us | 7610711841.2059
commercial lighting | 4ft LFL: T5 F28 2015 - High Efficiency | 2041 | FIXED_OM | REPLACEMENT | assembly | USD/gigalumen_year | us | us | 7610711841.2059
commercial lighting | 4ft LFL: T5 F28 2015 - High Efficiency | 2041 | FIXED_OM | REPLACEMENT | education | USD/gigalumen_year | us | us | 7610711841.2059
commercial lighting | 4ft LFL: T5 F28 2015 - High Efficiency | 2041 | FIXED_OM | REPLACEMENT | food sales | USD/gigalumen_year | us | us | 7610711841.2059
commercial lighting | 4ft LFL: T5 F28 2015 - High Efficiency | 2041 | FIXED_OM | REPLACEMENT | food service | USD/gigalumen_year | us | us | 7610711841.2059
commercial lighting | 4ft LFL: T5 F28 2015 - High Efficiency | 2041 | FIXED_OM | REPLACEMENT | health | USD/gigalumen_year | us | us | 7610711841.2059
commercial lighting | 4ft LFL: T5 F28 2015 - High Efficiency | 2041 | FIXED_OM | REPLACEMENT | lodging | USD/gigalumen_year | us | us | 7610711841.2059
commercial lighting | 4ft LFL: T5 F28 2015 - High Efficiency | 2041 | FIXED_OM | REPLACEMENT | merc/service | USD/gigalumen_year | us | us | 7610711841.2059
commercial lighting | 4ft LFL: T5 F28 2015 - High Efficiency | 2041 | FIXED_OM | REPLACEMENT | office-large | USD/gigalumen_year | us | us | 7610711841.2059
commercial lighting | 4ft LFL: T5 F28 2015 - High Efficiency | 2041 | FIXED_OM | REPLACEMENT | office-small | USD/gigalumen_year | us | us | 7610711841.2059
commercial lighting | 4ft LFL: T5 F28 2015 - High Efficiency | 2041 | FIXED_OM | REPLACEMENT | other | USD/gigalumen_year | us | us | 7610711841.2059
commercial lighting | 4ft LFL: T5 F28 2015 - High Efficiency | 2041 | FIXED_OM | REPLACEMENT | warehouse | USD/gigalumen_year | us | us | 7610711841.2059
commercial lighting | 4ft LFL: T5 F28 2015 - High Efficiency | 2042 | CAPITAL | NEW | assembly | USD/gigalumen_year | us | us | 235462270050.149
commercial lighting | 4ft LFL: T5 F28 2015 - High Efficiency | 2042 | CAPITAL | NEW | education | USD/gigalumen_year | us | us | 235462270050.149
commercial lighting | 4ft LFL: T5 F28 2015 - High Efficiency | 2042 | CAPITAL | NEW | food sales | USD/gigalumen_year | us | us | 235462270050.149
commercial lighting | 4ft LFL: T5 F28 2015 - High Efficiency | 2042 | CAPITAL | NEW | food service | USD/gigalumen_year | us | us | 235462270050.149
commercial lighting | 4ft LFL: T5 F28 2015 - High Efficiency | 2042 | CAPITAL | NEW | health | USD/gigalumen_year | us | us | 235462270050.149
commercial lighting | 4ft LFL: T5 F28 2015 - High Efficiency | 2042 | CAPITAL | NEW | lodging | USD/gigalumen_year | us | us | 235462270050.149
commercial lighting | 4ft LFL: T5 F28 2015 - High Efficiency | 2042 | CAPITAL | NEW | merc/service | USD/gigalumen_year | us | us | 235462270050.149
commercial lighting | 4ft LFL: T5 F28 2015 - High Efficiency | 2042 | CAPITAL | NEW | office-large | USD/gigalumen_year | us | us | 235462270050.149
commercial lighting | 4ft LFL: T5 F28 2015 - High Efficiency | 2042 | CAPITAL | NEW | office-small | USD/gigalumen_year | us | us | 235462270050.149
commercial lighting | 4ft LFL: T5 F28 2015 - High Efficiency | 2042 | CAPITAL | NEW | other | USD/gigalumen_year | us | us | 235462270050.149
commercial lighting | 4ft LFL: T5 F28 2015 - High Efficiency | 2042 | CAPITAL | NEW | warehouse | USD/gigalumen_year | us | us | 235462270050.149
commercial lighting | 4ft LFL: T5 F28 2015 - High Efficiency | 2042 | CAPITAL | REPLACEMENT | assembly | USD/gigalumen_year | us | us | 235462270050.149
commercial lighting | 4ft LFL: T5 F28 2015 - High Efficiency | 2042 | CAPITAL | REPLACEMENT | education | USD/gigalumen_year | us | us | 235462270050.149
commercial lighting | 4ft LFL: T5 F28 2015 - High Efficiency | 2042 | CAPITAL | REPLACEMENT | food sales | USD/gigalumen_year | us | us | 235462270050.149
commercial lighting | 4ft LFL: T5 F28 2015 - High Efficiency | 2042 | CAPITAL | REPLACEMENT | food service | USD/gigalumen_year | us | us | 235462270050.149
commercial lighting | 4ft LFL: T5 F28 2015 - High Efficiency | 2042 | CAPITAL | REPLACEMENT | health | USD/gigalumen_year | us | us | 235462270050.149
commercial lighting | 4ft LFL: T5 F28 2015 - High Efficiency | 2042 | CAPITAL | REPLACEMENT | lodging | USD/gigalumen_year | us | us | 235462270050.149
commercial lighting | 4ft LFL: T5 F28 2015 - High Efficiency | 2042 | CAPITAL | REPLACEMENT | merc/service | USD/gigalumen_year | us | us | 235462270050.149
commercial lighting | 4ft LFL: T5 F28 2015 - High Efficiency | 2042 | CAPITAL | REPLACEMENT | office-large | USD/gigalumen_year | us | us | 235462270050.149
commercial lighting | 4ft LFL: T5 F28 2015 - High Efficiency | 2042 | CAPITAL | REPLACEMENT | office-small | USD/gigalumen_year | us | us | 235462270050.149
commercial lighting | 4ft LFL: T5 F28 2015 - High Efficiency | 2042 | CAPITAL | REPLACEMENT | other | USD/gigalumen_year | us | us | 235462270050.149
commercial lighting | 4ft LFL: T5 F28 2015 - High Efficiency | 2042 | CAPITAL | REPLACEMENT | warehouse | USD/gigalumen_year | us | us | 235462270050.149
commercial lighting | 4ft LFL: T5 F28 2015 - High Efficiency | 2042 | FIXED_OM | NEW | assembly | USD/gigalumen_year | us | us | 7610711841.2059
commercial lighting | 4ft LFL: T5 F28 2015 - High Efficiency | 2042 | FIXED_OM | NEW | education | USD/gigalumen_year | us | us | 7610711841.2059
commercial lighting | 4ft LFL: T5 F28 2015 - High Efficiency | 2042 | FIXED_OM | NEW | food sales | USD/gigalumen_year | us | us | 7610711841.2059
commercial lighting | 4ft LFL: T5 F28 2015 - High Efficiency | 2042 | FIXED_OM | NEW | food service | USD/gigalumen_year | us | us | 7610711841.2059
commercial lighting | 4ft LFL: T5 F28 2015 - High Efficiency | 2042 | FIXED_OM | NEW | health | USD/gigalumen_year | us | us | 7610711841.2059
commercial lighting | 4ft LFL: T5 F28 2015 - High Efficiency | 2042 | FIXED_OM | NEW | lodging | USD/gigalumen_year | us | us | 7610711841.2059
commercial lighting | 4ft LFL: T5 F28 2015 - High Efficiency | 2042 | FIXED_OM | NEW | merc/service | USD/gigalumen_year | us | us | 7610711841.2059
commercial lighting | 4ft LFL: T5 F28 2015 - High Efficiency | 2042 | FIXED_OM | NEW | office-large | USD/gigalumen_year | us | us | 7610711841.2059
commercial lighting | 4ft LFL: T5 F28 2015 - High Efficiency | 2042 | FIXED_OM | NEW | office-small | USD/gigalumen_year | us | us | 7610711841.2059
commercial lighting | 4ft LFL: T5 F28 2015 - High Efficiency | 2042 | FIXED_OM | NEW | other | USD/gigalumen_year | us | us | 7610711841.2059
commercial lighting | 4ft LFL: T5 F28 2015 - High Efficiency | 2042 | FIXED_OM | NEW | warehouse | USD/gigalumen_year | us | us | 7610711841.2059
commercial lighting | 4ft LFL: T5 F28 2015 - High Efficiency | 2042 | FIXED_OM | REPLACEMENT | assembly | USD/gigalumen_year | us | us | 7610711841.2059
commercial lighting | 4ft LFL: T5 F28 2015 - High Efficiency | 2042 | FIXED_OM | REPLACEMENT | education | USD/gigalumen_year | us | us | 7610711841.2059
commercial lighting | 4ft LFL: T5 F28 2015 - High Efficiency | 2042 | FIXED_OM | REPLACEMENT | food sales | USD/gigalumen_year | us | us | 7610711841.2059
commercial lighting | 4ft LFL: T5 F28 2015 - High Efficiency | 2042 | FIXED_OM | REPLACEMENT | food service | USD/gigalumen_year | us | us | 7610711841.2059
commercial lighting | 4ft LFL: T5 F28 2015 - High Efficiency | 2042 | FIXED_OM | REPLACEMENT | health | USD/gigalumen_year | us | us | 7610711841.2059
commercial lighting | 4ft LFL: T5 F28 2015 - High Efficiency | 2042 | FIXED_OM | REPLACEMENT | lodging | USD/gigalumen_year | us | us | 7610711841.2059
commercial lighting | 4ft LFL: T5 F28 2015 - High Efficiency | 2042 | FIXED_OM | REPLACEMENT | merc/service | USD/gigalumen_year | us | us | 7610711841.2059
commercial lighting | 4ft LFL: T5 F28 2015 - High Efficiency | 2042 | FIXED_OM | REPLACEMENT | office-large | USD/gigalumen_year | us | us | 7610711841.2059
commercial lighting | 4ft LFL: T5 F28 2015 - High Efficiency | 2042 | FIXED_OM | REPLACEMENT | office-small | USD/gigalumen_year | us | us | 7610711841.2059
commercial lighting | 4ft LFL: T5 F28 2015 - High Efficiency | 2042 | FIXED_OM | REPLACEMENT | other | USD/gigalumen_year | us | us | 7610711841.2059
commercial lighting | 4ft LFL: T5 F28 2015 - High Efficiency | 2042 | FIXED_OM | REPLACEMENT | warehouse | USD/gigalumen_year | us | us | 7610711841.2059
commercial lighting | 4ft LFL: T5 F28 2015 - High Efficiency | 2043 | CAPITAL | NEW | assembly | USD/gigalumen_year | us | us | 235462270050.149
commercial lighting | 4ft LFL: T5 F28 2015 - High Efficiency | 2043 | CAPITAL | NEW | education | USD/gigalumen_year | us | us | 235462270050.149
commercial lighting | 4ft LFL: T5 F28 2015 - High Efficiency | 2043 | CAPITAL | NEW | food sales | USD/gigalumen_year | us | us | 235462270050.149
commercial lighting | 4ft LFL: T5 F28 2015 - High Efficiency | 2043 | CAPITAL | NEW | food service | USD/gigalumen_year | us | us | 235462270050.149
commercial lighting | 4ft LFL: T5 F28 2015 - High Efficiency | 2043 | CAPITAL | NEW | health | USD/gigalumen_year | us | us | 235462270050.149
commercial lighting | 4ft LFL: T5 F28 2015 - High Efficiency | 2043 | CAPITAL | NEW | lodging | USD/gigalumen_year | us | us | 235462270050.149
commercial lighting | 4ft LFL: T5 F28 2015 - High Efficiency | 2043 | CAPITAL | NEW | merc/service | USD/gigalumen_year | us | us | 235462270050.149
commercial lighting | 4ft LFL: T5 F28 2015 - High Efficiency | 2043 | CAPITAL | NEW | office-large | USD/gigalumen_year | us | us | 235462270050.149
commercial lighting | 4ft LFL: T5 F28 2015 - High Efficiency | 2043 | CAPITAL | NEW | office-small | USD/gigalumen_year | us | us | 235462270050.149
commercial lighting | 4ft LFL: T5 F28 2015 - High Efficiency | 2043 | CAPITAL | NEW | other | USD/gigalumen_year | us | us | 235462270050.149
commercial lighting | 4ft LFL: T5 F28 2015 - High Efficiency | 2043 | CAPITAL | NEW | warehouse | USD/gigalumen_year | us | us | 235462270050.149
commercial lighting | 4ft LFL: T5 F28 2015 - High Efficiency | 2043 | CAPITAL | REPLACEMENT | assembly | USD/gigalumen_year | us | us | 235462270050.149
commercial lighting | 4ft LFL: T5 F28 2015 - High Efficiency | 2043 | CAPITAL | REPLACEMENT | education | USD/gigalumen_year | us | us | 235462270050.149
commercial lighting | 4ft LFL: T5 F28 2015 - High Efficiency | 2043 | CAPITAL | REPLACEMENT | food sales | USD/gigalumen_year | us | us | 235462270050.149
commercial lighting | 4ft LFL: T5 F28 2015 - High Efficiency | 2043 | CAPITAL | REPLACEMENT | food service | USD/gigalumen_year | us | us | 235462270050.149
commercial lighting | 4ft LFL: T5 F28 2015 - High Efficiency | 2043 | CAPITAL | REPLACEMENT | health | USD/gigalumen_year | us | us | 235462270050.149
commercial lighting | 4ft LFL: T5 F28 2015 - High Efficiency | 2043 | CAPITAL | REPLACEMENT | lodging | USD/gigalumen_year | us | us | 235462270050.149
commercial lighting | 4ft LFL: T5 F28 2015 - High Efficiency | 2043 | CAPITAL | REPLACEMENT | merc/service | USD/gigalumen_year | us | us | 235462270050.149
commercial lighting | 4ft LFL: T5 F28 2015 - High Efficiency | 2043 | CAPITAL | REPLACEMENT | office-large | USD/gigalumen_year | us | us | 235462270050.149
commercial lighting | 4ft LFL: T5 F28 2015 - High Efficiency | 2043 | CAPITAL | REPLACEMENT | office-small | USD/gigalumen_year | us | us | 235462270050.149
commercial lighting | 4ft LFL: T5 F28 2015 - High Efficiency | 2043 | CAPITAL | REPLACEMENT | other | USD/gigalumen_year | us | us | 235462270050.149
commercial lighting | 4ft LFL: T5 F28 2015 - High Efficiency | 2043 | CAPITAL | REPLACEMENT | warehouse | USD/gigalumen_year | us | us | 235462270050.149
commercial lighting | 4ft LFL: T5 F28 2015 - High Efficiency | 2043 | FIXED_OM | NEW | assembly | USD/gigalumen_year | us | us | 7610711841.2059
commercial lighting | 4ft LFL: T5 F28 2015 - High Efficiency | 2043 | FIXED_OM | NEW | education | USD/gigalumen_year | us | us | 7610711841.2059
commercial lighting | 4ft LFL: T5 F28 2015 - High Efficiency | 2043 | FIXED_OM | NEW | food sales | USD/gigalumen_year | us | us | 7610711841.2059
commercial lighting | 4ft LFL: T5 F28 2015 - High Efficiency | 2043 | FIXED_OM | NEW | food service | USD/gigalumen_year | us | us | 7610711841.2059
commercial lighting | 4ft LFL: T5 F28 2015 - High Efficiency | 2043 | FIXED_OM | NEW | health | USD/gigalumen_year | us | us | 7610711841.2059
commercial lighting | 4ft LFL: T5 F28 2015 - High Efficiency | 2043 | FIXED_OM | NEW | lodging | USD/gigalumen_year | us | us | 7610711841.2059
commercial lighting | 4ft LFL: T5 F28 2015 - High Efficiency | 2043 | FIXED_OM | NEW | merc/service | USD/gigalumen_year | us | us | 7610711841.2059
commercial lighting | 4ft LFL: T5 F28 2015 - High Efficiency | 2043 | FIXED_OM | NEW | office-large | USD/gigalumen_year | us | us | 7610711841.2059
commercial lighting | 4ft LFL: T5 F28 2015 - High Efficiency | 2043 | FIXED_OM | NEW | office-small | USD/gigalumen_year | us | us | 7610711841.2059
commercial lighting | 4ft LFL: T5 F28 2015 - High Efficiency | 2043 | FIXED_OM | NEW | other | USD/gigalumen_year | us | us | 7610711841.2059
commercial lighting | 4ft LFL: T5 F28 2015 - High Efficiency | 2043 | FIXED_OM | NEW | warehouse | USD/gigalumen_year | us | us | 7610711841.2059
commercial lighting | 4ft LFL: T5 F28 2015 - High Efficiency | 2043 | FIXED_OM | REPLACEMENT | assembly | USD/gigalumen_year | us | us | 7610711841.2059
commercial lighting | 4ft LFL: T5 F28 2015 - High Efficiency | 2043 | FIXED_OM | REPLACEMENT | education | USD/gigalumen_year | us | us | 7610711841.2059
commercial lighting | 4ft LFL: T5 F28 2015 - High Efficiency | 2043 | FIXED_OM | REPLACEMENT | food sales | USD/gigalumen_year | us | us | 7610711841.2059
commercial lighting | 4ft LFL: T5 F28 2015 - High Efficiency | 2043 | FIXED_OM | REPLACEMENT | food service | USD/gigalumen_year | us | us | 7610711841.2059
commercial lighting | 4ft LFL: T5 F28 2015 - High Efficiency | 2043 | FIXED_OM | REPLACEMENT | health | USD/gigalumen_year | us | us | 7610711841.2059
commercial lighting | 4ft LFL: T5 F28 2015 - High Efficiency | 2043 | FIXED_OM | REPLACEMENT | lodging | USD/gigalumen_year | us | us | 7610711841.2059
commercial lighting | 4ft LFL: T5 F28 2015 - High Efficiency | 2043 | FIXED_OM | REPLACEMENT | merc/service | USD/gigalumen_year | us | us | 7610711841.2059
commercial lighting | 4ft LFL: T5 F28 2015 - High Efficiency | 2043 | FIXED_OM | REPLACEMENT | office-large | USD/gigalumen_year | us | us | 7610711841.2059
commercial lighting | 4ft LFL: T5 F28 2015 - High Efficiency | 2043 | FIXED_OM | REPLACEMENT | office-small | USD/gigalumen_year | us | us | 7610711841.2059
commercial lighting | 4ft LFL: T5 F28 2015 - High Efficiency | 2043 | FIXED_OM | REPLACEMENT | other | USD/gigalumen_year | us | us | 7610711841.2059
commercial lighting | 4ft LFL: T5 F28 2015 - High Efficiency | 2043 | FIXED_OM | REPLACEMENT | warehouse | USD/gigalumen_year | us | us | 7610711841.2059
commercial lighting | 4ft LFL: T5 F28 2015 - High Efficiency | 2044 | CAPITAL | NEW | assembly | USD/gigalumen_year | us | us | 235462270050.149
commercial lighting | 4ft LFL: T5 F28 2015 - High Efficiency | 2044 | CAPITAL | NEW | education | USD/gigalumen_year | us | us | 235462270050.149
commercial lighting | 4ft LFL: T5 F28 2015 - High Efficiency | 2044 | CAPITAL | NEW | food sales | USD/gigalumen_year | us | us | 235462270050.149
commercial lighting | 4ft LFL: T5 F28 2015 - High Efficiency | 2044 | CAPITAL | NEW | food service | USD/gigalumen_year | us | us | 235462270050.149
commercial lighting | 4ft LFL: T5 F28 2015 - High Efficiency | 2044 | CAPITAL | NEW | health | USD/gigalumen_year | us | us | 235462270050.149
commercial lighting | 4ft LFL: T5 F28 2015 - High Efficiency | 2044 | CAPITAL | NEW | lodging | USD/gigalumen_year | us | us | 235462270050.149
commercial lighting | 4ft LFL: T5 F28 2015 - High Efficiency | 2044 | CAPITAL | NEW | merc/service | USD/gigalumen_year | us | us | 235462270050.149
commercial lighting | 4ft LFL: T5 F28 2015 - High Efficiency | 2044 | CAPITAL | NEW | office-large | USD/gigalumen_year | us | us | 235462270050.149
commercial lighting | 4ft LFL: T5 F28 2015 - High Efficiency | 2044 | CAPITAL | NEW | office-small | USD/gigalumen_year | us | us | 235462270050.149
commercial lighting | 4ft LFL: T5 F28 2015 - High Efficiency | 2044 | CAPITAL | NEW | other | USD/gigalumen_year | us | us | 235462270050.149
commercial lighting | 4ft LFL: T5 F28 2015 - High Efficiency | 2044 | CAPITAL | NEW | warehouse | USD/gigalumen_year | us | us | 235462270050.149
commercial lighting | 4ft LFL: T5 F28 2015 - High Efficiency | 2044 | CAPITAL | REPLACEMENT | assembly | USD/gigalumen_year | us | us | 235462270050.149
commercial lighting | 4ft LFL: T5 F28 2015 - High Efficiency | 2044 | CAPITAL | REPLACEMENT | education | USD/gigalumen_year | us | us | 235462270050.149
commercial lighting | 4ft LFL: T5 F28 2015 - High Efficiency | 2044 | CAPITAL | REPLACEMENT | food sales | USD/gigalumen_year | us | us | 235462270050.149
commercial lighting | 4ft LFL: T5 F28 2015 - High Efficiency | 2044 | CAPITAL | REPLACEMENT | food service | USD/gigalumen_year | us | us | 235462270050.149
commercial lighting | 4ft LFL: T5 F28 2015 - High Efficiency | 2044 | CAPITAL | REPLACEMENT | health | USD/gigalumen_year | us | us | 235462270050.149
commercial lighting | 4ft LFL: T5 F28 2015 - High Efficiency | 2044 | CAPITAL | REPLACEMENT | lodging | USD/gigalumen_year | us | us | 235462270050.149
commercial lighting | 4ft LFL: T5 F28 2015 - High Efficiency | 2044 | CAPITAL | REPLACEMENT | merc/service | USD/gigalumen_year | us | us | 235462270050.149
commercial lighting | 4ft LFL: T5 F28 2015 - High Efficiency | 2044 | CAPITAL | REPLACEMENT | office-large | USD/gigalumen_year | us | us | 235462270050.149
commercial lighting | 4ft LFL: T5 F28 2015 - High Efficiency | 2044 | CAPITAL | REPLACEMENT | office-small | USD/gigalumen_year | us | us | 235462270050.149
commercial lighting | 4ft LFL: T5 F28 2015 - High Efficiency | 2044 | CAPITAL | REPLACEMENT | other | USD/gigalumen_year | us | us | 235462270050.149
commercial lighting | 4ft LFL: T5 F28 2015 - High Efficiency | 2044 | CAPITAL | REPLACEMENT | warehouse | USD/gigalumen_year | us | us | 235462270050.149
commercial lighting | 4ft LFL: T5 F28 2015 - High Efficiency | 2044 | FIXED_OM | NEW | assembly | USD/gigalumen_year | us | us | 7610711841.2059
commercial lighting | 4ft LFL: T5 F28 2015 - High Efficiency | 2044 | FIXED_OM | NEW | education | USD/gigalumen_year | us | us | 7610711841.2059
commercial lighting | 4ft LFL: T5 F28 2015 - High Efficiency | 2044 | FIXED_OM | NEW | food sales | USD/gigalumen_year | us | us | 7610711841.2059
commercial lighting | 4ft LFL: T5 F28 2015 - High Efficiency | 2044 | FIXED_OM | NEW | food service | USD/gigalumen_year | us | us | 7610711841.2059
commercial lighting | 4ft LFL: T5 F28 2015 - High Efficiency | 2044 | FIXED_OM | NEW | health | USD/gigalumen_year | us | us | 7610711841.2059
commercial lighting | 4ft LFL: T5 F28 2015 - High Efficiency | 2044 | FIXED_OM | NEW | lodging | USD/gigalumen_year | us | us | 7610711841.2059
commercial lighting | 4ft LFL: T5 F28 2015 - High Efficiency | 2044 | FIXED_OM | NEW | merc/service | USD/gigalumen_year | us | us | 7610711841.2059
commercial lighting | 4ft LFL: T5 F28 2015 - High Efficiency | 2044 | FIXED_OM | NEW | office-large | USD/gigalumen_year | us | us | 7610711841.2059
commercial lighting | 4ft LFL: T5 F28 2015 - High Efficiency | 2044 | FIXED_OM | NEW | office-small | USD/gigalumen_year | us | us | 7610711841.2059
commercial lighting | 4ft LFL: T5 F28 2015 - High Efficiency | 2044 | FIXED_OM | NEW | other | USD/gigalumen_year | us | us | 7610711841.2059
commercial lighting | 4ft LFL: T5 F28 2015 - High Efficiency | 2044 | FIXED_OM | NEW | warehouse | USD/gigalumen_year | us | us | 7610711841.2059
commercial lighting | 4ft LFL: T5 F28 2015 - High Efficiency | 2044 | FIXED_OM | REPLACEMENT | assembly | USD/gigalumen_year | us | us | 7610711841.2059
commercial lighting | 4ft LFL: T5 F28 2015 - High Efficiency | 2044 | FIXED_OM | REPLACEMENT | education | USD/gigalumen_year | us | us | 7610711841.2059
commercial lighting | 4ft LFL: T5 F28 2015 - High Efficiency | 2044 | FIXED_OM | REPLACEMENT | food sales | USD/gigalumen_year | us | us | 7610711841.2059
commercial lighting | 4ft LFL: T5 F28 2015 - High Efficiency | 2044 | FIXED_OM | REPLACEMENT | food service | USD/gigalumen_year | us | us | 7610711841.2059
commercial lighting | 4ft LFL: T5 F28 2015 - High Efficiency | 2044 | FIXED_OM | REPLACEMENT | health | USD/gigalumen_year | us | us | 7610711841.2059
commercial lighting | 4ft LFL: T5 F28 2015 - High Efficiency | 2044 | FIXED_OM | REPLACEMENT | lodging | USD/gigalumen_year | us | us | 7610711841.2059
commercial lighting | 4ft LFL: T5 F28 2015 - High Efficiency | 2044 | FIXED_OM | REPLACEMENT | merc/service | USD/gigalumen_year | us | us | 7610711841.2059
commercial lighting | 4ft LFL: T5 F28 2015 - High Efficiency | 2044 | FIXED_OM | REPLACEMENT | office-large | USD/gigalumen_year | us | us | 7610711841.2059
commercial lighting | 4ft LFL: T5 F28 2015 - High Efficiency | 2044 | FIXED_OM | REPLACEMENT | office-small | USD/gigalumen_year | us | us | 7610711841.2059
commercial lighting | 4ft LFL: T5 F28 2015 - High Efficiency | 2044 | FIXED_OM | REPLACEMENT | other | USD/gigalumen_year | us | us | 7610711841.2059
commercial lighting | 4ft LFL: T5 F28 2015 - High Efficiency | 2044 | FIXED_OM | REPLACEMENT | warehouse | USD/gigalumen_year | us | us | 7610711841.2059
commercial lighting | 4ft LFL: T5 F28 2015 - High Efficiency | 2045 | CAPITAL | NEW | assembly | USD/gigalumen_year | us | us | 235462270050.149
commercial lighting | 4ft LFL: T5 F28 2015 - High Efficiency | 2045 | CAPITAL | NEW | education | USD/gigalumen_year | us | us | 235462270050.149
commercial lighting | 4ft LFL: T5 F28 2015 - High Efficiency | 2045 | CAPITAL | NEW | food sales | USD/gigalumen_year | us | us | 235462270050.149
commercial lighting | 4ft LFL: T5 F28 2015 - High Efficiency | 2045 | CAPITAL | NEW | food service | USD/gigalumen_year | us | us | 235462270050.149
commercial lighting | 4ft LFL: T5 F28 2015 - High Efficiency | 2045 | CAPITAL | NEW | health | USD/gigalumen_year | us | us | 235462270050.149
commercial lighting | 4ft LFL: T5 F28 2015 - High Efficiency | 2045 | CAPITAL | NEW | lodging | USD/gigalumen_year | us | us | 235462270050.149
commercial lighting | 4ft LFL: T5 F28 2015 - High Efficiency | 2045 | CAPITAL | NEW | merc/service | USD/gigalumen_year | us | us | 235462270050.149
commercial lighting | 4ft LFL: T5 F28 2015 - High Efficiency | 2045 | CAPITAL | NEW | office-large | USD/gigalumen_year | us | us | 235462270050.149
commercial lighting | 4ft LFL: T5 F28 2015 - High Efficiency | 2045 | CAPITAL | NEW | office-small | USD/gigalumen_year | us | us | 235462270050.149
commercial lighting | 4ft LFL: T5 F28 2015 - High Efficiency | 2045 | CAPITAL | NEW | other | USD/gigalumen_year | us | us | 235462270050.149
commercial lighting | 4ft LFL: T5 F28 2015 - High Efficiency | 2045 | CAPITAL | NEW | warehouse | USD/gigalumen_year | us | us | 235462270050.149
commercial lighting | 4ft LFL: T5 F28 2015 - High Efficiency | 2045 | CAPITAL | REPLACEMENT | assembly | USD/gigalumen_year | us | us | 235462270050.149
commercial lighting | 4ft LFL: T5 F28 2015 - High Efficiency | 2045 | CAPITAL | REPLACEMENT | education | USD/gigalumen_year | us | us | 235462270050.149
commercial lighting | 4ft LFL: T5 F28 2015 - High Efficiency | 2045 | CAPITAL | REPLACEMENT | food sales | USD/gigalumen_year | us | us | 235462270050.149
commercial lighting | 4ft LFL: T5 F28 2015 - High Efficiency | 2045 | CAPITAL | REPLACEMENT | food service | USD/gigalumen_year | us | us | 235462270050.149
commercial lighting | 4ft LFL: T5 F28 2015 - High Efficiency | 2045 | CAPITAL | REPLACEMENT | health | USD/gigalumen_year | us | us | 235462270050.149
commercial lighting | 4ft LFL: T5 F28 2015 - High Efficiency | 2045 | CAPITAL | REPLACEMENT | lodging | USD/gigalumen_year | us | us | 235462270050.149
commercial lighting | 4ft LFL: T5 F28 2015 - High Efficiency | 2045 | CAPITAL | REPLACEMENT | merc/service | USD/gigalumen_year | us | us | 235462270050.149
commercial lighting | 4ft LFL: T5 F28 2015 - High Efficiency | 2045 | CAPITAL | REPLACEMENT | office-large | USD/gigalumen_year | us | us | 235462270050.149
commercial lighting | 4ft LFL: T5 F28 2015 - High Efficiency | 2045 | CAPITAL | REPLACEMENT | office-small | USD/gigalumen_year | us | us | 235462270050.149
commercial lighting | 4ft LFL: T5 F28 2015 - High Efficiency | 2045 | CAPITAL | REPLACEMENT | other | USD/gigalumen_year | us | us | 235462270050.149
commercial lighting | 4ft LFL: T5 F28 2015 - High Efficiency | 2045 | CAPITAL | REPLACEMENT | warehouse | USD/gigalumen_year | us | us | 235462270050.149
commercial lighting | 4ft LFL: T5 F28 2015 - High Efficiency | 2045 | FIXED_OM | NEW | assembly | USD/gigalumen_year | us | us | 7610711841.2059
commercial lighting | 4ft LFL: T5 F28 2015 - High Efficiency | 2045 | FIXED_OM | NEW | education | USD/gigalumen_year | us | us | 7610711841.2059
commercial lighting | 4ft LFL: T5 F28 2015 - High Efficiency | 2045 | FIXED_OM | NEW | food sales | USD/gigalumen_year | us | us | 7610711841.2059
commercial lighting | 4ft LFL: T5 F28 2015 - High Efficiency | 2045 | FIXED_OM | NEW | food service | USD/gigalumen_year | us | us | 7610711841.2059
commercial lighting | 4ft LFL: T5 F28 2015 - High Efficiency | 2045 | FIXED_OM | NEW | health | USD/gigalumen_year | us | us | 7610711841.2059
commercial lighting | 4ft LFL: T5 F28 2015 - High Efficiency | 2045 | FIXED_OM | NEW | lodging | USD/gigalumen_year | us | us | 7610711841.2059
commercial lighting | 4ft LFL: T5 F28 2015 - High Efficiency | 2045 | FIXED_OM | NEW | merc/service | USD/gigalumen_year | us | us | 7610711841.2059
commercial lighting | 4ft LFL: T5 F28 2015 - High Efficiency | 2045 | FIXED_OM | NEW | office-large | USD/gigalumen_year | us | us | 7610711841.2059
commercial lighting | 4ft LFL: T5 F28 2015 - High Efficiency | 2045 | FIXED_OM | NEW | office-small | USD/gigalumen_year | us | us | 7610711841.2059
commercial lighting | 4ft LFL: T5 F28 2015 - High Efficiency | 2045 | FIXED_OM | NEW | other | USD/gigalumen_year | us | us | 7610711841.2059
commercial lighting | 4ft LFL: T5 F28 2015 - High Efficiency | 2045 | FIXED_OM | NEW | warehouse | USD/gigalumen_year | us | us | 7610711841.2059
commercial lighting | 4ft LFL: T5 F28 2015 - High Efficiency | 2045 | FIXED_OM | REPLACEMENT | assembly | USD/gigalumen_year | us | us | 7610711841.2059
commercial lighting | 4ft LFL: T5 F28 2015 - High Efficiency | 2045 | FIXED_OM | REPLACEMENT | education | USD/gigalumen_year | us | us | 7610711841.2059
commercial lighting | 4ft LFL: T5 F28 2015 - High Efficiency | 2045 | FIXED_OM | REPLACEMENT | food sales | USD/gigalumen_year | us | us | 7610711841.2059
commercial lighting | 4ft LFL: T5 F28 2015 - High Efficiency | 2045 | FIXED_OM | REPLACEMENT | food service | USD/gigalumen_year | us | us | 7610711841.2059
commercial lighting | 4ft LFL: T5 F28 2015 - High Efficiency | 2045 | FIXED_OM | REPLACEMENT | health | USD/gigalumen_year | us | us | 7610711841.2059
commercial lighting | 4ft LFL: T5 F28 2015 - High Efficiency | 2045 | FIXED_OM | REPLACEMENT | lodging | USD/gigalumen_year | us | us | 7610711841.2059
commercial lighting | 4ft LFL: T5 F28 2015 - High Efficiency | 2045 | FIXED_OM | REPLACEMENT | merc/service | USD/gigalumen_year | us | us | 7610711841.2059
commercial lighting | 4ft LFL: T5 F28 2015 - High Efficiency | 2045 | FIXED_OM | REPLACEMENT | office-large | USD/gigalumen_year | us | us | 7610711841.2059
commercial lighting | 4ft LFL: T5 F28 2015 - High Efficiency | 2045 | FIXED_OM | REPLACEMENT | office-small | USD/gigalumen_year | us | us | 7610711841.2059
commercial lighting | 4ft LFL: T5 F28 2015 - High Efficiency | 2045 | FIXED_OM | REPLACEMENT | other | USD/gigalumen_year | us | us | 7610711841.2059
commercial lighting | 4ft LFL: T5 F28 2015 - High Efficiency | 2045 | FIXED_OM | REPLACEMENT | warehouse | USD/gigalumen_year | us | us | 7610711841.2059
commercial lighting | 4ft LFL: T5 F28 2015 - High Efficiency | 2046 | CAPITAL | NEW | assembly | USD/gigalumen_year | us | us | 235462270050.149
commercial lighting | 4ft LFL: T5 F28 2015 - High Efficiency | 2046 | CAPITAL | NEW | education | USD/gigalumen_year | us | us | 235462270050.149
commercial lighting | 4ft LFL: T5 F28 2015 - High Efficiency | 2046 | CAPITAL | NEW | food sales | USD/gigalumen_year | us | us | 235462270050.149
commercial lighting | 4ft LFL: T5 F28 2015 - High Efficiency | 2046 | CAPITAL | NEW | food service | USD/gigalumen_year | us | us | 235462270050.149
commercial lighting | 4ft LFL: T5 F28 2015 - High Efficiency | 2046 | CAPITAL | NEW | health | USD/gigalumen_year | us | us | 235462270050.149
commercial lighting | 4ft LFL: T5 F28 2015 - High Efficiency | 2046 | CAPITAL | NEW | lodging | USD/gigalumen_year | us | us | 235462270050.149
commercial lighting | 4ft LFL: T5 F28 2015 - High Efficiency | 2046 | CAPITAL | NEW | merc/service | USD/gigalumen_year | us | us | 235462270050.149
commercial lighting | 4ft LFL: T5 F28 2015 - High Efficiency | 2046 | CAPITAL | NEW | office-large | USD/gigalumen_year | us | us | 235462270050.149
commercial lighting | 4ft LFL: T5 F28 2015 - High Efficiency | 2046 | CAPITAL | NEW | office-small | USD/gigalumen_year | us | us | 235462270050.149
commercial lighting | 4ft LFL: T5 F28 2015 - High Efficiency | 2046 | CAPITAL | NEW | other | USD/gigalumen_year | us | us | 235462270050.149
commercial lighting | 4ft LFL: T5 F28 2015 - High Efficiency | 2046 | CAPITAL | NEW | warehouse | USD/gigalumen_year | us | us | 235462270050.149
commercial lighting | 4ft LFL: T5 F28 2015 - High Efficiency | 2046 | CAPITAL | REPLACEMENT | assembly | USD/gigalumen_year | us | us | 235462270050.149
commercial lighting | 4ft LFL: T5 F28 2015 - High Efficiency | 2046 | CAPITAL | REPLACEMENT | education | USD/gigalumen_year | us | us | 235462270050.149
commercial lighting | 4ft LFL: T5 F28 2015 - High Efficiency | 2046 | CAPITAL | REPLACEMENT | food sales | USD/gigalumen_year | us | us | 235462270050.149
commercial lighting | 4ft LFL: T5 F28 2015 - High Efficiency | 2046 | CAPITAL | REPLACEMENT | food service | USD/gigalumen_year | us | us | 235462270050.149
commercial lighting | 4ft LFL: T5 F28 2015 - High Efficiency | 2046 | CAPITAL | REPLACEMENT | health | USD/gigalumen_year | us | us | 235462270050.149
commercial lighting | 4ft LFL: T5 F28 2015 - High Efficiency | 2046 | CAPITAL | REPLACEMENT | lodging | USD/gigalumen_year | us | us | 235462270050.149
commercial lighting | 4ft LFL: T5 F28 2015 - High Efficiency | 2046 | CAPITAL | REPLACEMENT | merc/service | USD/gigalumen_year | us | us | 235462270050.149
commercial lighting | 4ft LFL: T5 F28 2015 - High Efficiency | 2046 | CAPITAL | REPLACEMENT | office-large | USD/gigalumen_year | us | us | 235462270050.149
commercial lighting | 4ft LFL: T5 F28 2015 - High Efficiency | 2046 | CAPITAL | REPLACEMENT | office-small | USD/gigalumen_year | us | us | 235462270050.149
commercial lighting | 4ft LFL: T5 F28 2015 - High Efficiency | 2046 | CAPITAL | REPLACEMENT | other | USD/gigalumen_year | us | us | 235462270050.149
commercial lighting | 4ft LFL: T5 F28 2015 - High Efficiency | 2046 | CAPITAL | REPLACEMENT | warehouse | USD/gigalumen_year | us | us | 235462270050.149
commercial lighting | 4ft LFL: T5 F28 2015 - High Efficiency | 2046 | FIXED_OM | NEW | assembly | USD/gigalumen_year | us | us | 7610711841.2059
commercial lighting | 4ft LFL: T5 F28 2015 - High Efficiency | 2046 | FIXED_OM | NEW | education | USD/gigalumen_year | us | us | 7610711841.2059
commercial lighting | 4ft LFL: T5 F28 2015 - High Efficiency | 2046 | FIXED_OM | NEW | food sales | USD/gigalumen_year | us | us | 7610711841.2059
commercial lighting | 4ft LFL: T5 F28 2015 - High Efficiency | 2046 | FIXED_OM | NEW | food service | USD/gigalumen_year | us | us | 7610711841.2059
commercial lighting | 4ft LFL: T5 F28 2015 - High Efficiency | 2046 | FIXED_OM | NEW | health | USD/gigalumen_year | us | us | 7610711841.2059
commercial lighting | 4ft LFL: T5 F28 2015 - High Efficiency | 2046 | FIXED_OM | NEW | lodging | USD/gigalumen_year | us | us | 7610711841.2059
commercial lighting | 4ft LFL: T5 F28 2015 - High Efficiency | 2046 | FIXED_OM | NEW | merc/service | USD/gigalumen_year | us | us | 7610711841.2059
commercial lighting | 4ft LFL: T5 F28 2015 - High Efficiency | 2046 | FIXED_OM | NEW | office-large | USD/gigalumen_year | us | us | 7610711841.2059
commercial lighting | 4ft LFL: T5 F28 2015 - High Efficiency | 2046 | FIXED_OM | NEW | office-small | USD/gigalumen_year | us | us | 7610711841.2059
commercial lighting | 4ft LFL: T5 F28 2015 - High Efficiency | 2046 | FIXED_OM | NEW | other | USD/gigalumen_year | us | us | 7610711841.2059
commercial lighting | 4ft LFL: T5 F28 2015 - High Efficiency | 2046 | FIXED_OM | NEW | warehouse | USD/gigalumen_year | us | us | 7610711841.2059
commercial lighting | 4ft LFL: T5 F28 2015 - High Efficiency | 2046 | FIXED_OM | REPLACEMENT | assembly | USD/gigalumen_year | us | us | 7610711841.2059
commercial lighting | 4ft LFL: T5 F28 2015 - High Efficiency | 2046 | FIXED_OM | REPLACEMENT | education | USD/gigalumen_year | us | us | 7610711841.2059
commercial lighting | 4ft LFL: T5 F28 2015 - High Efficiency | 2046 | FIXED_OM | REPLACEMENT | food sales | USD/gigalumen_year | us | us | 7610711841.2059
commercial lighting | 4ft LFL: T5 F28 2015 - High Efficiency | 2046 | FIXED_OM | REPLACEMENT | food service | USD/gigalumen_year | us | us | 7610711841.2059
commercial lighting | 4ft LFL: T5 F28 2015 - High Efficiency | 2046 | FIXED_OM | REPLACEMENT | health | USD/gigalumen_year | us | us | 7610711841.2059
commercial lighting | 4ft LFL: T5 F28 2015 - High Efficiency | 2046 | FIXED_OM | REPLACEMENT | lodging | USD/gigalumen_year | us | us | 7610711841.2059
commercial lighting | 4ft LFL: T5 F28 2015 - High Efficiency | 2046 | FIXED_OM | REPLACEMENT | merc/service | USD/gigalumen_year | us | us | 7610711841.2059
commercial lighting | 4ft LFL: T5 F28 2015 - High Efficiency | 2046 | FIXED_OM | REPLACEMENT | office-large | USD/gigalumen_year | us | us | 7610711841.2059
commercial lighting | 4ft LFL: T5 F28 2015 - High Efficiency | 2046 | FIXED_OM | REPLACEMENT | office-small | USD/gigalumen_year | us | us | 7610711841.2059
commercial lighting | 4ft LFL: T5 F28 2015 - High Efficiency | 2046 | FIXED_OM | REPLACEMENT | other | USD/gigalumen_year | us | us | 7610711841.2059
commercial lighting | 4ft LFL: T5 F28 2015 - High Efficiency | 2046 | FIXED_OM | REPLACEMENT | warehouse | USD/gigalumen_year | us | us | 7610711841.2059
commercial lighting | 4ft LFL: T5 F28 2015 - High Efficiency | 2047 | CAPITAL | NEW | assembly | USD/gigalumen_year | us | us | 235462270050.149
commercial lighting | 4ft LFL: T5 F28 2015 - High Efficiency | 2047 | CAPITAL | NEW | education | USD/gigalumen_year | us | us | 235462270050.149
commercial lighting | 4ft LFL: T5 F28 2015 - High Efficiency | 2047 | CAPITAL | NEW | food sales | USD/gigalumen_year | us | us | 235462270050.149
commercial lighting | 4ft LFL: T5 F28 2015 - High Efficiency | 2047 | CAPITAL | NEW | food service | USD/gigalumen_year | us | us | 235462270050.149
commercial lighting | 4ft LFL: T5 F28 2015 - High Efficiency | 2047 | CAPITAL | NEW | health | USD/gigalumen_year | us | us | 235462270050.149
commercial lighting | 4ft LFL: T5 F28 2015 - High Efficiency | 2047 | CAPITAL | NEW | lodging | USD/gigalumen_year | us | us | 235462270050.149
commercial lighting | 4ft LFL: T5 F28 2015 - High Efficiency | 2047 | CAPITAL | NEW | merc/service | USD/gigalumen_year | us | us | 235462270050.149
commercial lighting | 4ft LFL: T5 F28 2015 - High Efficiency | 2047 | CAPITAL | NEW | office-large | USD/gigalumen_year | us | us | 235462270050.149
commercial lighting | 4ft LFL: T5 F28 2015 - High Efficiency | 2047 | CAPITAL | NEW | office-small | USD/gigalumen_year | us | us | 235462270050.149
commercial lighting | 4ft LFL: T5 F28 2015 - High Efficiency | 2047 | CAPITAL | NEW | other | USD/gigalumen_year | us | us | 235462270050.149
commercial lighting | 4ft LFL: T5 F28 2015 - High Efficiency | 2047 | CAPITAL | NEW | warehouse | USD/gigalumen_year | us | us | 235462270050.149
commercial lighting | 4ft LFL: T5 F28 2015 - High Efficiency | 2047 | CAPITAL | REPLACEMENT | assembly | USD/gigalumen_year | us | us | 235462270050.149
commercial lighting | 4ft LFL: T5 F28 2015 - High Efficiency | 2047 | CAPITAL | REPLACEMENT | education | USD/gigalumen_year | us | us | 235462270050.149
commercial lighting | 4ft LFL: T5 F28 2015 - High Efficiency | 2047 | CAPITAL | REPLACEMENT | food sales | USD/gigalumen_year | us | us | 235462270050.149
commercial lighting | 4ft LFL: T5 F28 2015 - High Efficiency | 2047 | CAPITAL | REPLACEMENT | food service | USD/gigalumen_year | us | us | 235462270050.149
commercial lighting | 4ft LFL: T5 F28 2015 - High Efficiency | 2047 | CAPITAL | REPLACEMENT | health | USD/gigalumen_year | us | us | 235462270050.149
commercial lighting | 4ft LFL: T5 F28 2015 - High Efficiency | 2047 | CAPITAL | REPLACEMENT | lodging | USD/gigalumen_year | us | us | 235462270050.149
commercial lighting | 4ft LFL: T5 F28 2015 - High Efficiency | 2047 | CAPITAL | REPLACEMENT | merc/service | USD/gigalumen_year | us | us | 235462270050.149
commercial lighting | 4ft LFL: T5 F28 2015 - High Efficiency | 2047 | CAPITAL | REPLACEMENT | office-large | USD/gigalumen_year | us | us | 235462270050.149
commercial lighting | 4ft LFL: T5 F28 2015 - High Efficiency | 2047 | CAPITAL | REPLACEMENT | office-small | USD/gigalumen_year | us | us | 235462270050.149
commercial lighting | 4ft LFL: T5 F28 2015 - High Efficiency | 2047 | CAPITAL | REPLACEMENT | other | USD/gigalumen_year | us | us | 235462270050.149
commercial lighting | 4ft LFL: T5 F28 2015 - High Efficiency | 2047 | CAPITAL | REPLACEMENT | warehouse | USD/gigalumen_year | us | us | 235462270050.149
commercial lighting | 4ft LFL: T5 F28 2015 - High Efficiency | 2047 | FIXED_OM | NEW | assembly | USD/gigalumen_year | us | us | 7610711841.2059
commercial lighting | 4ft LFL: T5 F28 2015 - High Efficiency | 2047 | FIXED_OM | NEW | education | USD/gigalumen_year | us | us | 7610711841.2059
commercial lighting | 4ft LFL: T5 F28 2015 - High Efficiency | 2047 | FIXED_OM | NEW | food sales | USD/gigalumen_year | us | us | 7610711841.2059
commercial lighting | 4ft LFL: T5 F28 2015 - High Efficiency | 2047 | FIXED_OM | NEW | food service | USD/gigalumen_year | us | us | 7610711841.2059
commercial lighting | 4ft LFL: T5 F28 2015 - High Efficiency | 2047 | FIXED_OM | NEW | health | USD/gigalumen_year | us | us | 7610711841.2059
commercial lighting | 4ft LFL: T5 F28 2015 - High Efficiency | 2047 | FIXED_OM | NEW | lodging | USD/gigalumen_year | us | us | 7610711841.2059
commercial lighting | 4ft LFL: T5 F28 2015 - High Efficiency | 2047 | FIXED_OM | NEW | merc/service | USD/gigalumen_year | us | us | 7610711841.2059
commercial lighting | 4ft LFL: T5 F28 2015 - High Efficiency | 2047 | FIXED_OM | NEW | office-large | USD/gigalumen_year | us | us | 7610711841.2059
commercial lighting | 4ft LFL: T5 F28 2015 - High Efficiency | 2047 | FIXED_OM | NEW | office-small | USD/gigalumen_year | us | us | 7610711841.2059
commercial lighting | 4ft LFL: T5 F28 2015 - High Efficiency | 2047 | FIXED_OM | NEW | other | USD/gigalumen_year | us | us | 7610711841.2059
commercial lighting | 4ft LFL: T5 F28 2015 - High Efficiency | 2047 | FIXED_OM | NEW | warehouse | USD/gigalumen_year | us | us | 7610711841.2059
commercial lighting | 4ft LFL: T5 F28 2015 - High Efficiency | 2047 | FIXED_OM | REPLACEMENT | assembly | USD/gigalumen_year | us | us | 7610711841.2059
commercial lighting | 4ft LFL: T5 F28 2015 - High Efficiency | 2047 | FIXED_OM | REPLACEMENT | education | USD/gigalumen_year | us | us | 7610711841.2059
commercial lighting | 4ft LFL: T5 F28 2015 - High Efficiency | 2047 | FIXED_OM | REPLACEMENT | food sales | USD/gigalumen_year | us | us | 7610711841.2059
commercial lighting | 4ft LFL: T5 F28 2015 - High Efficiency | 2047 | FIXED_OM | REPLACEMENT | food service | USD/gigalumen_year | us | us | 7610711841.2059
commercial lighting | 4ft LFL: T5 F28 2015 - High Efficiency | 2047 | FIXED_OM | REPLACEMENT | health | USD/gigalumen_year | us | us | 7610711841.2059
commercial lighting | 4ft LFL: T5 F28 2015 - High Efficiency | 2047 | FIXED_OM | REPLACEMENT | lodging | USD/gigalumen_year | us | us | 7610711841.2059
commercial lighting | 4ft LFL: T5 F28 2015 - High Efficiency | 2047 | FIXED_OM | REPLACEMENT | merc/service | USD/gigalumen_year | us | us | 7610711841.2059
commercial lighting | 4ft LFL: T5 F28 2015 - High Efficiency | 2047 | FIXED_OM | REPLACEMENT | office-large | USD/gigalumen_year | us | us | 7610711841.2059
commercial lighting | 4ft LFL: T5 F28 2015 - High Efficiency | 2047 | FIXED_OM | REPLACEMENT | office-small | USD/gigalumen_year | us | us | 7610711841.2059
commercial lighting | 4ft LFL: T5 F28 2015 - High Efficiency | 2047 | FIXED_OM | REPLACEMENT | other | USD/gigalumen_year | us | us | 7610711841.2059
commercial lighting | 4ft LFL: T5 F28 2015 - High Efficiency | 2047 | FIXED_OM | REPLACEMENT | warehouse | USD/gigalumen_year | us | us | 7610711841.2059
commercial lighting | 4ft LFL: T5 F28 2015 - High Efficiency | 2048 | CAPITAL | NEW | assembly | USD/gigalumen_year | us | us | 235462270050.149
commercial lighting | 4ft LFL: T5 F28 2015 - High Efficiency | 2048 | CAPITAL | NEW | education | USD/gigalumen_year | us | us | 235462270050.149
commercial lighting | 4ft LFL: T5 F28 2015 - High Efficiency | 2048 | CAPITAL | NEW | food sales | USD/gigalumen_year | us | us | 235462270050.149
commercial lighting | 4ft LFL: T5 F28 2015 - High Efficiency | 2048 | CAPITAL | NEW | food service | USD/gigalumen_year | us | us | 235462270050.149
commercial lighting | 4ft LFL: T5 F28 2015 - High Efficiency | 2048 | CAPITAL | NEW | health | USD/gigalumen_year | us | us | 235462270050.149
commercial lighting | 4ft LFL: T5 F28 2015 - High Efficiency | 2048 | CAPITAL | NEW | lodging | USD/gigalumen_year | us | us | 235462270050.149
commercial lighting | 4ft LFL: T5 F28 2015 - High Efficiency | 2048 | CAPITAL | NEW | merc/service | USD/gigalumen_year | us | us | 235462270050.149
commercial lighting | 4ft LFL: T5 F28 2015 - High Efficiency | 2048 | CAPITAL | NEW | office-large | USD/gigalumen_year | us | us | 235462270050.149
commercial lighting | 4ft LFL: T5 F28 2015 - High Efficiency | 2048 | CAPITAL | NEW | office-small | USD/gigalumen_year | us | us | 235462270050.149
commercial lighting | 4ft LFL: T5 F28 2015 - High Efficiency | 2048 | CAPITAL | NEW | other | USD/gigalumen_year | us | us | 235462270050.149
commercial lighting | 4ft LFL: T5 F28 2015 - High Efficiency | 2048 | CAPITAL | NEW | warehouse | USD/gigalumen_year | us | us | 235462270050.149
commercial lighting | 4ft LFL: T5 F28 2015 - High Efficiency | 2048 | CAPITAL | REPLACEMENT | assembly | USD/gigalumen_year | us | us | 235462270050.149
commercial lighting | 4ft LFL: T5 F28 2015 - High Efficiency | 2048 | CAPITAL | REPLACEMENT | education | USD/gigalumen_year | us | us | 235462270050.149
commercial lighting | 4ft LFL: T5 F28 2015 - High Efficiency | 2048 | CAPITAL | REPLACEMENT | food sales | USD/gigalumen_year | us | us | 235462270050.149
commercial lighting | 4ft LFL: T5 F28 2015 - High Efficiency | 2048 | CAPITAL | REPLACEMENT | food service | USD/gigalumen_year | us | us | 235462270050.149
commercial lighting | 4ft LFL: T5 F28 2015 - High Efficiency | 2048 | CAPITAL | REPLACEMENT | health | USD/gigalumen_year | us | us | 235462270050.149
commercial lighting | 4ft LFL: T5 F28 2015 - High Efficiency | 2048 | CAPITAL | REPLACEMENT | lodging | USD/gigalumen_year | us | us | 235462270050.149
commercial lighting | 4ft LFL: T5 F28 2015 - High Efficiency | 2048 | CAPITAL | REPLACEMENT | merc/service | USD/gigalumen_year | us | us | 235462270050.149
commercial lighting | 4ft LFL: T5 F28 2015 - High Efficiency | 2048 | CAPITAL | REPLACEMENT | office-large | USD/gigalumen_year | us | us | 235462270050.149
commercial lighting | 4ft LFL: T5 F28 2015 - High Efficiency | 2048 | CAPITAL | REPLACEMENT | office-small | USD/gigalumen_year | us | us | 235462270050.149
commercial lighting | 4ft LFL: T5 F28 2015 - High Efficiency | 2048 | CAPITAL | REPLACEMENT | other | USD/gigalumen_year | us | us | 235462270050.149
commercial lighting | 4ft LFL: T5 F28 2015 - High Efficiency | 2048 | CAPITAL | REPLACEMENT | warehouse | USD/gigalumen_year | us | us | 235462270050.149
commercial lighting | 4ft LFL: T5 F28 2015 - High Efficiency | 2048 | FIXED_OM | NEW | assembly | USD/gigalumen_year | us | us | 7610711841.2059
commercial lighting | 4ft LFL: T5 F28 2015 - High Efficiency | 2048 | FIXED_OM | NEW | education | USD/gigalumen_year | us | us | 7610711841.2059
commercial lighting | 4ft LFL: T5 F28 2015 - High Efficiency | 2048 | FIXED_OM | NEW | food sales | USD/gigalumen_year | us | us | 7610711841.2059
commercial lighting | 4ft LFL: T5 F28 2015 - High Efficiency | 2048 | FIXED_OM | NEW | food service | USD/gigalumen_year | us | us | 7610711841.2059
commercial lighting | 4ft LFL: T5 F28 2015 - High Efficiency | 2048 | FIXED_OM | NEW | health | USD/gigalumen_year | us | us | 7610711841.2059
commercial lighting | 4ft LFL: T5 F28 2015 - High Efficiency | 2048 | FIXED_OM | NEW | lodging | USD/gigalumen_year | us | us | 7610711841.2059
commercial lighting | 4ft LFL: T5 F28 2015 - High Efficiency | 2048 | FIXED_OM | NEW | merc/service | USD/gigalumen_year | us | us | 7610711841.2059
commercial lighting | 4ft LFL: T5 F28 2015 - High Efficiency | 2048 | FIXED_OM | NEW | office-large | USD/gigalumen_year | us | us | 7610711841.2059
commercial lighting | 4ft LFL: T5 F28 2015 - High Efficiency | 2048 | FIXED_OM | NEW | office-small | USD/gigalumen_year | us | us | 7610711841.2059
commercial lighting | 4ft LFL: T5 F28 2015 - High Efficiency | 2048 | FIXED_OM | NEW | other | USD/gigalumen_year | us | us | 7610711841.2059
commercial lighting | 4ft LFL: T5 F28 2015 - High Efficiency | 2048 | FIXED_OM | NEW | warehouse | USD/gigalumen_year | us | us | 7610711841.2059
commercial lighting | 4ft LFL: T5 F28 2015 - High Efficiency | 2048 | FIXED_OM | REPLACEMENT | assembly | USD/gigalumen_year | us | us | 7610711841.2059
commercial lighting | 4ft LFL: T5 F28 2015 - High Efficiency | 2048 | FIXED_OM | REPLACEMENT | education | USD/gigalumen_year | us | us | 7610711841.2059
commercial lighting | 4ft LFL: T5 F28 2015 - High Efficiency | 2048 | FIXED_OM | REPLACEMENT | food sales | USD/gigalumen_year | us | us | 7610711841.2059
commercial lighting | 4ft LFL: T5 F28 2015 - High Efficiency | 2048 | FIXED_OM | REPLACEMENT | food service | USD/gigalumen_year | us | us | 7610711841.2059
commercial lighting | 4ft LFL: T5 F28 2015 - High Efficiency | 2048 | FIXED_OM | REPLACEMENT | health | USD/gigalumen_year | us | us | 7610711841.2059
commercial lighting | 4ft LFL: T5 F28 2015 - High Efficiency | 2048 | FIXED_OM | REPLACEMENT | lodging | USD/gigalumen_year | us | us | 7610711841.2059
commercial lighting | 4ft LFL: T5 F28 2015 - High Efficiency | 2048 | FIXED_OM | REPLACEMENT | merc/service | USD/gigalumen_year | us | us | 7610711841.2059
commercial lighting | 4ft LFL: T5 F28 2015 - High Efficiency | 2048 | FIXED_OM | REPLACEMENT | office-large | USD/gigalumen_year | us | us | 7610711841.2059
commercial lighting | 4ft LFL: T5 F28 2015 - High Efficiency | 2048 | FIXED_OM | REPLACEMENT | office-small | USD/gigalumen_year | us | us | 7610711841.2059
commercial lighting | 4ft LFL: T5 F28 2015 - High Efficiency | 2048 | FIXED_OM | REPLACEMENT | other | USD/gigalumen_year | us | us | 7610711841.2059
commercial lighting | 4ft LFL: T5 F28 2015 - High Efficiency | 2048 | FIXED_OM | REPLACEMENT | warehouse | USD/gigalumen_year | us | us | 7610711841.2059
commercial lighting | 4ft LFL: T5 F28 2015 - High Efficiency | 2049 | CAPITAL | NEW | assembly | USD/gigalumen_year | us | us | 235462270050.149
commercial lighting | 4ft LFL: T5 F28 2015 - High Efficiency | 2049 | CAPITAL | NEW | education | USD/gigalumen_year | us | us | 235462270050.149
commercial lighting | 4ft LFL: T5 F28 2015 - High Efficiency | 2049 | CAPITAL | NEW | food sales | USD/gigalumen_year | us | us | 235462270050.149
commercial lighting | 4ft LFL: T5 F28 2015 - High Efficiency | 2049 | CAPITAL | NEW | food service | USD/gigalumen_year | us | us | 235462270050.149
commercial lighting | 4ft LFL: T5 F28 2015 - High Efficiency | 2049 | CAPITAL | NEW | health | USD/gigalumen_year | us | us | 235462270050.149
commercial lighting | 4ft LFL: T5 F28 2015 - High Efficiency | 2049 | CAPITAL | NEW | lodging | USD/gigalumen_year | us | us | 235462270050.149
commercial lighting | 4ft LFL: T5 F28 2015 - High Efficiency | 2049 | CAPITAL | NEW | merc/service | USD/gigalumen_year | us | us | 235462270050.149
commercial lighting | 4ft LFL: T5 F28 2015 - High Efficiency | 2049 | CAPITAL | NEW | office-large | USD/gigalumen_year | us | us | 235462270050.149
commercial lighting | 4ft LFL: T5 F28 2015 - High Efficiency | 2049 | CAPITAL | NEW | office-small | USD/gigalumen_year | us | us | 235462270050.149
commercial lighting | 4ft LFL: T5 F28 2015 - High Efficiency | 2049 | CAPITAL | NEW | other | USD/gigalumen_year | us | us | 235462270050.149
commercial lighting | 4ft LFL: T5 F28 2015 - High Efficiency | 2049 | CAPITAL | NEW | warehouse | USD/gigalumen_year | us | us | 235462270050.149
commercial lighting | 4ft LFL: T5 F28 2015 - High Efficiency | 2049 | CAPITAL | REPLACEMENT | assembly | USD/gigalumen_year | us | us | 235462270050.149
commercial lighting | 4ft LFL: T5 F28 2015 - High Efficiency | 2049 | CAPITAL | REPLACEMENT | education | USD/gigalumen_year | us | us | 235462270050.149
commercial lighting | 4ft LFL: T5 F28 2015 - High Efficiency | 2049 | CAPITAL | REPLACEMENT | food sales | USD/gigalumen_year | us | us | 235462270050.149
commercial lighting | 4ft LFL: T5 F28 2015 - High Efficiency | 2049 | CAPITAL | REPLACEMENT | food service | USD/gigalumen_year | us | us | 235462270050.149
commercial lighting | 4ft LFL: T5 F28 2015 - High Efficiency | 2049 | CAPITAL | REPLACEMENT | health | USD/gigalumen_year | us | us | 235462270050.149
commercial lighting | 4ft LFL: T5 F28 2015 - High Efficiency | 2049 | CAPITAL | REPLACEMENT | lodging | USD/gigalumen_year | us | us | 235462270050.149
commercial lighting | 4ft LFL: T5 F28 2015 - High Efficiency | 2049 | CAPITAL | REPLACEMENT | merc/service | USD/gigalumen_year | us | us | 235462270050.149
commercial lighting | 4ft LFL: T5 F28 2015 - High Efficiency | 2049 | CAPITAL | REPLACEMENT | office-large | USD/gigalumen_year | us | us | 235462270050.149
commercial lighting | 4ft LFL: T5 F28 2015 - High Efficiency | 2049 | CAPITAL | REPLACEMENT | office-small | USD/gigalumen_year | us | us | 235462270050.149
commercial lighting | 4ft LFL: T5 F28 2015 - High Efficiency | 2049 | CAPITAL | REPLACEMENT | other | USD/gigalumen_year | us | us | 235462270050.149
commercial lighting | 4ft LFL: T5 F28 2015 - High Efficiency | 2049 | CAPITAL | REPLACEMENT | warehouse | USD/gigalumen_year | us | us | 235462270050.149
commercial lighting | 4ft LFL: T5 F28 2015 - High Efficiency | 2049 | FIXED_OM | NEW | assembly | USD/gigalumen_year | us | us | 7610711841.2059
commercial lighting | 4ft LFL: T5 F28 2015 - High Efficiency | 2049 | FIXED_OM | NEW | education | USD/gigalumen_year | us | us | 7610711841.2059
commercial lighting | 4ft LFL: T5 F28 2015 - High Efficiency | 2049 | FIXED_OM | NEW | food sales | USD/gigalumen_year | us | us | 7610711841.2059
commercial lighting | 4ft LFL: T5 F28 2015 - High Efficiency | 2049 | FIXED_OM | NEW | food service | USD/gigalumen_year | us | us | 7610711841.2059
commercial lighting | 4ft LFL: T5 F28 2015 - High Efficiency | 2049 | FIXED_OM | NEW | health | USD/gigalumen_year | us | us | 7610711841.2059
commercial lighting | 4ft LFL: T5 F28 2015 - High Efficiency | 2049 | FIXED_OM | NEW | lodging | USD/gigalumen_year | us | us | 7610711841.2059
commercial lighting | 4ft LFL: T5 F28 2015 - High Efficiency | 2049 | FIXED_OM | NEW | merc/service | USD/gigalumen_year | us | us | 7610711841.2059
commercial lighting | 4ft LFL: T5 F28 2015 - High Efficiency | 2049 | FIXED_OM | NEW | office-large | USD/gigalumen_year | us | us | 7610711841.2059
commercial lighting | 4ft LFL: T5 F28 2015 - High Efficiency | 2049 | FIXED_OM | NEW | office-small | USD/gigalumen_year | us | us | 7610711841.2059
commercial lighting | 4ft LFL: T5 F28 2015 - High Efficiency | 2049 | FIXED_OM | NEW | other | USD/gigalumen_year | us | us | 7610711841.2059
commercial lighting | 4ft LFL: T5 F28 2015 - High Efficiency | 2049 | FIXED_OM | NEW | warehouse | USD/gigalumen_year | us | us | 7610711841.2059
commercial lighting | 4ft LFL: T5 F28 2015 - High Efficiency | 2049 | FIXED_OM | REPLACEMENT | assembly | USD/gigalumen_year | us | us | 7610711841.2059
commercial lighting | 4ft LFL: T5 F28 2015 - High Efficiency | 2049 | FIXED_OM | REPLACEMENT | education | USD/gigalumen_year | us | us | 7610711841.2059
commercial lighting | 4ft LFL: T5 F28 2015 - High Efficiency | 2049 | FIXED_OM | REPLACEMENT | food sales | USD/gigalumen_year | us | us | 7610711841.2059
commercial lighting | 4ft LFL: T5 F28 2015 - High Efficiency | 2049 | FIXED_OM | REPLACEMENT | food service | USD/gigalumen_year | us | us | 7610711841.2059
commercial lighting | 4ft LFL: T5 F28 2015 - High Efficiency | 2049 | FIXED_OM | REPLACEMENT | health | USD/gigalumen_year | us | us | 7610711841.2059
commercial lighting | 4ft LFL: T5 F28 2015 - High Efficiency | 2049 | FIXED_OM | REPLACEMENT | lodging | USD/gigalumen_year | us | us | 7610711841.2059
commercial lighting | 4ft LFL: T5 F28 2015 - High Efficiency | 2049 | FIXED_OM | REPLACEMENT | merc/service | USD/gigalumen_year | us | us | 7610711841.2059
commercial lighting | 4ft LFL: T5 F28 2015 - High Efficiency | 2049 | FIXED_OM | REPLACEMENT | office-large | USD/gigalumen_year | us | us | 7610711841.2059
commercial lighting | 4ft LFL: T5 F28 2015 - High Efficiency | 2049 | FIXED_OM | REPLACEMENT | office-small | USD/gigalumen_year | us | us | 7610711841.2059
commercial lighting | 4ft LFL: T5 F28 2015 - High Efficiency | 2049 | FIXED_OM | REPLACEMENT | other | USD/gigalumen_year | us | us | 7610711841.2059
commercial lighting | 4ft LFL: T5 F28 2015 - High Efficiency | 2049 | FIXED_OM | REPLACEMENT | warehouse | USD/gigalumen_year | us | us | 7610711841.2059
commercial lighting | 4ft LFL: T5 F28 2015 - High Efficiency | 2050 | CAPITAL | NEW | assembly | USD/gigalumen_year | us | us | 235462270050.149
commercial lighting | 4ft LFL: T5 F28 2015 - High Efficiency | 2050 | CAPITAL | NEW | education | USD/gigalumen_year | us | us | 235462270050.149
commercial lighting | 4ft LFL: T5 F28 2015 - High Efficiency | 2050 | CAPITAL | NEW | food sales | USD/gigalumen_year | us | us | 235462270050.149
commercial lighting | 4ft LFL: T5 F28 2015 - High Efficiency | 2050 | CAPITAL | NEW | food service | USD/gigalumen_year | us | us | 235462270050.149
commercial lighting | 4ft LFL: T5 F28 2015 - High Efficiency | 2050 | CAPITAL | NEW | health | USD/gigalumen_year | us | us | 235462270050.149
commercial lighting | 4ft LFL: T5 F28 2015 - High Efficiency | 2050 | CAPITAL | NEW | lodging | USD/gigalumen_year | us | us | 235462270050.149
commercial lighting | 4ft LFL: T5 F28 2015 - High Efficiency | 2050 | CAPITAL | NEW | merc/service | USD/gigalumen_year | us | us | 235462270050.149
commercial lighting | 4ft LFL: T5 F28 2015 - High Efficiency | 2050 | CAPITAL | NEW | office-large | USD/gigalumen_year | us | us | 235462270050.149
commercial lighting | 4ft LFL: T5 F28 2015 - High Efficiency | 2050 | CAPITAL | NEW | office-small | USD/gigalumen_year | us | us | 235462270050.149
commercial lighting | 4ft LFL: T5 F28 2015 - High Efficiency | 2050 | CAPITAL | NEW | other | USD/gigalumen_year | us | us | 235462270050.149
commercial lighting | 4ft LFL: T5 F28 2015 - High Efficiency | 2050 | CAPITAL | NEW | warehouse | USD/gigalumen_year | us | us | 235462270050.149
commercial lighting | 4ft LFL: T5 F28 2015 - High Efficiency | 2050 | CAPITAL | REPLACEMENT | assembly | USD/gigalumen_year | us | us | 235462270050.149
commercial lighting | 4ft LFL: T5 F28 2015 - High Efficiency | 2050 | CAPITAL | REPLACEMENT | education | USD/gigalumen_year | us | us | 235462270050.149
commercial lighting | 4ft LFL: T5 F28 2015 - High Efficiency | 2050 | CAPITAL | REPLACEMENT | food sales | USD/gigalumen_year | us | us | 235462270050.149
commercial lighting | 4ft LFL: T5 F28 2015 - High Efficiency | 2050 | CAPITAL | REPLACEMENT | food service | USD/gigalumen_year | us | us | 235462270050.149
commercial lighting | 4ft LFL: T5 F28 2015 - High Efficiency | 2050 | CAPITAL | REPLACEMENT | health | USD/gigalumen_year | us | us | 235462270050.149
commercial lighting | 4ft LFL: T5 F28 2015 - High Efficiency | 2050 | CAPITAL | REPLACEMENT | lodging | USD/gigalumen_year | us | us | 235462270050.149
commercial lighting | 4ft LFL: T5 F28 2015 - High Efficiency | 2050 | CAPITAL | REPLACEMENT | merc/service | USD/gigalumen_year | us | us | 235462270050.149
commercial lighting | 4ft LFL: T5 F28 2015 - High Efficiency | 2050 | CAPITAL | REPLACEMENT | office-large | USD/gigalumen_year | us | us | 235462270050.149
commercial lighting | 4ft LFL: T5 F28 2015 - High Efficiency | 2050 | CAPITAL | REPLACEMENT | office-small | USD/gigalumen_year | us | us | 235462270050.149
commercial lighting | 4ft LFL: T5 F28 2015 - High Efficiency | 2050 | CAPITAL | REPLACEMENT | other | USD/gigalumen_year | us | us | 235462270050.149
commercial lighting | 4ft LFL: T5 F28 2015 - High Efficiency | 2050 | CAPITAL | REPLACEMENT | warehouse | USD/gigalumen_year | us | us | 235462270050.149
commercial lighting | 4ft LFL: T5 F28 2015 - High Efficiency | 2050 | FIXED_OM | NEW | assembly | USD/gigalumen_year | us | us | 7610711841.2059
commercial lighting | 4ft LFL: T5 F28 2015 - High Efficiency | 2050 | FIXED_OM | NEW | education | USD/gigalumen_year | us | us | 7610711841.2059
commercial lighting | 4ft LFL: T5 F28 2015 - High Efficiency | 2050 | FIXED_OM | NEW | food sales | USD/gigalumen_year | us | us | 7610711841.2059
commercial lighting | 4ft LFL: T5 F28 2015 - High Efficiency | 2050 | FIXED_OM | NEW | food service | USD/gigalumen_year | us | us | 7610711841.2059
commercial lighting | 4ft LFL: T5 F28 2015 - High Efficiency | 2050 | FIXED_OM | NEW | health | USD/gigalumen_year | us | us | 7610711841.2059
commercial lighting | 4ft LFL: T5 F28 2015 - High Efficiency | 2050 | FIXED_OM | NEW | lodging | USD/gigalumen_year | us | us | 7610711841.2059
commercial lighting | 4ft LFL: T5 F28 2015 - High Efficiency | 2050 | FIXED_OM | NEW | merc/service | USD/gigalumen_year | us | us | 7610711841.2059
commercial lighting | 4ft LFL: T5 F28 2015 - High Efficiency | 2050 | FIXED_OM | NEW | office-large | USD/gigalumen_year | us | us | 7610711841.2059
commercial lighting | 4ft LFL: T5 F28 2015 - High Efficiency | 2050 | FIXED_OM | NEW | office-small | USD/gigalumen_year | us | us | 7610711841.2059
commercial lighting | 4ft LFL: T5 F28 2015 - High Efficiency | 2050 | FIXED_OM | NEW | other | USD/gigalumen_year | us | us | 7610711841.2059
commercial lighting | 4ft LFL: T5 F28 2015 - High Efficiency | 2050 | FIXED_OM | NEW | warehouse | USD/gigalumen_year | us | us | 7610711841.2059
commercial lighting | 4ft LFL: T5 F28 2015 - High Efficiency | 2050 | FIXED_OM | REPLACEMENT | assembly | USD/gigalumen_year | us | us | 7610711841.2059
commercial lighting | 4ft LFL: T5 F28 2015 - High Efficiency | 2050 | FIXED_OM | REPLACEMENT | education | USD/gigalumen_year | us | us | 7610711841.2059
commercial lighting | 4ft LFL: T5 F28 2015 - High Efficiency | 2050 | FIXED_OM | REPLACEMENT | food sales | USD/gigalumen_year | us | us | 7610711841.2059
commercial lighting | 4ft LFL: T5 F28 2015 - High Efficiency | 2050 | FIXED_OM | REPLACEMENT | food service | USD/gigalumen_year | us | us | 7610711841.2059
commercial lighting | 4ft LFL: T5 F28 2015 - High Efficiency | 2050 | FIXED_OM | REPLACEMENT | health | USD/gigalumen_year | us | us | 7610711841.2059
commercial lighting | 4ft LFL: T5 F28 2015 - High Efficiency | 2050 | FIXED_OM | REPLACEMENT | lodging | USD/gigalumen_year | us | us | 7610711841.2059
commercial lighting | 4ft LFL: T5 F28 2015 - High Efficiency | 2050 | FIXED_OM | REPLACEMENT | merc/service | USD/gigalumen_year | us | us | 7610711841.2059
commercial lighting | 4ft LFL: T5 F28 2015 - High Efficiency | 2050 | FIXED_OM | REPLACEMENT | office-large | USD/gigalumen_year | us | us | 7610711841.2059
commercial lighting | 4ft LFL: T5 F28 2015 - High Efficiency | 2050 | FIXED_OM | REPLACEMENT | office-small | USD/gigalumen_year | us | us | 7610711841.2059
commercial lighting | 4ft LFL: T5 F28 2015 - High Efficiency | 2050 | FIXED_OM | REPLACEMENT | other | USD/gigalumen_year | us | us | 7610711841.2059
commercial lighting | 4ft LFL: T5 F28 2015 - High Efficiency | 2050 | FIXED_OM | REPLACEMENT | warehouse | USD/gigalumen_year | us | us | 7610711841.2059
commercial lighting | 4ft LFL: T8 F32 Commodity | 2020 | CAPITAL | NEW | assembly | USD/gigalumen_year | us | us | 168375254561
commercial lighting | 4ft LFL: T8 F32 Commodity | 2020 | CAPITAL | NEW | education | USD/gigalumen_year | us | us | 168375254561
commercial lighting | 4ft LFL: T8 F32 Commodity | 2020 | CAPITAL | NEW | food sales | USD/gigalumen_year | us | us | 168375254561
commercial lighting | 4ft LFL: T8 F32 Commodity | 2020 | CAPITAL | NEW | food service | USD/gigalumen_year | us | us | 168375254561
commercial lighting | 4ft LFL: T8 F32 Commodity | 2020 | CAPITAL | NEW | health | USD/gigalumen_year | us | us | 168375254561
commercial lighting | 4ft LFL: T8 F32 Commodity | 2020 | CAPITAL | NEW | lodging | USD/gigalumen_year | us | us | 168375254561
commercial lighting | 4ft LFL: T8 F32 Commodity | 2020 | CAPITAL | NEW | merc/service | USD/gigalumen_year | us | us | 168375254561
commercial lighting | 4ft LFL: T8 F32 Commodity | 2020 | CAPITAL | NEW | office-large | USD/gigalumen_year | us | us | 168375254561
commercial lighting | 4ft LFL: T8 F32 Commodity | 2020 | CAPITAL | NEW | office-small | USD/gigalumen_year | us | us | 168375254561
commercial lighting | 4ft LFL: T8 F32 Commodity | 2020 | CAPITAL | NEW | other | USD/gigalumen_year | us | us | 168375254561
commercial lighting | 4ft LFL: T8 F32 Commodity | 2020 | CAPITAL | NEW | warehouse | USD/gigalumen_year | us | us | 168375254561
commercial lighting | 4ft LFL: T8 F32 Commodity | 2020 | CAPITAL | REPLACEMENT | assembly | USD/gigalumen_year | us | us | 168375254561
commercial lighting | 4ft LFL: T8 F32 Commodity | 2020 | CAPITAL | REPLACEMENT | education | USD/gigalumen_year | us | us | 168375254561
commercial lighting | 4ft LFL: T8 F32 Commodity | 2020 | CAPITAL | REPLACEMENT | food sales | USD/gigalumen_year | us | us | 168375254561
commercial lighting | 4ft LFL: T8 F32 Commodity | 2020 | CAPITAL | REPLACEMENT | food service | USD/gigalumen_year | us | us | 168375254561
commercial lighting | 4ft LFL: T8 F32 Commodity | 2020 | CAPITAL | REPLACEMENT | health | USD/gigalumen_year | us | us | 168375254561
commercial lighting | 4ft LFL: T8 F32 Commodity | 2020 | CAPITAL | REPLACEMENT | lodging | USD/gigalumen_year | us | us | 168375254561
commercial lighting | 4ft LFL: T8 F32 Commodity | 2020 | CAPITAL | REPLACEMENT | merc/service | USD/gigalumen_year | us | us | 168375254561
commercial lighting | 4ft LFL: T8 F32 Commodity | 2020 | CAPITAL | REPLACEMENT | office-large | USD/gigalumen_year | us | us | 168375254561
commercial lighting | 4ft LFL: T8 F32 Commodity | 2020 | CAPITAL | REPLACEMENT | office-small | USD/gigalumen_year | us | us | 168375254561
commercial lighting | 4ft LFL: T8 F32 Commodity | 2020 | CAPITAL | REPLACEMENT | other | USD/gigalumen_year | us | us | 168375254561
commercial lighting | 4ft LFL: T8 F32 Commodity | 2020 | CAPITAL | REPLACEMENT | warehouse | USD/gigalumen_year | us | us | 168375254561
commercial lighting | 4ft LFL: T8 F32 Commodity | 2020 | FIXED_OM | NEW | assembly | USD/gigalumen_year | us | us | 15127464276.9649
commercial lighting | 4ft LFL: T8 F32 Commodity | 2020 | FIXED_OM | NEW | education | USD/gigalumen_year | us | us | 15127464276.9649
commercial lighting | 4ft LFL: T8 F32 Commodity | 2020 | FIXED_OM | NEW | food sales | USD/gigalumen_year | us | us | 15127464276.9649
commercial lighting | 4ft LFL: T8 F32 Commodity | 2020 | FIXED_OM | NEW | food service | USD/gigalumen_year | us | us | 15127464276.9649
commercial lighting | 4ft LFL: T8 F32 Commodity | 2020 | FIXED_OM | NEW | health | USD/gigalumen_year | us | us | 15127464276.9649
commercial lighting | 4ft LFL: T8 F32 Commodity | 2020 | FIXED_OM | NEW | lodging | USD/gigalumen_year | us | us | 15127464276.9649
commercial lighting | 4ft LFL: T8 F32 Commodity | 2020 | FIXED_OM | NEW | merc/service | USD/gigalumen_year | us | us | 15127464276.9649
commercial lighting | 4ft LFL: T8 F32 Commodity | 2020 | FIXED_OM | NEW | office-large | USD/gigalumen_year | us | us | 15127464276.9649
commercial lighting | 4ft LFL: T8 F32 Commodity | 2020 | FIXED_OM | NEW | office-small | USD/gigalumen_year | us | us | 15127464276.9649
commercial lighting | 4ft LFL: T8 F32 Commodity | 2020 | FIXED_OM | NEW | other | USD/gigalumen_year | us | us | 15127464276.9649
commercial lighting | 4ft LFL: T8 F32 Commodity | 2020 | FIXED_OM | NEW | warehouse | USD/gigalumen_year | us | us | 15127464276.9649
commercial lighting | 4ft LFL: T8 F32 Commodity | 2020 | FIXED_OM | REPLACEMENT | assembly | USD/gigalumen_year | us | us | 15127464276.9649
commercial lighting | 4ft LFL: T8 F32 Commodity | 2020 | FIXED_OM | REPLACEMENT | education | USD/gigalumen_year | us | us | 15127464276.9649
commercial lighting | 4ft LFL: T8 F32 Commodity | 2020 | FIXED_OM | REPLACEMENT | food sales | USD/gigalumen_year | us | us | 15127464276.9649
commercial lighting | 4ft LFL: T8 F32 Commodity | 2020 | FIXED_OM | REPLACEMENT | food service | USD/gigalumen_year | us | us | 15127464276.9649
commercial lighting | 4ft LFL: T8 F32 Commodity | 2020 | FIXED_OM | REPLACEMENT | health | USD/gigalumen_year | us | us | 15127464276.9649
commercial lighting | 4ft LFL: T8 F32 Commodity | 2020 | FIXED_OM | REPLACEMENT | lodging | USD/gigalumen_year | us | us | 15127464276.9649
commercial lighting | 4ft LFL: T8 F32 Commodity | 2020 | FIXED_OM | REPLACEMENT | merc/service | USD/gigalumen_year | us | us | 15127464276.9649
commercial lighting | 4ft LFL: T8 F32 Commodity | 2020 | FIXED_OM | REPLACEMENT | office-large | USD/gigalumen_year | us | us | 15127464276.9649
commercial lighting | 4ft LFL: T8 F32 Commodity | 2020 | FIXED_OM | REPLACEMENT | office-small | USD/gigalumen_year | us | us | 15127464276.9649
commercial lighting | 4ft LFL: T8 F32 Commodity | 2020 | FIXED_OM | REPLACEMENT | other | USD/gigalumen_year | us | us | 15127464276.9649
commercial lighting | 4ft LFL: T8 F32 Commodity | 2020 | FIXED_OM | REPLACEMENT | warehouse | USD/gigalumen_year | us | us | 15127464276.9649
commercial lighting | 4ft LFL: T8 F32 Commodity | 2021 | CAPITAL | NEW | assembly | USD/gigalumen_year | us | us | 167905457533.765
commercial lighting | 4ft LFL: T8 F32 Commodity | 2021 | CAPITAL | NEW | education | USD/gigalumen_year | us | us | 167905457533.765
commercial lighting | 4ft LFL: T8 F32 Commodity | 2021 | CAPITAL | NEW | food sales | USD/gigalumen_year | us | us | 167905457533.765
commercial lighting | 4ft LFL: T8 F32 Commodity | 2021 | CAPITAL | NEW | food service | USD/gigalumen_year | us | us | 167905457533.765
commercial lighting | 4ft LFL: T8 F32 Commodity | 2021 | CAPITAL | NEW | health | USD/gigalumen_year | us | us | 167905457533.765
commercial lighting | 4ft LFL: T8 F32 Commodity | 2021 | CAPITAL | NEW | lodging | USD/gigalumen_year | us | us | 167905457533.765
commercial lighting | 4ft LFL: T8 F32 Commodity | 2021 | CAPITAL | NEW | merc/service | USD/gigalumen_year | us | us | 167905457533.765
commercial lighting | 4ft LFL: T8 F32 Commodity | 2021 | CAPITAL | NEW | office-large | USD/gigalumen_year | us | us | 167905457533.765
commercial lighting | 4ft LFL: T8 F32 Commodity | 2021 | CAPITAL | NEW | office-small | USD/gigalumen_year | us | us | 167905457533.765
commercial lighting | 4ft LFL: T8 F32 Commodity | 2021 | CAPITAL | NEW | other | USD/gigalumen_year | us | us | 167905457533.765
commercial lighting | 4ft LFL: T8 F32 Commodity | 2021 | CAPITAL | NEW | warehouse | USD/gigalumen_year | us | us | 167905457533.765
commercial lighting | 4ft LFL: T8 F32 Commodity | 2021 | CAPITAL | REPLACEMENT | assembly | USD/gigalumen_year | us | us | 167905457533.765
commercial lighting | 4ft LFL: T8 F32 Commodity | 2021 | CAPITAL | REPLACEMENT | education | USD/gigalumen_year | us | us | 167905457533.765
commercial lighting | 4ft LFL: T8 F32 Commodity | 2021 | CAPITAL | REPLACEMENT | food sales | USD/gigalumen_year | us | us | 167905457533.765
commercial lighting | 4ft LFL: T8 F32 Commodity | 2021 | CAPITAL | REPLACEMENT | food service | USD/gigalumen_year | us | us | 167905457533.765
commercial lighting | 4ft LFL: T8 F32 Commodity | 2021 | CAPITAL | REPLACEMENT | health | USD/gigalumen_year | us | us | 167905457533.765
commercial lighting | 4ft LFL: T8 F32 Commodity | 2021 | CAPITAL | REPLACEMENT | lodging | USD/gigalumen_year | us | us | 167905457533.765
commercial lighting | 4ft LFL: T8 F32 Commodity | 2021 | CAPITAL | REPLACEMENT | merc/service | USD/gigalumen_year | us | us | 167905457533.765
commercial lighting | 4ft LFL: T8 F32 Commodity | 2021 | CAPITAL | REPLACEMENT | office-large | USD/gigalumen_year | us | us | 167905457533.765
commercial lighting | 4ft LFL: T8 F32 Commodity | 2021 | CAPITAL | REPLACEMENT | office-small | USD/gigalumen_year | us | us | 167905457533.765
commercial lighting | 4ft LFL: T8 F32 Commodity | 2021 | CAPITAL | REPLACEMENT | other | USD/gigalumen_year | us | us | 167905457533.765
commercial lighting | 4ft LFL: T8 F32 Commodity | 2021 | CAPITAL | REPLACEMENT | warehouse | USD/gigalumen_year | us | us | 167905457533.765
commercial lighting | 4ft LFL: T8 F32 Commodity | 2021 | FIXED_OM | NEW | assembly | USD/gigalumen_year | us | us | 15033504871.5179
commercial lighting | 4ft LFL: T8 F32 Commodity | 2021 | FIXED_OM | NEW | education | USD/gigalumen_year | us | us | 15033504871.5179
commercial lighting | 4ft LFL: T8 F32 Commodity | 2021 | FIXED_OM | NEW | food sales | USD/gigalumen_year | us | us | 15033504871.5179
commercial lighting | 4ft LFL: T8 F32 Commodity | 2021 | FIXED_OM | NEW | food service | USD/gigalumen_year | us | us | 15033504871.5179
commercial lighting | 4ft LFL: T8 F32 Commodity | 2021 | FIXED_OM | NEW | health | USD/gigalumen_year | us | us | 15033504871.5179
commercial lighting | 4ft LFL: T8 F32 Commodity | 2021 | FIXED_OM | NEW | lodging | USD/gigalumen_year | us | us | 15033504871.5179
commercial lighting | 4ft LFL: T8 F32 Commodity | 2021 | FIXED_OM | NEW | merc/service | USD/gigalumen_year | us | us | 15033504871.5179
commercial lighting | 4ft LFL: T8 F32 Commodity | 2021 | FIXED_OM | NEW | office-large | USD/gigalumen_year | us | us | 15033504871.5179
commercial lighting | 4ft LFL: T8 F32 Commodity | 2021 | FIXED_OM | NEW | office-small | USD/gigalumen_year | us | us | 15033504871.5179
commercial lighting | 4ft LFL: T8 F32 Commodity | 2021 | FIXED_OM | NEW | other | USD/gigalumen_year | us | us | 15033504871.5179
commercial lighting | 4ft LFL: T8 F32 Commodity | 2021 | FIXED_OM | NEW | warehouse | USD/gigalumen_year | us | us | 15033504871.5179
commercial lighting | 4ft LFL: T8 F32 Commodity | 2021 | FIXED_OM | REPLACEMENT | assembly | USD/gigalumen_year | us | us | 15033504871.5179
commercial lighting | 4ft LFL: T8 F32 Commodity | 2021 | FIXED_OM | REPLACEMENT | education | USD/gigalumen_year | us | us | 15033504871.5179
commercial lighting | 4ft LFL: T8 F32 Commodity | 2021 | FIXED_OM | REPLACEMENT | food sales | USD/gigalumen_year | us | us | 15033504871.5179
commercial lighting | 4ft LFL: T8 F32 Commodity | 2021 | FIXED_OM | REPLACEMENT | food service | USD/gigalumen_year | us | us | 15033504871.5179
commercial lighting | 4ft LFL: T8 F32 Commodity | 2021 | FIXED_OM | REPLACEMENT | health | USD/gigalumen_year | us | us | 15033504871.5179
commercial lighting | 4ft LFL: T8 F32 Commodity | 2021 | FIXED_OM | REPLACEMENT | lodging | USD/gigalumen_year | us | us | 15033504871.5179
commercial lighting | 4ft LFL: T8 F32 Commodity | 2021 | FIXED_OM | REPLACEMENT | merc/service | USD/gigalumen_year | us | us | 15033504871.5179
commercial lighting | 4ft LFL: T8 F32 Commodity | 2021 | FIXED_OM | REPLACEMENT | office-large | USD/gigalumen_year | us | us | 15033504871.5179
commercial lighting | 4ft LFL: T8 F32 Commodity | 2021 | FIXED_OM | REPLACEMENT | office-small | USD/gigalumen_year | us | us | 15033504871.5179
commercial lighting | 4ft LFL: T8 F32 Commodity | 2021 | FIXED_OM | REPLACEMENT | other | USD/gigalumen_year | us | us | 15033504871.5179
commercial lighting | 4ft LFL: T8 F32 Commodity | 2021 | FIXED_OM | REPLACEMENT | warehouse | USD/gigalumen_year | us | us | 15033504871.5179
commercial lighting | 4ft LFL: T8 F32 Commodity | 2022 | CAPITAL | NEW | assembly | USD/gigalumen_year | us | us | 167435660506.53
commercial lighting | 4ft LFL: T8 F32 Commodity | 2022 | CAPITAL | NEW | education | USD/gigalumen_year | us | us | 167435660506.53
commercial lighting | 4ft LFL: T8 F32 Commodity | 2022 | CAPITAL | NEW | food sales | USD/gigalumen_year | us | us | 167435660506.53
commercial lighting | 4ft LFL: T8 F32 Commodity | 2022 | CAPITAL | NEW | food service | USD/gigalumen_year | us | us | 167435660506.53
commercial lighting | 4ft LFL: T8 F32 Commodity | 2022 | CAPITAL | NEW | health | USD/gigalumen_year | us | us | 167435660506.53
commercial lighting | 4ft LFL: T8 F32 Commodity | 2022 | CAPITAL | NEW | lodging | USD/gigalumen_year | us | us | 167435660506.53
commercial lighting | 4ft LFL: T8 F32 Commodity | 2022 | CAPITAL | NEW | merc/service | USD/gigalumen_year | us | us | 167435660506.53
commercial lighting | 4ft LFL: T8 F32 Commodity | 2022 | CAPITAL | NEW | office-large | USD/gigalumen_year | us | us | 167435660506.53
commercial lighting | 4ft LFL: T8 F32 Commodity | 2022 | CAPITAL | NEW | office-small | USD/gigalumen_year | us | us | 167435660506.53
commercial lighting | 4ft LFL: T8 F32 Commodity | 2022 | CAPITAL | NEW | other | USD/gigalumen_year | us | us | 167435660506.53
commercial lighting | 4ft LFL: T8 F32 Commodity | 2022 | CAPITAL | NEW | warehouse | USD/gigalumen_year | us | us | 167435660506.53
commercial lighting | 4ft LFL: T8 F32 Commodity | 2022 | CAPITAL | REPLACEMENT | assembly | USD/gigalumen_year | us | us | 167435660506.53
commercial lighting | 4ft LFL: T8 F32 Commodity | 2022 | CAPITAL | REPLACEMENT | education | USD/gigalumen_year | us | us | 167435660506.53
commercial lighting | 4ft LFL: T8 F32 Commodity | 2022 | CAPITAL | REPLACEMENT | food sales | USD/gigalumen_year | us | us | 167435660506.53
commercial lighting | 4ft LFL: T8 F32 Commodity | 2022 | CAPITAL | REPLACEMENT | food service | USD/gigalumen_year | us | us | 167435660506.53
commercial lighting | 4ft LFL: T8 F32 Commodity | 2022 | CAPITAL | REPLACEMENT | health | USD/gigalumen_year | us | us | 167435660506.53
commercial lighting | 4ft LFL: T8 F32 Commodity | 2022 | CAPITAL | REPLACEMENT | lodging | USD/gigalumen_year | us | us | 167435660506.53
commercial lighting | 4ft LFL: T8 F32 Commodity | 2022 | CAPITAL | REPLACEMENT | merc/service | USD/gigalumen_year | us | us | 167435660506.53
commercial lighting | 4ft LFL: T8 F32 Commodity | 2022 | CAPITAL | REPLACEMENT | office-large | USD/gigalumen_year | us | us | 167435660506.53
commercial lighting | 4ft LFL: T8 F32 Commodity | 2022 | CAPITAL | REPLACEMENT | office-small | USD/gigalumen_year | us | us | 167435660506.53
commercial lighting | 4ft LFL: T8 F32 Commodity | 2022 | CAPITAL | REPLACEMENT | other | USD/gigalumen_year | us | us | 167435660506.53
commercial lighting | 4ft LFL: T8 F32 Commodity | 2022 | CAPITAL | REPLACEMENT | warehouse | USD/gigalumen_year | us | us | 167435660506.53
commercial lighting | 4ft LFL: T8 F32 Commodity | 2022 | FIXED_OM | NEW | assembly | USD/gigalumen_year | us | us | 14939545466.0709
commercial lighting | 4ft LFL: T8 F32 Commodity | 2022 | FIXED_OM | NEW | education | USD/gigalumen_year | us | us | 14939545466.0709
commercial lighting | 4ft LFL: T8 F32 Commodity | 2022 | FIXED_OM | NEW | food sales | USD/gigalumen_year | us | us | 14939545466.0709
commercial lighting | 4ft LFL: T8 F32 Commodity | 2022 | FIXED_OM | NEW | food service | USD/gigalumen_year | us | us | 14939545466.0709
commercial lighting | 4ft LFL: T8 F32 Commodity | 2022 | FIXED_OM | NEW | health | USD/gigalumen_year | us | us | 14939545466.0709
commercial lighting | 4ft LFL: T8 F32 Commodity | 2022 | FIXED_OM | NEW | lodging | USD/gigalumen_year | us | us | 14939545466.0709
commercial lighting | 4ft LFL: T8 F32 Commodity | 2022 | FIXED_OM | NEW | merc/service | USD/gigalumen_year | us | us | 14939545466.0709
commercial lighting | 4ft LFL: T8 F32 Commodity | 2022 | FIXED_OM | NEW | office-large | USD/gigalumen_year | us | us | 14939545466.0709
commercial lighting | 4ft LFL: T8 F32 Commodity | 2022 | FIXED_OM | NEW | office-small | USD/gigalumen_year | us | us | 14939545466.0709
commercial lighting | 4ft LFL: T8 F32 Commodity | 2022 | FIXED_OM | NEW | other | USD/gigalumen_year | us | us | 14939545466.0709
commercial lighting | 4ft LFL: T8 F32 Commodity | 2022 | FIXED_OM | NEW | warehouse | USD/gigalumen_year | us | us | 14939545466.0709
commercial lighting | 4ft LFL: T8 F32 Commodity | 2022 | FIXED_OM | REPLACEMENT | assembly | USD/gigalumen_year | us | us | 14939545466.0709
commercial lighting | 4ft LFL: T8 F32 Commodity | 2022 | FIXED_OM | REPLACEMENT | education | USD/gigalumen_year | us | us | 14939545466.0709
commercial lighting | 4ft LFL: T8 F32 Commodity | 2022 | FIXED_OM | REPLACEMENT | food sales | USD/gigalumen_year | us | us | 14939545466.0709
commercial lighting | 4ft LFL: T8 F32 Commodity | 2022 | FIXED_OM | REPLACEMENT | food service | USD/gigalumen_year | us | us | 14939545466.0709
commercial lighting | 4ft LFL: T8 F32 Commodity | 2022 | FIXED_OM | REPLACEMENT | health | USD/gigalumen_year | us | us | 14939545466.0709
commercial lighting | 4ft LFL: T8 F32 Commodity | 2022 | FIXED_OM | REPLACEMENT | lodging | USD/gigalumen_year | us | us | 14939545466.0709
commercial lighting | 4ft LFL: T8 F32 Commodity | 2022 | FIXED_OM | REPLACEMENT | merc/service | USD/gigalumen_year | us | us | 14939545466.0709
commercial lighting | 4ft LFL: T8 F32 Commodity | 2022 | FIXED_OM | REPLACEMENT | office-large | USD/gigalumen_year | us | us | 14939545466.0709
commercial lighting | 4ft LFL: T8 F32 Commodity | 2022 | FIXED_OM | REPLACEMENT | office-small | USD/gigalumen_year | us | us | 14939545466.0709
commercial lighting | 4ft LFL: T8 F32 Commodity | 2022 | FIXED_OM | REPLACEMENT | other | USD/gigalumen_year | us | us | 14939545466.0709
commercial lighting | 4ft LFL: T8 F32 Commodity | 2022 | FIXED_OM | REPLACEMENT | warehouse | USD/gigalumen_year | us | us | 14939545466.0709
commercial lighting | 4ft LFL: T8 F32 Commodity | 2023 | CAPITAL | NEW | assembly | USD/gigalumen_year | us | us | 166965863479.295
commercial lighting | 4ft LFL: T8 F32 Commodity | 2023 | CAPITAL | NEW | education | USD/gigalumen_year | us | us | 166965863479.295
commercial lighting | 4ft LFL: T8 F32 Commodity | 2023 | CAPITAL | NEW | food sales | USD/gigalumen_year | us | us | 166965863479.295
commercial lighting | 4ft LFL: T8 F32 Commodity | 2023 | CAPITAL | NEW | food service | USD/gigalumen_year | us | us | 166965863479.295
commercial lighting | 4ft LFL: T8 F32 Commodity | 2023 | CAPITAL | NEW | health | USD/gigalumen_year | us | us | 166965863479.295
commercial lighting | 4ft LFL: T8 F32 Commodity | 2023 | CAPITAL | NEW | lodging | USD/gigalumen_year | us | us | 166965863479.295
commercial lighting | 4ft LFL: T8 F32 Commodity | 2023 | CAPITAL | NEW | merc/service | USD/gigalumen_year | us | us | 166965863479.295
commercial lighting | 4ft LFL: T8 F32 Commodity | 2023 | CAPITAL | NEW | office-large | USD/gigalumen_year | us | us | 166965863479.295
commercial lighting | 4ft LFL: T8 F32 Commodity | 2023 | CAPITAL | NEW | office-small | USD/gigalumen_year | us | us | 166965863479.295
commercial lighting | 4ft LFL: T8 F32 Commodity | 2023 | CAPITAL | NEW | other | USD/gigalumen_year | us | us | 166965863479.295
commercial lighting | 4ft LFL: T8 F32 Commodity | 2023 | CAPITAL | NEW | warehouse | USD/gigalumen_year | us | us | 166965863479.295
commercial lighting | 4ft LFL: T8 F32 Commodity | 2023 | CAPITAL | REPLACEMENT | assembly | USD/gigalumen_year | us | us | 166965863479.295
commercial lighting | 4ft LFL: T8 F32 Commodity | 2023 | CAPITAL | REPLACEMENT | education | USD/gigalumen_year | us | us | 166965863479.295
commercial lighting | 4ft LFL: T8 F32 Commodity | 2023 | CAPITAL | REPLACEMENT | food sales | USD/gigalumen_year | us | us | 166965863479.295
commercial lighting | 4ft LFL: T8 F32 Commodity | 2023 | CAPITAL | REPLACEMENT | food service | USD/gigalumen_year | us | us | 166965863479.295
commercial lighting | 4ft LFL: T8 F32 Commodity | 2023 | CAPITAL | REPLACEMENT | health | USD/gigalumen_year | us | us | 166965863479.295
commercial lighting | 4ft LFL: T8 F32 Commodity | 2023 | CAPITAL | REPLACEMENT | lodging | USD/gigalumen_year | us | us | 166965863479.295
commercial lighting | 4ft LFL: T8 F32 Commodity | 2023 | CAPITAL | REPLACEMENT | merc/service | USD/gigalumen_year | us | us | 166965863479.295
commercial lighting | 4ft LFL: T8 F32 Commodity | 2023 | CAPITAL | REPLACEMENT | office-large | USD/gigalumen_year | us | us | 166965863479.295
commercial lighting | 4ft LFL: T8 F32 Commodity | 2023 | CAPITAL | REPLACEMENT | office-small | USD/gigalumen_year | us | us | 166965863479.295
commercial lighting | 4ft LFL: T8 F32 Commodity | 2023 | CAPITAL | REPLACEMENT | other | USD/gigalumen_year | us | us | 166965863479.295
commercial lighting | 4ft LFL: T8 F32 Commodity | 2023 | CAPITAL | REPLACEMENT | warehouse | USD/gigalumen_year | us | us | 166965863479.295
commercial lighting | 4ft LFL: T8 F32 Commodity | 2023 | FIXED_OM | NEW | assembly | USD/gigalumen_year | us | us | 14845586060.6239
commercial lighting | 4ft LFL: T8 F32 Commodity | 2023 | FIXED_OM | NEW | education | USD/gigalumen_year | us | us | 14845586060.6239
commercial lighting | 4ft LFL: T8 F32 Commodity | 2023 | FIXED_OM | NEW | food sales | USD/gigalumen_year | us | us | 14845586060.6239
commercial lighting | 4ft LFL: T8 F32 Commodity | 2023 | FIXED_OM | NEW | food service | USD/gigalumen_year | us | us | 14845586060.6239
commercial lighting | 4ft LFL: T8 F32 Commodity | 2023 | FIXED_OM | NEW | health | USD/gigalumen_year | us | us | 14845586060.6239
commercial lighting | 4ft LFL: T8 F32 Commodity | 2023 | FIXED_OM | NEW | lodging | USD/gigalumen_year | us | us | 14845586060.6239
commercial lighting | 4ft LFL: T8 F32 Commodity | 2023 | FIXED_OM | NEW | merc/service | USD/gigalumen_year | us | us | 14845586060.6239
commercial lighting | 4ft LFL: T8 F32 Commodity | 2023 | FIXED_OM | NEW | office-large | USD/gigalumen_year | us | us | 14845586060.6239
commercial lighting | 4ft LFL: T8 F32 Commodity | 2023 | FIXED_OM | NEW | office-small | USD/gigalumen_year | us | us | 14845586060.6239
commercial lighting | 4ft LFL: T8 F32 Commodity | 2023 | FIXED_OM | NEW | other | USD/gigalumen_year | us | us | 14845586060.6239
commercial lighting | 4ft LFL: T8 F32 Commodity | 2023 | FIXED_OM | NEW | warehouse | USD/gigalumen_year | us | us | 14845586060.6239
commercial lighting | 4ft LFL: T8 F32 Commodity | 2023 | FIXED_OM | REPLACEMENT | assembly | USD/gigalumen_year | us | us | 14845586060.6239
commercial lighting | 4ft LFL: T8 F32 Commodity | 2023 | FIXED_OM | REPLACEMENT | education | USD/gigalumen_year | us | us | 14845586060.6239
commercial lighting | 4ft LFL: T8 F32 Commodity | 2023 | FIXED_OM | REPLACEMENT | food sales | USD/gigalumen_year | us | us | 14845586060.6239
commercial lighting | 4ft LFL: T8 F32 Commodity | 2023 | FIXED_OM | REPLACEMENT | food service | USD/gigalumen_year | us | us | 14845586060.6239
commercial lighting | 4ft LFL: T8 F32 Commodity | 2023 | FIXED_OM | REPLACEMENT | health | USD/gigalumen_year | us | us | 14845586060.6239
commercial lighting | 4ft LFL: T8 F32 Commodity | 2023 | FIXED_OM | REPLACEMENT | lodging | USD/gigalumen_year | us | us | 14845586060.6239
commercial lighting | 4ft LFL: T8 F32 Commodity | 2023 | FIXED_OM | REPLACEMENT | merc/service | USD/gigalumen_year | us | us | 14845586060.6239
commercial lighting | 4ft LFL: T8 F32 Commodity | 2023 | FIXED_OM | REPLACEMENT | office-large | USD/gigalumen_year | us | us | 14845586060.6239
commercial lighting | 4ft LFL: T8 F32 Commodity | 2023 | FIXED_OM | REPLACEMENT | office-small | USD/gigalumen_year | us | us | 14845586060.6239
commercial lighting | 4ft LFL: T8 F32 Commodity | 2023 | FIXED_OM | REPLACEMENT | other | USD/gigalumen_year | us | us | 14845586060.6239
commercial lighting | 4ft LFL: T8 F32 Commodity | 2023 | FIXED_OM | REPLACEMENT | warehouse | USD/gigalumen_year | us | us | 14845586060.6239
commercial lighting | 4ft LFL: T8 F32 Commodity | 2024 | CAPITAL | NEW | assembly | USD/gigalumen_year | us | us | 166496066452.06
commercial lighting | 4ft LFL: T8 F32 Commodity | 2024 | CAPITAL | NEW | education | USD/gigalumen_year | us | us | 166496066452.06
commercial lighting | 4ft LFL: T8 F32 Commodity | 2024 | CAPITAL | NEW | food sales | USD/gigalumen_year | us | us | 166496066452.06
commercial lighting | 4ft LFL: T8 F32 Commodity | 2024 | CAPITAL | NEW | food service | USD/gigalumen_year | us | us | 166496066452.06
commercial lighting | 4ft LFL: T8 F32 Commodity | 2024 | CAPITAL | NEW | health | USD/gigalumen_year | us | us | 166496066452.06
commercial lighting | 4ft LFL: T8 F32 Commodity | 2024 | CAPITAL | NEW | lodging | USD/gigalumen_year | us | us | 166496066452.06
commercial lighting | 4ft LFL: T8 F32 Commodity | 2024 | CAPITAL | NEW | merc/service | USD/gigalumen_year | us | us | 166496066452.06
commercial lighting | 4ft LFL: T8 F32 Commodity | 2024 | CAPITAL | NEW | office-large | USD/gigalumen_year | us | us | 166496066452.06
commercial lighting | 4ft LFL: T8 F32 Commodity | 2024 | CAPITAL | NEW | office-small | USD/gigalumen_year | us | us | 166496066452.06
commercial lighting | 4ft LFL: T8 F32 Commodity | 2024 | CAPITAL | NEW | other | USD/gigalumen_year | us | us | 166496066452.06
commercial lighting | 4ft LFL: T8 F32 Commodity | 2024 | CAPITAL | NEW | warehouse | USD/gigalumen_year | us | us | 166496066452.06
commercial lighting | 4ft LFL: T8 F32 Commodity | 2024 | CAPITAL | REPLACEMENT | assembly | USD/gigalumen_year | us | us | 166496066452.06
commercial lighting | 4ft LFL: T8 F32 Commodity | 2024 | CAPITAL | REPLACEMENT | education | USD/gigalumen_year | us | us | 166496066452.06
commercial lighting | 4ft LFL: T8 F32 Commodity | 2024 | CAPITAL | REPLACEMENT | food sales | USD/gigalumen_year | us | us | 166496066452.06
commercial lighting | 4ft LFL: T8 F32 Commodity | 2024 | CAPITAL | REPLACEMENT | food service | USD/gigalumen_year | us | us | 166496066452.06
commercial lighting | 4ft LFL: T8 F32 Commodity | 2024 | CAPITAL | REPLACEMENT | health | USD/gigalumen_year | us | us | 166496066452.06
commercial lighting | 4ft LFL: T8 F32 Commodity | 2024 | CAPITAL | REPLACEMENT | lodging | USD/gigalumen_year | us | us | 166496066452.06
commercial lighting | 4ft LFL: T8 F32 Commodity | 2024 | CAPITAL | REPLACEMENT | merc/service | USD/gigalumen_year | us | us | 166496066452.06
commercial lighting | 4ft LFL: T8 F32 Commodity | 2024 | CAPITAL | REPLACEMENT | office-large | USD/gigalumen_year | us | us | 166496066452.06
commercial lighting | 4ft LFL: T8 F32 Commodity | 2024 | CAPITAL | REPLACEMENT | office-small | USD/gigalumen_year | us | us | 166496066452.06
commercial lighting | 4ft LFL: T8 F32 Commodity | 2024 | CAPITAL | REPLACEMENT | other | USD/gigalumen_year | us | us | 166496066452.06
commercial lighting | 4ft LFL: T8 F32 Commodity | 2024 | CAPITAL | REPLACEMENT | warehouse | USD/gigalumen_year | us | us | 166496066452.06
commercial lighting | 4ft LFL: T8 F32 Commodity | 2024 | FIXED_OM | NEW | assembly | USD/gigalumen_year | us | us | 14751626655.1769
commercial lighting | 4ft LFL: T8 F32 Commodity | 2024 | FIXED_OM | NEW | education | USD/gigalumen_year | us | us | 14751626655.1769
commercial lighting | 4ft LFL: T8 F32 Commodity | 2024 | FIXED_OM | NEW | food sales | USD/gigalumen_year | us | us | 14751626655.1769
commercial lighting | 4ft LFL: T8 F32 Commodity | 2024 | FIXED_OM | NEW | food service | USD/gigalumen_year | us | us | 14751626655.1769
commercial lighting | 4ft LFL: T8 F32 Commodity | 2024 | FIXED_OM | NEW | health | USD/gigalumen_year | us | us | 14751626655.1769
commercial lighting | 4ft LFL: T8 F32 Commodity | 2024 | FIXED_OM | NEW | lodging | USD/gigalumen_year | us | us | 14751626655.1769
commercial lighting | 4ft LFL: T8 F32 Commodity | 2024 | FIXED_OM | NEW | merc/service | USD/gigalumen_year | us | us | 14751626655.1769
commercial lighting | 4ft LFL: T8 F32 Commodity | 2024 | FIXED_OM | NEW | office-large | USD/gigalumen_year | us | us | 14751626655.1769
commercial lighting | 4ft LFL: T8 F32 Commodity | 2024 | FIXED_OM | NEW | office-small | USD/gigalumen_year | us | us | 14751626655.1769
commercial lighting | 4ft LFL: T8 F32 Commodity | 2024 | FIXED_OM | NEW | other | USD/gigalumen_year | us | us | 14751626655.1769
commercial lighting | 4ft LFL: T8 F32 Commodity | 2024 | FIXED_OM | NEW | warehouse | USD/gigalumen_year | us | us | 14751626655.1769
commercial lighting | 4ft LFL: T8 F32 Commodity | 2024 | FIXED_OM | REPLACEMENT | assembly | USD/gigalumen_year | us | us | 14751626655.1769
commercial lighting | 4ft LFL: T8 F32 Commodity | 2024 | FIXED_OM | REPLACEMENT | education | USD/gigalumen_year | us | us | 14751626655.1769
commercial lighting | 4ft LFL: T8 F32 Commodity | 2024 | FIXED_OM | REPLACEMENT | food sales | USD/gigalumen_year | us | us | 14751626655.1769
commercial lighting | 4ft LFL: T8 F32 Commodity | 2024 | FIXED_OM | REPLACEMENT | food service | USD/gigalumen_year | us | us | 14751626655.1769
commercial lighting | 4ft LFL: T8 F32 Commodity | 2024 | FIXED_OM | REPLACEMENT | health | USD/gigalumen_year | us | us | 14751626655.1769
commercial lighting | 4ft LFL: T8 F32 Commodity | 2024 | FIXED_OM | REPLACEMENT | lodging | USD/gigalumen_year | us | us | 14751626655.1769
commercial lighting | 4ft LFL: T8 F32 Commodity | 2024 | FIXED_OM | REPLACEMENT | merc/service | USD/gigalumen_year | us | us | 14751626655.1769
commercial lighting | 4ft LFL: T8 F32 Commodity | 2024 | FIXED_OM | REPLACEMENT | office-large | USD/gigalumen_year | us | us | 14751626655.1769
commercial lighting | 4ft LFL: T8 F32 Commodity | 2024 | FIXED_OM | REPLACEMENT | office-small | USD/gigalumen_year | us | us | 14751626655.1769
commercial lighting | 4ft LFL: T8 F32 Commodity | 2024 | FIXED_OM | REPLACEMENT | other | USD/gigalumen_year | us | us | 14751626655.1769
commercial lighting | 4ft LFL: T8 F32 Commodity | 2024 | FIXED_OM | REPLACEMENT | warehouse | USD/gigalumen_year | us | us | 14751626655.1769
commercial lighting | 4ft LFL: T8 F32 Commodity | 2025 | CAPITAL | NEW | assembly | USD/gigalumen_year | us | us | 166026269424.826
commercial lighting | 4ft LFL: T8 F32 Commodity | 2025 | CAPITAL | NEW | education | USD/gigalumen_year | us | us | 166026269424.826
commercial lighting | 4ft LFL: T8 F32 Commodity | 2025 | CAPITAL | NEW | food sales | USD/gigalumen_year | us | us | 166026269424.826
commercial lighting | 4ft LFL: T8 F32 Commodity | 2025 | CAPITAL | NEW | food service | USD/gigalumen_year | us | us | 166026269424.826
commercial lighting | 4ft LFL: T8 F32 Commodity | 2025 | CAPITAL | NEW | health | USD/gigalumen_year | us | us | 166026269424.826
commercial lighting | 4ft LFL: T8 F32 Commodity | 2025 | CAPITAL | NEW | lodging | USD/gigalumen_year | us | us | 166026269424.826
commercial lighting | 4ft LFL: T8 F32 Commodity | 2025 | CAPITAL | NEW | merc/service | USD/gigalumen_year | us | us | 166026269424.826
commercial lighting | 4ft LFL: T8 F32 Commodity | 2025 | CAPITAL | NEW | office-large | USD/gigalumen_year | us | us | 166026269424.826
commercial lighting | 4ft LFL: T8 F32 Commodity | 2025 | CAPITAL | NEW | office-small | USD/gigalumen_year | us | us | 166026269424.826
commercial lighting | 4ft LFL: T8 F32 Commodity | 2025 | CAPITAL | NEW | other | USD/gigalumen_year | us | us | 166026269424.826
commercial lighting | 4ft LFL: T8 F32 Commodity | 2025 | CAPITAL | NEW | warehouse | USD/gigalumen_year | us | us | 166026269424.826
commercial lighting | 4ft LFL: T8 F32 Commodity | 2025 | CAPITAL | REPLACEMENT | assembly | USD/gigalumen_year | us | us | 166026269424.826
commercial lighting | 4ft LFL: T8 F32 Commodity | 2025 | CAPITAL | REPLACEMENT | education | USD/gigalumen_year | us | us | 166026269424.826
commercial lighting | 4ft LFL: T8 F32 Commodity | 2025 | CAPITAL | REPLACEMENT | food sales | USD/gigalumen_year | us | us | 166026269424.826
commercial lighting | 4ft LFL: T8 F32 Commodity | 2025 | CAPITAL | REPLACEMENT | food service | USD/gigalumen_year | us | us | 166026269424.826
commercial lighting | 4ft LFL: T8 F32 Commodity | 2025 | CAPITAL | REPLACEMENT | health | USD/gigalumen_year | us | us | 166026269424.826
commercial lighting | 4ft LFL: T8 F32 Commodity | 2025 | CAPITAL | REPLACEMENT | lodging | USD/gigalumen_year | us | us | 166026269424.826
commercial lighting | 4ft LFL: T8 F32 Commodity | 2025 | CAPITAL | REPLACEMENT | merc/service | USD/gigalumen_year | us | us | 166026269424.826
commercial lighting | 4ft LFL: T8 F32 Commodity | 2025 | CAPITAL | REPLACEMENT | office-large | USD/gigalumen_year | us | us | 166026269424.826
commercial lighting | 4ft LFL: T8 F32 Commodity | 2025 | CAPITAL | REPLACEMENT | office-small | USD/gigalumen_year | us | us | 166026269424.826
commercial lighting | 4ft LFL: T8 F32 Commodity | 2025 | CAPITAL | REPLACEMENT | other | USD/gigalumen_year | us | us | 166026269424.826
commercial lighting | 4ft LFL: T8 F32 Commodity | 2025 | CAPITAL | REPLACEMENT | warehouse | USD/gigalumen_year | us | us | 166026269424.826
commercial lighting | 4ft LFL: T8 F32 Commodity | 2025 | FIXED_OM | NEW | assembly | USD/gigalumen_year | us | us | 14657667249.7299
commercial lighting | 4ft LFL: T8 F32 Commodity | 2025 | FIXED_OM | NEW | education | USD/gigalumen_year | us | us | 14657667249.7299
commercial lighting | 4ft LFL: T8 F32 Commodity | 2025 | FIXED_OM | NEW | food sales | USD/gigalumen_year | us | us | 14657667249.7299
commercial lighting | 4ft LFL: T8 F32 Commodity | 2025 | FIXED_OM | NEW | food service | USD/gigalumen_year | us | us | 14657667249.7299
commercial lighting | 4ft LFL: T8 F32 Commodity | 2025 | FIXED_OM | NEW | health | USD/gigalumen_year | us | us | 14657667249.7299
commercial lighting | 4ft LFL: T8 F32 Commodity | 2025 | FIXED_OM | NEW | lodging | USD/gigalumen_year | us | us | 14657667249.7299
commercial lighting | 4ft LFL: T8 F32 Commodity | 2025 | FIXED_OM | NEW | merc/service | USD/gigalumen_year | us | us | 14657667249.7299
commercial lighting | 4ft LFL: T8 F32 Commodity | 2025 | FIXED_OM | NEW | office-large | USD/gigalumen_year | us | us | 14657667249.7299
commercial lighting | 4ft LFL: T8 F32 Commodity | 2025 | FIXED_OM | NEW | office-small | USD/gigalumen_year | us | us | 14657667249.7299
commercial lighting | 4ft LFL: T8 F32 Commodity | 2025 | FIXED_OM | NEW | other | USD/gigalumen_year | us | us | 14657667249.7299
commercial lighting | 4ft LFL: T8 F32 Commodity | 2025 | FIXED_OM | NEW | warehouse | USD/gigalumen_year | us | us | 14657667249.7299
commercial lighting | 4ft LFL: T8 F32 Commodity | 2025 | FIXED_OM | REPLACEMENT | assembly | USD/gigalumen_year | us | us | 14657667249.7299
commercial lighting | 4ft LFL: T8 F32 Commodity | 2025 | FIXED_OM | REPLACEMENT | education | USD/gigalumen_year | us | us | 14657667249.7299
commercial lighting | 4ft LFL: T8 F32 Commodity | 2025 | FIXED_OM | REPLACEMENT | food sales | USD/gigalumen_year | us | us | 14657667249.7299
commercial lighting | 4ft LFL: T8 F32 Commodity | 2025 | FIXED_OM | REPLACEMENT | food service | USD/gigalumen_year | us | us | 14657667249.7299
commercial lighting | 4ft LFL: T8 F32 Commodity | 2025 | FIXED_OM | REPLACEMENT | health | USD/gigalumen_year | us | us | 14657667249.7299
commercial lighting | 4ft LFL: T8 F32 Commodity | 2025 | FIXED_OM | REPLACEMENT | lodging | USD/gigalumen_year | us | us | 14657667249.7299
commercial lighting | 4ft LFL: T8 F32 Commodity | 2025 | FIXED_OM | REPLACEMENT | merc/service | USD/gigalumen_year | us | us | 14657667249.7299
commercial lighting | 4ft LFL: T8 F32 Commodity | 2025 | FIXED_OM | REPLACEMENT | office-large | USD/gigalumen_year | us | us | 14657667249.7299
commercial lighting | 4ft LFL: T8 F32 Commodity | 2025 | FIXED_OM | REPLACEMENT | office-small | USD/gigalumen_year | us | us | 14657667249.7299
commercial lighting | 4ft LFL: T8 F32 Commodity | 2025 | FIXED_OM | REPLACEMENT | other | USD/gigalumen_year | us | us | 14657667249.7299
commercial lighting | 4ft LFL: T8 F32 Commodity | 2025 | FIXED_OM | REPLACEMENT | warehouse | USD/gigalumen_year | us | us | 14657667249.7299
commercial lighting | 4ft LFL: T8 F32 Commodity | 2026 | CAPITAL | NEW | assembly | USD/gigalumen_year | us | us | 165556472397.591
commercial lighting | 4ft LFL: T8 F32 Commodity | 2026 | CAPITAL | NEW | education | USD/gigalumen_year | us | us | 165556472397.591
commercial lighting | 4ft LFL: T8 F32 Commodity | 2026 | CAPITAL | NEW | food sales | USD/gigalumen_year | us | us | 165556472397.591
commercial lighting | 4ft LFL: T8 F32 Commodity | 2026 | CAPITAL | NEW | food service | USD/gigalumen_year | us | us | 165556472397.591
commercial lighting | 4ft LFL: T8 F32 Commodity | 2026 | CAPITAL | NEW | health | USD/gigalumen_year | us | us | 165556472397.591
commercial lighting | 4ft LFL: T8 F32 Commodity | 2026 | CAPITAL | NEW | lodging | USD/gigalumen_year | us | us | 165556472397.591
commercial lighting | 4ft LFL: T8 F32 Commodity | 2026 | CAPITAL | NEW | merc/service | USD/gigalumen_year | us | us | 165556472397.591
commercial lighting | 4ft LFL: T8 F32 Commodity | 2026 | CAPITAL | NEW | office-large | USD/gigalumen_year | us | us | 165556472397.591
commercial lighting | 4ft LFL: T8 F32 Commodity | 2026 | CAPITAL | NEW | office-small | USD/gigalumen_year | us | us | 165556472397.591
commercial lighting | 4ft LFL: T8 F32 Commodity | 2026 | CAPITAL | NEW | other | USD/gigalumen_year | us | us | 165556472397.591
commercial lighting | 4ft LFL: T8 F32 Commodity | 2026 | CAPITAL | NEW | warehouse | USD/gigalumen_year | us | us | 165556472397.591
commercial lighting | 4ft LFL: T8 F32 Commodity | 2026 | CAPITAL | REPLACEMENT | assembly | USD/gigalumen_year | us | us | 165556472397.591
commercial lighting | 4ft LFL: T8 F32 Commodity | 2026 | CAPITAL | REPLACEMENT | education | USD/gigalumen_year | us | us | 165556472397.591
commercial lighting | 4ft LFL: T8 F32 Commodity | 2026 | CAPITAL | REPLACEMENT | food sales | USD/gigalumen_year | us | us | 165556472397.591
commercial lighting | 4ft LFL: T8 F32 Commodity | 2026 | CAPITAL | REPLACEMENT | food service | USD/gigalumen_year | us | us | 165556472397.591
commercial lighting | 4ft LFL: T8 F32 Commodity | 2026 | CAPITAL | REPLACEMENT | health | USD/gigalumen_year | us | us | 165556472397.591
commercial lighting | 4ft LFL: T8 F32 Commodity | 2026 | CAPITAL | REPLACEMENT | lodging | USD/gigalumen_year | us | us | 165556472397.591
commercial lighting | 4ft LFL: T8 F32 Commodity | 2026 | CAPITAL | REPLACEMENT | merc/service | USD/gigalumen_year | us | us | 165556472397.591
commercial lighting | 4ft LFL: T8 F32 Commodity | 2026 | CAPITAL | REPLACEMENT | office-large | USD/gigalumen_year | us | us | 165556472397.591
commercial lighting | 4ft LFL: T8 F32 Commodity | 2026 | CAPITAL | REPLACEMENT | office-small | USD/gigalumen_year | us | us | 165556472397.591
commercial lighting | 4ft LFL: T8 F32 Commodity | 2026 | CAPITAL | REPLACEMENT | other | USD/gigalumen_year | us | us | 165556472397.591
commercial lighting | 4ft LFL: T8 F32 Commodity | 2026 | CAPITAL | REPLACEMENT | warehouse | USD/gigalumen_year | us | us | 165556472397.591
commercial lighting | 4ft LFL: T8 F32 Commodity | 2026 | FIXED_OM | NEW | assembly | USD/gigalumen_year | us | us | 14563707844.2829
commercial lighting | 4ft LFL: T8 F32 Commodity | 2026 | FIXED_OM | NEW | education | USD/gigalumen_year | us | us | 14563707844.2829
commercial lighting | 4ft LFL: T8 F32 Commodity | 2026 | FIXED_OM | NEW | food sales | USD/gigalumen_year | us | us | 14563707844.2829
commercial lighting | 4ft LFL: T8 F32 Commodity | 2026 | FIXED_OM | NEW | food service | USD/gigalumen_year | us | us | 14563707844.2829
commercial lighting | 4ft LFL: T8 F32 Commodity | 2026 | FIXED_OM | NEW | health | USD/gigalumen_year | us | us | 14563707844.2829
commercial lighting | 4ft LFL: T8 F32 Commodity | 2026 | FIXED_OM | NEW | lodging | USD/gigalumen_year | us | us | 14563707844.2829
commercial lighting | 4ft LFL: T8 F32 Commodity | 2026 | FIXED_OM | NEW | merc/service | USD/gigalumen_year | us | us | 14563707844.2829
commercial lighting | 4ft LFL: T8 F32 Commodity | 2026 | FIXED_OM | NEW | office-large | USD/gigalumen_year | us | us | 14563707844.2829
commercial lighting | 4ft LFL: T8 F32 Commodity | 2026 | FIXED_OM | NEW | office-small | USD/gigalumen_year | us | us | 14563707844.2829
commercial lighting | 4ft LFL: T8 F32 Commodity | 2026 | FIXED_OM | NEW | other | USD/gigalumen_year | us | us | 14563707844.2829
commercial lighting | 4ft LFL: T8 F32 Commodity | 2026 | FIXED_OM | NEW | warehouse | USD/gigalumen_year | us | us | 14563707844.2829
commercial lighting | 4ft LFL: T8 F32 Commodity | 2026 | FIXED_OM | REPLACEMENT | assembly | USD/gigalumen_year | us | us | 14563707844.2829
commercial lighting | 4ft LFL: T8 F32 Commodity | 2026 | FIXED_OM | REPLACEMENT | education | USD/gigalumen_year | us | us | 14563707844.2829
commercial lighting | 4ft LFL: T8 F32 Commodity | 2026 | FIXED_OM | REPLACEMENT | food sales | USD/gigalumen_year | us | us | 14563707844.2829
commercial lighting | 4ft LFL: T8 F32 Commodity | 2026 | FIXED_OM | REPLACEMENT | food service | USD/gigalumen_year | us | us | 14563707844.2829
commercial lighting | 4ft LFL: T8 F32 Commodity | 2026 | FIXED_OM | REPLACEMENT | health | USD/gigalumen_year | us | us | 14563707844.2829
commercial lighting | 4ft LFL: T8 F32 Commodity | 2026 | FIXED_OM | REPLACEMENT | lodging | USD/gigalumen_year | us | us | 14563707844.2829
commercial lighting | 4ft LFL: T8 F32 Commodity | 2026 | FIXED_OM | REPLACEMENT | merc/service | USD/gigalumen_year | us | us | 14563707844.2829
commercial lighting | 4ft LFL: T8 F32 Commodity | 2026 | FIXED_OM | REPLACEMENT | office-large | USD/gigalumen_year | us | us | 14563707844.2829
commercial lighting | 4ft LFL: T8 F32 Commodity | 2026 | FIXED_OM | REPLACEMENT | office-small | USD/gigalumen_year | us | us | 14563707844.2829
commercial lighting | 4ft LFL: T8 F32 Commodity | 2026 | FIXED_OM | REPLACEMENT | other | USD/gigalumen_year | us | us | 14563707844.2829
commercial lighting | 4ft LFL: T8 F32 Commodity | 2026 | FIXED_OM | REPLACEMENT | warehouse | USD/gigalumen_year | us | us | 14563707844.2829
commercial lighting | 4ft LFL: T8 F32 Commodity | 2027 | CAPITAL | NEW | assembly | USD/gigalumen_year | us | us | 165086675370.356
commercial lighting | 4ft LFL: T8 F32 Commodity | 2027 | CAPITAL | NEW | education | USD/gigalumen_year | us | us | 165086675370.356
commercial lighting | 4ft LFL: T8 F32 Commodity | 2027 | CAPITAL | NEW | food sales | USD/gigalumen_year | us | us | 165086675370.356
commercial lighting | 4ft LFL: T8 F32 Commodity | 2027 | CAPITAL | NEW | food service | USD/gigalumen_year | us | us | 165086675370.356
commercial lighting | 4ft LFL: T8 F32 Commodity | 2027 | CAPITAL | NEW | health | USD/gigalumen_year | us | us | 165086675370.356
commercial lighting | 4ft LFL: T8 F32 Commodity | 2027 | CAPITAL | NEW | lodging | USD/gigalumen_year | us | us | 165086675370.356
commercial lighting | 4ft LFL: T8 F32 Commodity | 2027 | CAPITAL | NEW | merc/service | USD/gigalumen_year | us | us | 165086675370.356
commercial lighting | 4ft LFL: T8 F32 Commodity | 2027 | CAPITAL | NEW | office-large | USD/gigalumen_year | us | us | 165086675370.356
commercial lighting | 4ft LFL: T8 F32 Commodity | 2027 | CAPITAL | NEW | office-small | USD/gigalumen_year | us | us | 165086675370.356
commercial lighting | 4ft LFL: T8 F32 Commodity | 2027 | CAPITAL | NEW | other | USD/gigalumen_year | us | us | 165086675370.356
commercial lighting | 4ft LFL: T8 F32 Commodity | 2027 | CAPITAL | NEW | warehouse | USD/gigalumen_year | us | us | 165086675370.356
commercial lighting | 4ft LFL: T8 F32 Commodity | 2027 | CAPITAL | REPLACEMENT | assembly | USD/gigalumen_year | us | us | 165086675370.356
commercial lighting | 4ft LFL: T8 F32 Commodity | 2027 | CAPITAL | REPLACEMENT | education | USD/gigalumen_year | us | us | 165086675370.356
commercial lighting | 4ft LFL: T8 F32 Commodity | 2027 | CAPITAL | REPLACEMENT | food sales | USD/gigalumen_year | us | us | 165086675370.356
commercial lighting | 4ft LFL: T8 F32 Commodity | 2027 | CAPITAL | REPLACEMENT | food service | USD/gigalumen_year | us | us | 165086675370.356
commercial lighting | 4ft LFL: T8 F32 Commodity | 2027 | CAPITAL | REPLACEMENT | health | USD/gigalumen_year | us | us | 165086675370.356
commercial lighting | 4ft LFL: T8 F32 Commodity | 2027 | CAPITAL | REPLACEMENT | lodging | USD/gigalumen_year | us | us | 165086675370.356
commercial lighting | 4ft LFL: T8 F32 Commodity | 2027 | CAPITAL | REPLACEMENT | merc/service | USD/gigalumen_year | us | us | 165086675370.356
commercial lighting | 4ft LFL: T8 F32 Commodity | 2027 | CAPITAL | REPLACEMENT | office-large | USD/gigalumen_year | us | us | 165086675370.356
commercial lighting | 4ft LFL: T8 F32 Commodity | 2027 | CAPITAL | REPLACEMENT | office-small | USD/gigalumen_year | us | us | 165086675370.356
commercial lighting | 4ft LFL: T8 F32 Commodity | 2027 | CAPITAL | REPLACEMENT | other | USD/gigalumen_year | us | us | 165086675370.356
commercial lighting | 4ft LFL: T8 F32 Commodity | 2027 | CAPITAL | REPLACEMENT | warehouse | USD/gigalumen_year | us | us | 165086675370.356
commercial lighting | 4ft LFL: T8 F32 Commodity | 2027 | FIXED_OM | NEW | assembly | USD/gigalumen_year | us | us | 14469748438.8359
commercial lighting | 4ft LFL: T8 F32 Commodity | 2027 | FIXED_OM | NEW | education | USD/gigalumen_year | us | us | 14469748438.8359
commercial lighting | 4ft LFL: T8 F32 Commodity | 2027 | FIXED_OM | NEW | food sales | USD/gigalumen_year | us | us | 14469748438.8359
commercial lighting | 4ft LFL: T8 F32 Commodity | 2027 | FIXED_OM | NEW | food service | USD/gigalumen_year | us | us | 14469748438.8359
commercial lighting | 4ft LFL: T8 F32 Commodity | 2027 | FIXED_OM | NEW | health | USD/gigalumen_year | us | us | 14469748438.8359
commercial lighting | 4ft LFL: T8 F32 Commodity | 2027 | FIXED_OM | NEW | lodging | USD/gigalumen_year | us | us | 14469748438.8359
commercial lighting | 4ft LFL: T8 F32 Commodity | 2027 | FIXED_OM | NEW | merc/service | USD/gigalumen_year | us | us | 14469748438.8359
commercial lighting | 4ft LFL: T8 F32 Commodity | 2027 | FIXED_OM | NEW | office-large | USD/gigalumen_year | us | us | 14469748438.8359
commercial lighting | 4ft LFL: T8 F32 Commodity | 2027 | FIXED_OM | NEW | office-small | USD/gigalumen_year | us | us | 14469748438.8359
commercial lighting | 4ft LFL: T8 F32 Commodity | 2027 | FIXED_OM | NEW | other | USD/gigalumen_year | us | us | 14469748438.8359
commercial lighting | 4ft LFL: T8 F32 Commodity | 2027 | FIXED_OM | NEW | warehouse | USD/gigalumen_year | us | us | 14469748438.8359
commercial lighting | 4ft LFL: T8 F32 Commodity | 2027 | FIXED_OM | REPLACEMENT | assembly | USD/gigalumen_year | us | us | 14469748438.8359
commercial lighting | 4ft LFL: T8 F32 Commodity | 2027 | FIXED_OM | REPLACEMENT | education | USD/gigalumen_year | us | us | 14469748438.8359
commercial lighting | 4ft LFL: T8 F32 Commodity | 2027 | FIXED_OM | REPLACEMENT | food sales | USD/gigalumen_year | us | us | 14469748438.8359
commercial lighting | 4ft LFL: T8 F32 Commodity | 2027 | FIXED_OM | REPLACEMENT | food service | USD/gigalumen_year | us | us | 14469748438.8359
commercial lighting | 4ft LFL: T8 F32 Commodity | 2027 | FIXED_OM | REPLACEMENT | health | USD/gigalumen_year | us | us | 14469748438.8359
commercial lighting | 4ft LFL: T8 F32 Commodity | 2027 | FIXED_OM | REPLACEMENT | lodging | USD/gigalumen_year | us | us | 14469748438.8359
commercial lighting | 4ft LFL: T8 F32 Commodity | 2027 | FIXED_OM | REPLACEMENT | merc/service | USD/gigalumen_year | us | us | 14469748438.8359
commercial lighting | 4ft LFL: T8 F32 Commodity | 2027 | FIXED_OM | REPLACEMENT | office-large | USD/gigalumen_year | us | us | 14469748438.8359
commercial lighting | 4ft LFL: T8 F32 Commodity | 2027 | FIXED_OM | REPLACEMENT | office-small | USD/gigalumen_year | us | us | 14469748438.8359
commercial lighting | 4ft LFL: T8 F32 Commodity | 2027 | FIXED_OM | REPLACEMENT | other | USD/gigalumen_year | us | us | 14469748438.8359
commercial lighting | 4ft LFL: T8 F32 Commodity | 2027 | FIXED_OM | REPLACEMENT | warehouse | USD/gigalumen_year | us | us | 14469748438.8359
commercial lighting | 4ft LFL: T8 F32 Commodity | 2028 | CAPITAL | NEW | assembly | USD/gigalumen_year | us | us | 164616878343.121
commercial lighting | 4ft LFL: T8 F32 Commodity | 2028 | CAPITAL | NEW | education | USD/gigalumen_year | us | us | 164616878343.121
commercial lighting | 4ft LFL: T8 F32 Commodity | 2028 | CAPITAL | NEW | food sales | USD/gigalumen_year | us | us | 164616878343.121
commercial lighting | 4ft LFL: T8 F32 Commodity | 2028 | CAPITAL | NEW | food service | USD/gigalumen_year | us | us | 164616878343.121
commercial lighting | 4ft LFL: T8 F32 Commodity | 2028 | CAPITAL | NEW | health | USD/gigalumen_year | us | us | 164616878343.121
commercial lighting | 4ft LFL: T8 F32 Commodity | 2028 | CAPITAL | NEW | lodging | USD/gigalumen_year | us | us | 164616878343.121
commercial lighting | 4ft LFL: T8 F32 Commodity | 2028 | CAPITAL | NEW | merc/service | USD/gigalumen_year | us | us | 164616878343.121
commercial lighting | 4ft LFL: T8 F32 Commodity | 2028 | CAPITAL | NEW | office-large | USD/gigalumen_year | us | us | 164616878343.121
commercial lighting | 4ft LFL: T8 F32 Commodity | 2028 | CAPITAL | NEW | office-small | USD/gigalumen_year | us | us | 164616878343.121
commercial lighting | 4ft LFL: T8 F32 Commodity | 2028 | CAPITAL | NEW | other | USD/gigalumen_year | us | us | 164616878343.121
commercial lighting | 4ft LFL: T8 F32 Commodity | 2028 | CAPITAL | NEW | warehouse | USD/gigalumen_year | us | us | 164616878343.121
commercial lighting | 4ft LFL: T8 F32 Commodity | 2028 | CAPITAL | REPLACEMENT | assembly | USD/gigalumen_year | us | us | 164616878343.121
commercial lighting | 4ft LFL: T8 F32 Commodity | 2028 | CAPITAL | REPLACEMENT | education | USD/gigalumen_year | us | us | 164616878343.121
commercial lighting | 4ft LFL: T8 F32 Commodity | 2028 | CAPITAL | REPLACEMENT | food sales | USD/gigalumen_year | us | us | 164616878343.121
commercial lighting | 4ft LFL: T8 F32 Commodity | 2028 | CAPITAL | REPLACEMENT | food service | USD/gigalumen_year | us | us | 164616878343.121
commercial lighting | 4ft LFL: T8 F32 Commodity | 2028 | CAPITAL | REPLACEMENT | health | USD/gigalumen_year | us | us | 164616878343.121
commercial lighting | 4ft LFL: T8 F32 Commodity | 2028 | CAPITAL | REPLACEMENT | lodging | USD/gigalumen_year | us | us | 164616878343.121
commercial lighting | 4ft LFL: T8 F32 Commodity | 2028 | CAPITAL | REPLACEMENT | merc/service | USD/gigalumen_year | us | us | 164616878343.121
commercial lighting | 4ft LFL: T8 F32 Commodity | 2028 | CAPITAL | REPLACEMENT | office-large | USD/gigalumen_year | us | us | 164616878343.121
commercial lighting | 4ft LFL: T8 F32 Commodity | 2028 | CAPITAL | REPLACEMENT | office-small | USD/gigalumen_year | us | us | 164616878343.121
commercial lighting | 4ft LFL: T8 F32 Commodity | 2028 | CAPITAL | REPLACEMENT | other | USD/gigalumen_year | us | us | 164616878343.121
commercial lighting | 4ft LFL: T8 F32 Commodity | 2028 | CAPITAL | REPLACEMENT | warehouse | USD/gigalumen_year | us | us | 164616878343.121
commercial lighting | 4ft LFL: T8 F32 Commodity | 2028 | FIXED_OM | NEW | assembly | USD/gigalumen_year | us | us | 14375789033.389
commercial lighting | 4ft LFL: T8 F32 Commodity | 2028 | FIXED_OM | NEW | education | USD/gigalumen_year | us | us | 14375789033.389
commercial lighting | 4ft LFL: T8 F32 Commodity | 2028 | FIXED_OM | NEW | food sales | USD/gigalumen_year | us | us | 14375789033.389
commercial lighting | 4ft LFL: T8 F32 Commodity | 2028 | FIXED_OM | NEW | food service | USD/gigalumen_year | us | us | 14375789033.389
commercial lighting | 4ft LFL: T8 F32 Commodity | 2028 | FIXED_OM | NEW | health | USD/gigalumen_year | us | us | 14375789033.389
commercial lighting | 4ft LFL: T8 F32 Commodity | 2028 | FIXED_OM | NEW | lodging | USD/gigalumen_year | us | us | 14375789033.389
commercial lighting | 4ft LFL: T8 F32 Commodity | 2028 | FIXED_OM | NEW | merc/service | USD/gigalumen_year | us | us | 14375789033.389
commercial lighting | 4ft LFL: T8 F32 Commodity | 2028 | FIXED_OM | NEW | office-large | USD/gigalumen_year | us | us | 14375789033.389
commercial lighting | 4ft LFL: T8 F32 Commodity | 2028 | FIXED_OM | NEW | office-small | USD/gigalumen_year | us | us | 14375789033.389
commercial lighting | 4ft LFL: T8 F32 Commodity | 2028 | FIXED_OM | NEW | other | USD/gigalumen_year | us | us | 14375789033.389
commercial lighting | 4ft LFL: T8 F32 Commodity | 2028 | FIXED_OM | NEW | warehouse | USD/gigalumen_year | us | us | 14375789033.389
commercial lighting | 4ft LFL: T8 F32 Commodity | 2028 | FIXED_OM | REPLACEMENT | assembly | USD/gigalumen_year | us | us | 14375789033.389
commercial lighting | 4ft LFL: T8 F32 Commodity | 2028 | FIXED_OM | REPLACEMENT | education | USD/gigalumen_year | us | us | 14375789033.389
commercial lighting | 4ft LFL: T8 F32 Commodity | 2028 | FIXED_OM | REPLACEMENT | food sales | USD/gigalumen_year | us | us | 14375789033.389
commercial lighting | 4ft LFL: T8 F32 Commodity | 2028 | FIXED_OM | REPLACEMENT | food service | USD/gigalumen_year | us | us | 14375789033.389
commercial lighting | 4ft LFL: T8 F32 Commodity | 2028 | FIXED_OM | REPLACEMENT | health | USD/gigalumen_year | us | us | 14375789033.389
commercial lighting | 4ft LFL: T8 F32 Commodity | 2028 | FIXED_OM | REPLACEMENT | lodging | USD/gigalumen_year | us | us | 14375789033.389
commercial lighting | 4ft LFL: T8 F32 Commodity | 2028 | FIXED_OM | REPLACEMENT | merc/service | USD/gigalumen_year | us | us | 14375789033.389
commercial lighting | 4ft LFL: T8 F32 Commodity | 2028 | FIXED_OM | REPLACEMENT | office-large | USD/gigalumen_year | us | us | 14375789033.389
commercial lighting | 4ft LFL: T8 F32 Commodity | 2028 | FIXED_OM | REPLACEMENT | office-small | USD/gigalumen_year | us | us | 14375789033.389
commercial lighting | 4ft LFL: T8 F32 Commodity | 2028 | FIXED_OM | REPLACEMENT | other | USD/gigalumen_year | us | us | 14375789033.389
commercial lighting | 4ft LFL: T8 F32 Commodity | 2028 | FIXED_OM | REPLACEMENT | warehouse | USD/gigalumen_year | us | us | 14375789033.389
commercial lighting | 4ft LFL: T8 F32 Commodity | 2029 | CAPITAL | NEW | assembly | USD/gigalumen_year | us | us | 164147081315.886
commercial lighting | 4ft LFL: T8 F32 Commodity | 2029 | CAPITAL | NEW | education | USD/gigalumen_year | us | us | 164147081315.886
commercial lighting | 4ft LFL: T8 F32 Commodity | 2029 | CAPITAL | NEW | food sales | USD/gigalumen_year | us | us | 164147081315.886
commercial lighting | 4ft LFL: T8 F32 Commodity | 2029 | CAPITAL | NEW | food service | USD/gigalumen_year | us | us | 164147081315.886
commercial lighting | 4ft LFL: T8 F32 Commodity | 2029 | CAPITAL | NEW | health | USD/gigalumen_year | us | us | 164147081315.886
commercial lighting | 4ft LFL: T8 F32 Commodity | 2029 | CAPITAL | NEW | lodging | USD/gigalumen_year | us | us | 164147081315.886
commercial lighting | 4ft LFL: T8 F32 Commodity | 2029 | CAPITAL | NEW | merc/service | USD/gigalumen_year | us | us | 164147081315.886
commercial lighting | 4ft LFL: T8 F32 Commodity | 2029 | CAPITAL | NEW | office-large | USD/gigalumen_year | us | us | 164147081315.886
commercial lighting | 4ft LFL: T8 F32 Commodity | 2029 | CAPITAL | NEW | office-small | USD/gigalumen_year | us | us | 164147081315.886
commercial lighting | 4ft LFL: T8 F32 Commodity | 2029 | CAPITAL | NEW | other | USD/gigalumen_year | us | us | 164147081315.886
commercial lighting | 4ft LFL: T8 F32 Commodity | 2029 | CAPITAL | NEW | warehouse | USD/gigalumen_year | us | us | 164147081315.886
commercial lighting | 4ft LFL: T8 F32 Commodity | 2029 | CAPITAL | REPLACEMENT | assembly | USD/gigalumen_year | us | us | 164147081315.886
commercial lighting | 4ft LFL: T8 F32 Commodity | 2029 | CAPITAL | REPLACEMENT | education | USD/gigalumen_year | us | us | 164147081315.886
commercial lighting | 4ft LFL: T8 F32 Commodity | 2029 | CAPITAL | REPLACEMENT | food sales | USD/gigalumen_year | us | us | 164147081315.886
commercial lighting | 4ft LFL: T8 F32 Commodity | 2029 | CAPITAL | REPLACEMENT | food service | USD/gigalumen_year | us | us | 164147081315.886
commercial lighting | 4ft LFL: T8 F32 Commodity | 2029 | CAPITAL | REPLACEMENT | health | USD/gigalumen_year | us | us | 164147081315.886
commercial lighting | 4ft LFL: T8 F32 Commodity | 2029 | CAPITAL | REPLACEMENT | lodging | USD/gigalumen_year | us | us | 164147081315.886
commercial lighting | 4ft LFL: T8 F32 Commodity | 2029 | CAPITAL | REPLACEMENT | merc/service | USD/gigalumen_year | us | us | 164147081315.886
commercial lighting | 4ft LFL: T8 F32 Commodity | 2029 | CAPITAL | REPLACEMENT | office-large | USD/gigalumen_year | us | us | 164147081315.886
commercial lighting | 4ft LFL: T8 F32 Commodity | 2029 | CAPITAL | REPLACEMENT | office-small | USD/gigalumen_year | us | us | 164147081315.886
commercial lighting | 4ft LFL: T8 F32 Commodity | 2029 | CAPITAL | REPLACEMENT | other | USD/gigalumen_year | us | us | 164147081315.886
commercial lighting | 4ft LFL: T8 F32 Commodity | 2029 | CAPITAL | REPLACEMENT | warehouse | USD/gigalumen_year | us | us | 164147081315.886
commercial lighting | 4ft LFL: T8 F32 Commodity | 2029 | FIXED_OM | NEW | assembly | USD/gigalumen_year | us | us | 14281829627.942
commercial lighting | 4ft LFL: T8 F32 Commodity | 2029 | FIXED_OM | NEW | education | USD/gigalumen_year | us | us | 14281829627.942
commercial lighting | 4ft LFL: T8 F32 Commodity | 2029 | FIXED_OM | NEW | food sales | USD/gigalumen_year | us | us | 14281829627.942
commercial lighting | 4ft LFL: T8 F32 Commodity | 2029 | FIXED_OM | NEW | food service | USD/gigalumen_year | us | us | 14281829627.942
commercial lighting | 4ft LFL: T8 F32 Commodity | 2029 | FIXED_OM | NEW | health | USD/gigalumen_year | us | us | 14281829627.942
commercial lighting | 4ft LFL: T8 F32 Commodity | 2029 | FIXED_OM | NEW | lodging | USD/gigalumen_year | us | us | 14281829627.942
commercial lighting | 4ft LFL: T8 F32 Commodity | 2029 | FIXED_OM | NEW | merc/service | USD/gigalumen_year | us | us | 14281829627.942
commercial lighting | 4ft LFL: T8 F32 Commodity | 2029 | FIXED_OM | NEW | office-large | USD/gigalumen_year | us | us | 14281829627.942
commercial lighting | 4ft LFL: T8 F32 Commodity | 2029 | FIXED_OM | NEW | office-small | USD/gigalumen_year | us | us | 14281829627.942
commercial lighting | 4ft LFL: T8 F32 Commodity | 2029 | FIXED_OM | NEW | other | USD/gigalumen_year | us | us | 14281829627.942
commercial lighting | 4ft LFL: T8 F32 Commodity | 2029 | FIXED_OM | NEW | warehouse | USD/gigalumen_year | us | us | 14281829627.942
commercial lighting | 4ft LFL: T8 F32 Commodity | 2029 | FIXED_OM | REPLACEMENT | assembly | USD/gigalumen_year | us | us | 14281829627.942
commercial lighting | 4ft LFL: T8 F32 Commodity | 2029 | FIXED_OM | REPLACEMENT | education | USD/gigalumen_year | us | us | 14281829627.942
commercial lighting | 4ft LFL: T8 F32 Commodity | 2029 | FIXED_OM | REPLACEMENT | food sales | USD/gigalumen_year | us | us | 14281829627.942
commercial lighting | 4ft LFL: T8 F32 Commodity | 2029 | FIXED_OM | REPLACEMENT | food service | USD/gigalumen_year | us | us | 14281829627.942
commercial lighting | 4ft LFL: T8 F32 Commodity | 2029 | FIXED_OM | REPLACEMENT | health | USD/gigalumen_year | us | us | 14281829627.942
commercial lighting | 4ft LFL: T8 F32 Commodity | 2029 | FIXED_OM | REPLACEMENT | lodging | USD/gigalumen_year | us | us | 14281829627.942
commercial lighting | 4ft LFL: T8 F32 Commodity | 2029 | FIXED_OM | REPLACEMENT | merc/service | USD/gigalumen_year | us | us | 14281829627.942
commercial lighting | 4ft LFL: T8 F32 Commodity | 2029 | FIXED_OM | REPLACEMENT | office-large | USD/gigalumen_year | us | us | 14281829627.942
commercial lighting | 4ft LFL: T8 F32 Commodity | 2029 | FIXED_OM | REPLACEMENT | office-small | USD/gigalumen_year | us | us | 14281829627.942
commercial lighting | 4ft LFL: T8 F32 Commodity | 2029 | FIXED_OM | REPLACEMENT | other | USD/gigalumen_year | us | us | 14281829627.942
commercial lighting | 4ft LFL: T8 F32 Commodity | 2029 | FIXED_OM | REPLACEMENT | warehouse | USD/gigalumen_year | us | us | 14281829627.942
commercial lighting | 4ft LFL: T8 F32 Commodity | 2030 | CAPITAL | NEW | assembly | USD/gigalumen_year | us | us | 163677284288.651
commercial lighting | 4ft LFL: T8 F32 Commodity | 2030 | CAPITAL | NEW | education | USD/gigalumen_year | us | us | 163677284288.651
commercial lighting | 4ft LFL: T8 F32 Commodity | 2030 | CAPITAL | NEW | food sales | USD/gigalumen_year | us | us | 163677284288.651
commercial lighting | 4ft LFL: T8 F32 Commodity | 2030 | CAPITAL | NEW | food service | USD/gigalumen_year | us | us | 163677284288.651
commercial lighting | 4ft LFL: T8 F32 Commodity | 2030 | CAPITAL | NEW | health | USD/gigalumen_year | us | us | 163677284288.651
commercial lighting | 4ft LFL: T8 F32 Commodity | 2030 | CAPITAL | NEW | lodging | USD/gigalumen_year | us | us | 163677284288.651
commercial lighting | 4ft LFL: T8 F32 Commodity | 2030 | CAPITAL | NEW | merc/service | USD/gigalumen_year | us | us | 163677284288.651
commercial lighting | 4ft LFL: T8 F32 Commodity | 2030 | CAPITAL | NEW | office-large | USD/gigalumen_year | us | us | 163677284288.651
commercial lighting | 4ft LFL: T8 F32 Commodity | 2030 | CAPITAL | NEW | office-small | USD/gigalumen_year | us | us | 163677284288.651
commercial lighting | 4ft LFL: T8 F32 Commodity | 2030 | CAPITAL | NEW | other | USD/gigalumen_year | us | us | 163677284288.651
commercial lighting | 4ft LFL: T8 F32 Commodity | 2030 | CAPITAL | NEW | warehouse | USD/gigalumen_year | us | us | 163677284288.651
commercial lighting | 4ft LFL: T8 F32 Commodity | 2030 | CAPITAL | REPLACEMENT | assembly | USD/gigalumen_year | us | us | 163677284288.651
commercial lighting | 4ft LFL: T8 F32 Commodity | 2030 | CAPITAL | REPLACEMENT | education | USD/gigalumen_year | us | us | 163677284288.651
commercial lighting | 4ft LFL: T8 F32 Commodity | 2030 | CAPITAL | REPLACEMENT | food sales | USD/gigalumen_year | us | us | 163677284288.651
commercial lighting | 4ft LFL: T8 F32 Commodity | 2030 | CAPITAL | REPLACEMENT | food service | USD/gigalumen_year | us | us | 163677284288.651
commercial lighting | 4ft LFL: T8 F32 Commodity | 2030 | CAPITAL | REPLACEMENT | health | USD/gigalumen_year | us | us | 163677284288.651
commercial lighting | 4ft LFL: T8 F32 Commodity | 2030 | CAPITAL | REPLACEMENT | lodging | USD/gigalumen_year | us | us | 163677284288.651
commercial lighting | 4ft LFL: T8 F32 Commodity | 2030 | CAPITAL | REPLACEMENT | merc/service | USD/gigalumen_year | us | us | 163677284288.651
commercial lighting | 4ft LFL: T8 F32 Commodity | 2030 | CAPITAL | REPLACEMENT | office-large | USD/gigalumen_year | us | us | 163677284288.651
commercial lighting | 4ft LFL: T8 F32 Commodity | 2030 | CAPITAL | REPLACEMENT | office-small | USD/gigalumen_year | us | us | 163677284288.651
commercial lighting | 4ft LFL: T8 F32 Commodity | 2030 | CAPITAL | REPLACEMENT | other | USD/gigalumen_year | us | us | 163677284288.651
commercial lighting | 4ft LFL: T8 F32 Commodity | 2030 | CAPITAL | REPLACEMENT | warehouse | USD/gigalumen_year | us | us | 163677284288.651
commercial lighting | 4ft LFL: T8 F32 Commodity | 2030 | FIXED_OM | NEW | assembly | USD/gigalumen_year | us | us | 14187870222.495
commercial lighting | 4ft LFL: T8 F32 Commodity | 2030 | FIXED_OM | NEW | education | USD/gigalumen_year | us | us | 14187870222.495
commercial lighting | 4ft LFL: T8 F32 Commodity | 2030 | FIXED_OM | NEW | food sales | USD/gigalumen_year | us | us | 14187870222.495
commercial lighting | 4ft LFL: T8 F32 Commodity | 2030 | FIXED_OM | NEW | food service | USD/gigalumen_year | us | us | 14187870222.495
commercial lighting | 4ft LFL: T8 F32 Commodity | 2030 | FIXED_OM | NEW | health | USD/gigalumen_year | us | us | 14187870222.495
commercial lighting | 4ft LFL: T8 F32 Commodity | 2030 | FIXED_OM | NEW | lodging | USD/gigalumen_year | us | us | 14187870222.495
commercial lighting | 4ft LFL: T8 F32 Commodity | 2030 | FIXED_OM | NEW | merc/service | USD/gigalumen_year | us | us | 14187870222.495
commercial lighting | 4ft LFL: T8 F32 Commodity | 2030 | FIXED_OM | NEW | office-large | USD/gigalumen_year | us | us | 14187870222.495
commercial lighting | 4ft LFL: T8 F32 Commodity | 2030 | FIXED_OM | NEW | office-small | USD/gigalumen_year | us | us | 14187870222.495
commercial lighting | 4ft LFL: T8 F32 Commodity | 2030 | FIXED_OM | NEW | other | USD/gigalumen_year | us | us | 14187870222.495
commercial lighting | 4ft LFL: T8 F32 Commodity | 2030 | FIXED_OM | NEW | warehouse | USD/gigalumen_year | us | us | 14187870222.495
commercial lighting | 4ft LFL: T8 F32 Commodity | 2030 | FIXED_OM | REPLACEMENT | assembly | USD/gigalumen_year | us | us | 14187870222.495
commercial lighting | 4ft LFL: T8 F32 Commodity | 2030 | FIXED_OM | REPLACEMENT | education | USD/gigalumen_year | us | us | 14187870222.495
commercial lighting | 4ft LFL: T8 F32 Commodity | 2030 | FIXED_OM | REPLACEMENT | food sales | USD/gigalumen_year | us | us | 14187870222.495
commercial lighting | 4ft LFL: T8 F32 Commodity | 2030 | FIXED_OM | REPLACEMENT | food service | USD/gigalumen_year | us | us | 14187870222.495
commercial lighting | 4ft LFL: T8 F32 Commodity | 2030 | FIXED_OM | REPLACEMENT | health | USD/gigalumen_year | us | us | 14187870222.495
commercial lighting | 4ft LFL: T8 F32 Commodity | 2030 | FIXED_OM | REPLACEMENT | lodging | USD/gigalumen_year | us | us | 14187870222.495
commercial lighting | 4ft LFL: T8 F32 Commodity | 2030 | FIXED_OM | REPLACEMENT | merc/service | USD/gigalumen_year | us | us | 14187870222.495
commercial lighting | 4ft LFL: T8 F32 Commodity | 2030 | FIXED_OM | REPLACEMENT | office-large | USD/gigalumen_year | us | us | 14187870222.495
commercial lighting | 4ft LFL: T8 F32 Commodity | 2030 | FIXED_OM | REPLACEMENT | office-small | USD/gigalumen_year | us | us | 14187870222.495
commercial lighting | 4ft LFL: T8 F32 Commodity | 2030 | FIXED_OM | REPLACEMENT | other | USD/gigalumen_year | us | us | 14187870222.495
commercial lighting | 4ft LFL: T8 F32 Commodity | 2030 | FIXED_OM | REPLACEMENT | warehouse | USD/gigalumen_year | us | us | 14187870222.495
commercial lighting | 4ft LFL: T8 F32 Commodity | 2031 | CAPITAL | NEW | assembly | USD/gigalumen_year | us | us | 163226279142.505
commercial lighting | 4ft LFL: T8 F32 Commodity | 2031 | CAPITAL | NEW | education | USD/gigalumen_year | us | us | 163226279142.505
commercial lighting | 4ft LFL: T8 F32 Commodity | 2031 | CAPITAL | NEW | food sales | USD/gigalumen_year | us | us | 163226279142.505
commercial lighting | 4ft LFL: T8 F32 Commodity | 2031 | CAPITAL | NEW | food service | USD/gigalumen_year | us | us | 163226279142.505
commercial lighting | 4ft LFL: T8 F32 Commodity | 2031 | CAPITAL | NEW | health | USD/gigalumen_year | us | us | 163226279142.505
commercial lighting | 4ft LFL: T8 F32 Commodity | 2031 | CAPITAL | NEW | lodging | USD/gigalumen_year | us | us | 163226279142.505
commercial lighting | 4ft LFL: T8 F32 Commodity | 2031 | CAPITAL | NEW | merc/service | USD/gigalumen_year | us | us | 163226279142.505
commercial lighting | 4ft LFL: T8 F32 Commodity | 2031 | CAPITAL | NEW | office-large | USD/gigalumen_year | us | us | 163226279142.505
commercial lighting | 4ft LFL: T8 F32 Commodity | 2031 | CAPITAL | NEW | office-small | USD/gigalumen_year | us | us | 163226279142.505
commercial lighting | 4ft LFL: T8 F32 Commodity | 2031 | CAPITAL | NEW | other | USD/gigalumen_year | us | us | 163226279142.505
commercial lighting | 4ft LFL: T8 F32 Commodity | 2031 | CAPITAL | NEW | warehouse | USD/gigalumen_year | us | us | 163226279142.505
commercial lighting | 4ft LFL: T8 F32 Commodity | 2031 | CAPITAL | REPLACEMENT | assembly | USD/gigalumen_year | us | us | 163226279142.505
commercial lighting | 4ft LFL: T8 F32 Commodity | 2031 | CAPITAL | REPLACEMENT | education | USD/gigalumen_year | us | us | 163226279142.505
commercial lighting | 4ft LFL: T8 F32 Commodity | 2031 | CAPITAL | REPLACEMENT | food sales | USD/gigalumen_year | us | us | 163226279142.505
commercial lighting | 4ft LFL: T8 F32 Commodity | 2031 | CAPITAL | REPLACEMENT | food service | USD/gigalumen_year | us | us | 163226279142.505
commercial lighting | 4ft LFL: T8 F32 Commodity | 2031 | CAPITAL | REPLACEMENT | health | USD/gigalumen_year | us | us | 163226279142.505
commercial lighting | 4ft LFL: T8 F32 Commodity | 2031 | CAPITAL | REPLACEMENT | lodging | USD/gigalumen_year | us | us | 163226279142.505
commercial lighting | 4ft LFL: T8 F32 Commodity | 2031 | CAPITAL | REPLACEMENT | merc/service | USD/gigalumen_year | us | us | 163226279142.505
commercial lighting | 4ft LFL: T8 F32 Commodity | 2031 | CAPITAL | REPLACEMENT | office-large | USD/gigalumen_year | us | us | 163226279142.505
commercial lighting | 4ft LFL: T8 F32 Commodity | 2031 | CAPITAL | REPLACEMENT | office-small | USD/gigalumen_year | us | us | 163226279142.505
commercial lighting | 4ft LFL: T8 F32 Commodity | 2031 | CAPITAL | REPLACEMENT | other | USD/gigalumen_year | us | us | 163226279142.505
commercial lighting | 4ft LFL: T8 F32 Commodity | 2031 | CAPITAL | REPLACEMENT | warehouse | USD/gigalumen_year | us | us | 163226279142.505
commercial lighting | 4ft LFL: T8 F32 Commodity | 2031 | FIXED_OM | NEW | assembly | USD/gigalumen_year | us | us | 14103306757.5927
commercial lighting | 4ft LFL: T8 F32 Commodity | 2031 | FIXED_OM | NEW | education | USD/gigalumen_year | us | us | 14103306757.5927
commercial lighting | 4ft LFL: T8 F32 Commodity | 2031 | FIXED_OM | NEW | food sales | USD/gigalumen_year | us | us | 14103306757.5927
commercial lighting | 4ft LFL: T8 F32 Commodity | 2031 | FIXED_OM | NEW | food service | USD/gigalumen_year | us | us | 14103306757.5927
commercial lighting | 4ft LFL: T8 F32 Commodity | 2031 | FIXED_OM | NEW | health | USD/gigalumen_year | us | us | 14103306757.5927
commercial lighting | 4ft LFL: T8 F32 Commodity | 2031 | FIXED_OM | NEW | lodging | USD/gigalumen_year | us | us | 14103306757.5927
commercial lighting | 4ft LFL: T8 F32 Commodity | 2031 | FIXED_OM | NEW | merc/service | USD/gigalumen_year | us | us | 14103306757.5927
commercial lighting | 4ft LFL: T8 F32 Commodity | 2031 | FIXED_OM | NEW | office-large | USD/gigalumen_year | us | us | 14103306757.5927
commercial lighting | 4ft LFL: T8 F32 Commodity | 2031 | FIXED_OM | NEW | office-small | USD/gigalumen_year | us | us | 14103306757.5927
commercial lighting | 4ft LFL: T8 F32 Commodity | 2031 | FIXED_OM | NEW | other | USD/gigalumen_year | us | us | 14103306757.5927
commercial lighting | 4ft LFL: T8 F32 Commodity | 2031 | FIXED_OM | NEW | warehouse | USD/gigalumen_year | us | us | 14103306757.5927
commercial lighting | 4ft LFL: T8 F32 Commodity | 2031 | FIXED_OM | REPLACEMENT | assembly | USD/gigalumen_year | us | us | 14103306757.5927
commercial lighting | 4ft LFL: T8 F32 Commodity | 2031 | FIXED_OM | REPLACEMENT | education | USD/gigalumen_year | us | us | 14103306757.5927
commercial lighting | 4ft LFL: T8 F32 Commodity | 2031 | FIXED_OM | REPLACEMENT | food sales | USD/gigalumen_year | us | us | 14103306757.5927
commercial lighting | 4ft LFL: T8 F32 Commodity | 2031 | FIXED_OM | REPLACEMENT | food service | USD/gigalumen_year | us | us | 14103306757.5927
commercial lighting | 4ft LFL: T8 F32 Commodity | 2031 | FIXED_OM | REPLACEMENT | health | USD/gigalumen_year | us | us | 14103306757.5927
commercial lighting | 4ft LFL: T8 F32 Commodity | 2031 | FIXED_OM | REPLACEMENT | lodging | USD/gigalumen_year | us | us | 14103306757.5927
commercial lighting | 4ft LFL: T8 F32 Commodity | 2031 | FIXED_OM | REPLACEMENT | merc/service | USD/gigalumen_year | us | us | 14103306757.5927
commercial lighting | 4ft LFL: T8 F32 Commodity | 2031 | FIXED_OM | REPLACEMENT | office-large | USD/gigalumen_year | us | us | 14103306757.5927
commercial lighting | 4ft LFL: T8 F32 Commodity | 2031 | FIXED_OM | REPLACEMENT | office-small | USD/gigalumen_year | us | us | 14103306757.5927
commercial lighting | 4ft LFL: T8 F32 Commodity | 2031 | FIXED_OM | REPLACEMENT | other | USD/gigalumen_year | us | us | 14103306757.5927
commercial lighting | 4ft LFL: T8 F32 Commodity | 2031 | FIXED_OM | REPLACEMENT | warehouse | USD/gigalumen_year | us | us | 14103306757.5927
commercial lighting | 4ft LFL: T8 F32 Commodity | 2032 | CAPITAL | NEW | assembly | USD/gigalumen_year | us | us | 162775273996.36
commercial lighting | 4ft LFL: T8 F32 Commodity | 2032 | CAPITAL | NEW | education | USD/gigalumen_year | us | us | 162775273996.36
commercial lighting | 4ft LFL: T8 F32 Commodity | 2032 | CAPITAL | NEW | food sales | USD/gigalumen_year | us | us | 162775273996.36
commercial lighting | 4ft LFL: T8 F32 Commodity | 2032 | CAPITAL | NEW | food service | USD/gigalumen_year | us | us | 162775273996.36
commercial lighting | 4ft LFL: T8 F32 Commodity | 2032 | CAPITAL | NEW | health | USD/gigalumen_year | us | us | 162775273996.36
commercial lighting | 4ft LFL: T8 F32 Commodity | 2032 | CAPITAL | NEW | lodging | USD/gigalumen_year | us | us | 162775273996.36
commercial lighting | 4ft LFL: T8 F32 Commodity | 2032 | CAPITAL | NEW | merc/service | USD/gigalumen_year | us | us | 162775273996.36
commercial lighting | 4ft LFL: T8 F32 Commodity | 2032 | CAPITAL | NEW | office-large | USD/gigalumen_year | us | us | 162775273996.36
commercial lighting | 4ft LFL: T8 F32 Commodity | 2032 | CAPITAL | NEW | office-small | USD/gigalumen_year | us | us | 162775273996.36
commercial lighting | 4ft LFL: T8 F32 Commodity | 2032 | CAPITAL | NEW | other | USD/gigalumen_year | us | us | 162775273996.36
commercial lighting | 4ft LFL: T8 F32 Commodity | 2032 | CAPITAL | NEW | warehouse | USD/gigalumen_year | us | us | 162775273996.36
commercial lighting | 4ft LFL: T8 F32 Commodity | 2032 | CAPITAL | REPLACEMENT | assembly | USD/gigalumen_year | us | us | 162775273996.36
commercial lighting | 4ft LFL: T8 F32 Commodity | 2032 | CAPITAL | REPLACEMENT | education | USD/gigalumen_year | us | us | 162775273996.36
commercial lighting | 4ft LFL: T8 F32 Commodity | 2032 | CAPITAL | REPLACEMENT | food sales | USD/gigalumen_year | us | us | 162775273996.36
commercial lighting | 4ft LFL: T8 F32 Commodity | 2032 | CAPITAL | REPLACEMENT | food service | USD/gigalumen_year | us | us | 162775273996.36
commercial lighting | 4ft LFL: T8 F32 Commodity | 2032 | CAPITAL | REPLACEMENT | health | USD/gigalumen_year | us | us | 162775273996.36
commercial lighting | 4ft LFL: T8 F32 Commodity | 2032 | CAPITAL | REPLACEMENT | lodging | USD/gigalumen_year | us | us | 162775273996.36
commercial lighting | 4ft LFL: T8 F32 Commodity | 2032 | CAPITAL | REPLACEMENT | merc/service | USD/gigalumen_year | us | us | 162775273996.36
commercial lighting | 4ft LFL: T8 F32 Commodity | 2032 | CAPITAL | REPLACEMENT | office-large | USD/gigalumen_year | us | us | 162775273996.36
commercial lighting | 4ft LFL: T8 F32 Commodity | 2032 | CAPITAL | REPLACEMENT | office-small | USD/gigalumen_year | us | us | 162775273996.36
commercial lighting | 4ft LFL: T8 F32 Commodity | 2032 | CAPITAL | REPLACEMENT | other | USD/gigalumen_year | us | us | 162775273996.36
commercial lighting | 4ft LFL: T8 F32 Commodity | 2032 | CAPITAL | REPLACEMENT | warehouse | USD/gigalumen_year | us | us | 162775273996.36
commercial lighting | 4ft LFL: T8 F32 Commodity | 2032 | FIXED_OM | NEW | assembly | USD/gigalumen_year | us | us | 14018743292.6904
commercial lighting | 4ft LFL: T8 F32 Commodity | 2032 | FIXED_OM | NEW | education | USD/gigalumen_year | us | us | 14018743292.6904
commercial lighting | 4ft LFL: T8 F32 Commodity | 2032 | FIXED_OM | NEW | food sales | USD/gigalumen_year | us | us | 14018743292.6904
commercial lighting | 4ft LFL: T8 F32 Commodity | 2032 | FIXED_OM | NEW | food service | USD/gigalumen_year | us | us | 14018743292.6904
commercial lighting | 4ft LFL: T8 F32 Commodity | 2032 | FIXED_OM | NEW | health | USD/gigalumen_year | us | us | 14018743292.6904
commercial lighting | 4ft LFL: T8 F32 Commodity | 2032 | FIXED_OM | NEW | lodging | USD/gigalumen_year | us | us | 14018743292.6904
commercial lighting | 4ft LFL: T8 F32 Commodity | 2032 | FIXED_OM | NEW | merc/service | USD/gigalumen_year | us | us | 14018743292.6904
commercial lighting | 4ft LFL: T8 F32 Commodity | 2032 | FIXED_OM | NEW | office-large | USD/gigalumen_year | us | us | 14018743292.6904
commercial lighting | 4ft LFL: T8 F32 Commodity | 2032 | FIXED_OM | NEW | office-small | USD/gigalumen_year | us | us | 14018743292.6904
commercial lighting | 4ft LFL: T8 F32 Commodity | 2032 | FIXED_OM | NEW | other | USD/gigalumen_year | us | us | 14018743292.6904
commercial lighting | 4ft LFL: T8 F32 Commodity | 2032 | FIXED_OM | NEW | warehouse | USD/gigalumen_year | us | us | 14018743292.6904
commercial lighting | 4ft LFL: T8 F32 Commodity | 2032 | FIXED_OM | REPLACEMENT | assembly | USD/gigalumen_year | us | us | 14018743292.6904
commercial lighting | 4ft LFL: T8 F32 Commodity | 2032 | FIXED_OM | REPLACEMENT | education | USD/gigalumen_year | us | us | 14018743292.6904
commercial lighting | 4ft LFL: T8 F32 Commodity | 2032 | FIXED_OM | REPLACEMENT | food sales | USD/gigalumen_year | us | us | 14018743292.6904
commercial lighting | 4ft LFL: T8 F32 Commodity | 2032 | FIXED_OM | REPLACEMENT | food service | USD/gigalumen_year | us | us | 14018743292.6904
commercial lighting | 4ft LFL: T8 F32 Commodity | 2032 | FIXED_OM | REPLACEMENT | health | USD/gigalumen_year | us | us | 14018743292.6904
commercial lighting | 4ft LFL: T8 F32 Commodity | 2032 | FIXED_OM | REPLACEMENT | lodging | USD/gigalumen_year | us | us | 14018743292.6904
commercial lighting | 4ft LFL: T8 F32 Commodity | 2032 | FIXED_OM | REPLACEMENT | merc/service | USD/gigalumen_year | us | us | 14018743292.6904
commercial lighting | 4ft LFL: T8 F32 Commodity | 2032 | FIXED_OM | REPLACEMENT | office-large | USD/gigalumen_year | us | us | 14018743292.6904
commercial lighting | 4ft LFL: T8 F32 Commodity | 2032 | FIXED_OM | REPLACEMENT | office-small | USD/gigalumen_year | us | us | 14018743292.6904
commercial lighting | 4ft LFL: T8 F32 Commodity | 2032 | FIXED_OM | REPLACEMENT | other | USD/gigalumen_year | us | us | 14018743292.6904
commercial lighting | 4ft LFL: T8 F32 Commodity | 2032 | FIXED_OM | REPLACEMENT | warehouse | USD/gigalumen_year | us | us | 14018743292.6904
commercial lighting | 4ft LFL: T8 F32 Commodity | 2033 | CAPITAL | NEW | assembly | USD/gigalumen_year | us | us | 162324268850.214
commercial lighting | 4ft LFL: T8 F32 Commodity | 2033 | CAPITAL | NEW | education | USD/gigalumen_year | us | us | 162324268850.214
commercial lighting | 4ft LFL: T8 F32 Commodity | 2033 | CAPITAL | NEW | food sales | USD/gigalumen_year | us | us | 162324268850.214
commercial lighting | 4ft LFL: T8 F32 Commodity | 2033 | CAPITAL | NEW | food service | USD/gigalumen_year | us | us | 162324268850.214
commercial lighting | 4ft LFL: T8 F32 Commodity | 2033 | CAPITAL | NEW | health | USD/gigalumen_year | us | us | 162324268850.214
commercial lighting | 4ft LFL: T8 F32 Commodity | 2033 | CAPITAL | NEW | lodging | USD/gigalumen_year | us | us | 162324268850.214
commercial lighting | 4ft LFL: T8 F32 Commodity | 2033 | CAPITAL | NEW | merc/service | USD/gigalumen_year | us | us | 162324268850.214
commercial lighting | 4ft LFL: T8 F32 Commodity | 2033 | CAPITAL | NEW | office-large | USD/gigalumen_year | us | us | 162324268850.214
commercial lighting | 4ft LFL: T8 F32 Commodity | 2033 | CAPITAL | NEW | office-small | USD/gigalumen_year | us | us | 162324268850.214
commercial lighting | 4ft LFL: T8 F32 Commodity | 2033 | CAPITAL | NEW | other | USD/gigalumen_year | us | us | 162324268850.214
commercial lighting | 4ft LFL: T8 F32 Commodity | 2033 | CAPITAL | NEW | warehouse | USD/gigalumen_year | us | us | 162324268850.214
commercial lighting | 4ft LFL: T8 F32 Commodity | 2033 | CAPITAL | REPLACEMENT | assembly | USD/gigalumen_year | us | us | 162324268850.214
commercial lighting | 4ft LFL: T8 F32 Commodity | 2033 | CAPITAL | REPLACEMENT | education | USD/gigalumen_year | us | us | 162324268850.214
commercial lighting | 4ft LFL: T8 F32 Commodity | 2033 | CAPITAL | REPLACEMENT | food sales | USD/gigalumen_year | us | us | 162324268850.214
commercial lighting | 4ft LFL: T8 F32 Commodity | 2033 | CAPITAL | REPLACEMENT | food service | USD/gigalumen_year | us | us | 162324268850.214
commercial lighting | 4ft LFL: T8 F32 Commodity | 2033 | CAPITAL | REPLACEMENT | health | USD/gigalumen_year | us | us | 162324268850.214
commercial lighting | 4ft LFL: T8 F32 Commodity | 2033 | CAPITAL | REPLACEMENT | lodging | USD/gigalumen_year | us | us | 162324268850.214
commercial lighting | 4ft LFL: T8 F32 Commodity | 2033 | CAPITAL | REPLACEMENT | merc/service | USD/gigalumen_year | us | us | 162324268850.214
commercial lighting | 4ft LFL: T8 F32 Commodity | 2033 | CAPITAL | REPLACEMENT | office-large | USD/gigalumen_year | us | us | 162324268850.214
commercial lighting | 4ft LFL: T8 F32 Commodity | 2033 | CAPITAL | REPLACEMENT | office-small | USD/gigalumen_year | us | us | 162324268850.214
commercial lighting | 4ft LFL: T8 F32 Commodity | 2033 | CAPITAL | REPLACEMENT | other | USD/gigalumen_year | us | us | 162324268850.214
commercial lighting | 4ft LFL: T8 F32 Commodity | 2033 | CAPITAL | REPLACEMENT | warehouse | USD/gigalumen_year | us | us | 162324268850.214
commercial lighting | 4ft LFL: T8 F32 Commodity | 2033 | FIXED_OM | NEW | assembly | USD/gigalumen_year | us | us | 13934179827.7881
commercial lighting | 4ft LFL: T8 F32 Commodity | 2033 | FIXED_OM | NEW | education | USD/gigalumen_year | us | us | 13934179827.7881
commercial lighting | 4ft LFL: T8 F32 Commodity | 2033 | FIXED_OM | NEW | food sales | USD/gigalumen_year | us | us | 13934179827.7881
commercial lighting | 4ft LFL: T8 F32 Commodity | 2033 | FIXED_OM | NEW | food service | USD/gigalumen_year | us | us | 13934179827.7881
commercial lighting | 4ft LFL: T8 F32 Commodity | 2033 | FIXED_OM | NEW | health | USD/gigalumen_year | us | us | 13934179827.7881
commercial lighting | 4ft LFL: T8 F32 Commodity | 2033 | FIXED_OM | NEW | lodging | USD/gigalumen_year | us | us | 13934179827.7881
commercial lighting | 4ft LFL: T8 F32 Commodity | 2033 | FIXED_OM | NEW | merc/service | USD/gigalumen_year | us | us | 13934179827.7881
commercial lighting | 4ft LFL: T8 F32 Commodity | 2033 | FIXED_OM | NEW | office-large | USD/gigalumen_year | us | us | 13934179827.7881
commercial lighting | 4ft LFL: T8 F32 Commodity | 2033 | FIXED_OM | NEW | office-small | USD/gigalumen_year | us | us | 13934179827.7881
commercial lighting | 4ft LFL: T8 F32 Commodity | 2033 | FIXED_OM | NEW | other | USD/gigalumen_year | us | us | 13934179827.7881
commercial lighting | 4ft LFL: T8 F32 Commodity | 2033 | FIXED_OM | NEW | warehouse | USD/gigalumen_year | us | us | 13934179827.7881
commercial lighting | 4ft LFL: T8 F32 Commodity | 2033 | FIXED_OM | REPLACEMENT | assembly | USD/gigalumen_year | us | us | 13934179827.7881
commercial lighting | 4ft LFL: T8 F32 Commodity | 2033 | FIXED_OM | REPLACEMENT | education | USD/gigalumen_year | us | us | 13934179827.7881
commercial lighting | 4ft LFL: T8 F32 Commodity | 2033 | FIXED_OM | REPLACEMENT | food sales | USD/gigalumen_year | us | us | 13934179827.7881
commercial lighting | 4ft LFL: T8 F32 Commodity | 2033 | FIXED_OM | REPLACEMENT | food service | USD/gigalumen_year | us | us | 13934179827.7881
commercial lighting | 4ft LFL: T8 F32 Commodity | 2033 | FIXED_OM | REPLACEMENT | health | USD/gigalumen_year | us | us | 13934179827.7881
commercial lighting | 4ft LFL: T8 F32 Commodity | 2033 | FIXED_OM | REPLACEMENT | lodging | USD/gigalumen_year | us | us | 13934179827.7881
commercial lighting | 4ft LFL: T8 F32 Commodity | 2033 | FIXED_OM | REPLACEMENT | merc/service | USD/gigalumen_year | us | us | 13934179827.7881
commercial lighting | 4ft LFL: T8 F32 Commodity | 2033 | FIXED_OM | REPLACEMENT | office-large | USD/gigalumen_year | us | us | 13934179827.7881
commercial lighting | 4ft LFL: T8 F32 Commodity | 2033 | FIXED_OM | REPLACEMENT | office-small | USD/gigalumen_year | us | us | 13934179827.7881
commercial lighting | 4ft LFL: T8 F32 Commodity | 2033 | FIXED_OM | REPLACEMENT | other | USD/gigalumen_year | us | us | 13934179827.7881
commercial lighting | 4ft LFL: T8 F32 Commodity | 2033 | FIXED_OM | REPLACEMENT | warehouse | USD/gigalumen_year | us | us | 13934179827.7881
commercial lighting | 4ft LFL: T8 F32 Commodity | 2034 | CAPITAL | NEW | assembly | USD/gigalumen_year | us | us | 161873263704.069
commercial lighting | 4ft LFL: T8 F32 Commodity | 2034 | CAPITAL | NEW | education | USD/gigalumen_year | us | us | 161873263704.069
commercial lighting | 4ft LFL: T8 F32 Commodity | 2034 | CAPITAL | NEW | food sales | USD/gigalumen_year | us | us | 161873263704.069
commercial lighting | 4ft LFL: T8 F32 Commodity | 2034 | CAPITAL | NEW | food service | USD/gigalumen_year | us | us | 161873263704.069
commercial lighting | 4ft LFL: T8 F32 Commodity | 2034 | CAPITAL | NEW | health | USD/gigalumen_year | us | us | 161873263704.069
commercial lighting | 4ft LFL: T8 F32 Commodity | 2034 | CAPITAL | NEW | lodging | USD/gigalumen_year | us | us | 161873263704.069
commercial lighting | 4ft LFL: T8 F32 Commodity | 2034 | CAPITAL | NEW | merc/service | USD/gigalumen_year | us | us | 161873263704.069
commercial lighting | 4ft LFL: T8 F32 Commodity | 2034 | CAPITAL | NEW | office-large | USD/gigalumen_year | us | us | 161873263704.069
commercial lighting | 4ft LFL: T8 F32 Commodity | 2034 | CAPITAL | NEW | office-small | USD/gigalumen_year | us | us | 161873263704.069
commercial lighting | 4ft LFL: T8 F32 Commodity | 2034 | CAPITAL | NEW | other | USD/gigalumen_year | us | us | 161873263704.069
commercial lighting | 4ft LFL: T8 F32 Commodity | 2034 | CAPITAL | NEW | warehouse | USD/gigalumen_year | us | us | 161873263704.069
commercial lighting | 4ft LFL: T8 F32 Commodity | 2034 | CAPITAL | REPLACEMENT | assembly | USD/gigalumen_year | us | us | 161873263704.069
commercial lighting | 4ft LFL: T8 F32 Commodity | 2034 | CAPITAL | REPLACEMENT | education | USD/gigalumen_year | us | us | 161873263704.069
commercial lighting | 4ft LFL: T8 F32 Commodity | 2034 | CAPITAL | REPLACEMENT | food sales | USD/gigalumen_year | us | us | 161873263704.069
commercial lighting | 4ft LFL: T8 F32 Commodity | 2034 | CAPITAL | REPLACEMENT | food service | USD/gigalumen_year | us | us | 161873263704.069
commercial lighting | 4ft LFL: T8 F32 Commodity | 2034 | CAPITAL | REPLACEMENT | health | USD/gigalumen_year | us | us | 161873263704.069
commercial lighting | 4ft LFL: T8 F32 Commodity | 2034 | CAPITAL | REPLACEMENT | lodging | USD/gigalumen_year | us | us | 161873263704.069
commercial lighting | 4ft LFL: T8 F32 Commodity | 2034 | CAPITAL | REPLACEMENT | merc/service | USD/gigalumen_year | us | us | 161873263704.069
commercial lighting | 4ft LFL: T8 F32 Commodity | 2034 | CAPITAL | REPLACEMENT | office-large | USD/gigalumen_year | us | us | 161873263704.069
commercial lighting | 4ft LFL: T8 F32 Commodity | 2034 | CAPITAL | REPLACEMENT | office-small | USD/gigalumen_year | us | us | 161873263704.069
commercial lighting | 4ft LFL: T8 F32 Commodity | 2034 | CAPITAL | REPLACEMENT | other | USD/gigalumen_year | us | us | 161873263704.069
commercial lighting | 4ft LFL: T8 F32 Commodity | 2034 | CAPITAL | REPLACEMENT | warehouse | USD/gigalumen_year | us | us | 161873263704.069
commercial lighting | 4ft LFL: T8 F32 Commodity | 2034 | FIXED_OM | NEW | assembly | USD/gigalumen_year | us | us | 13849616362.8858
commercial lighting | 4ft LFL: T8 F32 Commodity | 2034 | FIXED_OM | NEW | education | USD/gigalumen_year | us | us | 13849616362.8858
commercial lighting | 4ft LFL: T8 F32 Commodity | 2034 | FIXED_OM | NEW | food sales | USD/gigalumen_year | us | us | 13849616362.8858
commercial lighting | 4ft LFL: T8 F32 Commodity | 2034 | FIXED_OM | NEW | food service | USD/gigalumen_year | us | us | 13849616362.8858
commercial lighting | 4ft LFL: T8 F32 Commodity | 2034 | FIXED_OM | NEW | health | USD/gigalumen_year | us | us | 13849616362.8858
commercial lighting | 4ft LFL: T8 F32 Commodity | 2034 | FIXED_OM | NEW | lodging | USD/gigalumen_year | us | us | 13849616362.8858
commercial lighting | 4ft LFL: T8 F32 Commodity | 2034 | FIXED_OM | NEW | merc/service | USD/gigalumen_year | us | us | 13849616362.8858
commercial lighting | 4ft LFL: T8 F32 Commodity | 2034 | FIXED_OM | NEW | office-large | USD/gigalumen_year | us | us | 13849616362.8858
commercial lighting | 4ft LFL: T8 F32 Commodity | 2034 | FIXED_OM | NEW | office-small | USD/gigalumen_year | us | us | 13849616362.8858
commercial lighting | 4ft LFL: T8 F32 Commodity | 2034 | FIXED_OM | NEW | other | USD/gigalumen_year | us | us | 13849616362.8858
commercial lighting | 4ft LFL: T8 F32 Commodity | 2034 | FIXED_OM | NEW | warehouse | USD/gigalumen_year | us | us | 13849616362.8858
commercial lighting | 4ft LFL: T8 F32 Commodity | 2034 | FIXED_OM | REPLACEMENT | assembly | USD/gigalumen_year | us | us | 13849616362.8858
commercial lighting | 4ft LFL: T8 F32 Commodity | 2034 | FIXED_OM | REPLACEMENT | education | USD/gigalumen_year | us | us | 13849616362.8858
commercial lighting | 4ft LFL: T8 F32 Commodity | 2034 | FIXED_OM | REPLACEMENT | food sales | USD/gigalumen_year | us | us | 13849616362.8858
commercial lighting | 4ft LFL: T8 F32 Commodity | 2034 | FIXED_OM | REPLACEMENT | food service | USD/gigalumen_year | us | us | 13849616362.8858
commercial lighting | 4ft LFL: T8 F32 Commodity | 2034 | FIXED_OM | REPLACEMENT | health | USD/gigalumen_year | us | us | 13849616362.8858
commercial lighting | 4ft LFL: T8 F32 Commodity | 2034 | FIXED_OM | REPLACEMENT | lodging | USD/gigalumen_year | us | us | 13849616362.8858
commercial lighting | 4ft LFL: T8 F32 Commodity | 2034 | FIXED_OM | REPLACEMENT | merc/service | USD/gigalumen_year | us | us | 13849616362.8858
commercial lighting | 4ft LFL: T8 F32 Commodity | 2034 | FIXED_OM | REPLACEMENT | office-large | USD/gigalumen_year | us | us | 13849616362.8858
commercial lighting | 4ft LFL: T8 F32 Commodity | 2034 | FIXED_OM | REPLACEMENT | office-small | USD/gigalumen_year | us | us | 13849616362.8858
commercial lighting | 4ft LFL: T8 F32 Commodity | 2034 | FIXED_OM | REPLACEMENT | other | USD/gigalumen_year | us | us | 13849616362.8858
commercial lighting | 4ft LFL: T8 F32 Commodity | 2034 | FIXED_OM | REPLACEMENT | warehouse | USD/gigalumen_year | us | us | 13849616362.8858
commercial lighting | 4ft LFL: T8 F32 Commodity | 2035 | CAPITAL | NEW | assembly | USD/gigalumen_year | us | us | 161422258557.923
commercial lighting | 4ft LFL: T8 F32 Commodity | 2035 | CAPITAL | NEW | education | USD/gigalumen_year | us | us | 161422258557.923
commercial lighting | 4ft LFL: T8 F32 Commodity | 2035 | CAPITAL | NEW | food sales | USD/gigalumen_year | us | us | 161422258557.923
commercial lighting | 4ft LFL: T8 F32 Commodity | 2035 | CAPITAL | NEW | food service | USD/gigalumen_year | us | us | 161422258557.923
commercial lighting | 4ft LFL: T8 F32 Commodity | 2035 | CAPITAL | NEW | health | USD/gigalumen_year | us | us | 161422258557.923
commercial lighting | 4ft LFL: T8 F32 Commodity | 2035 | CAPITAL | NEW | lodging | USD/gigalumen_year | us | us | 161422258557.923
commercial lighting | 4ft LFL: T8 F32 Commodity | 2035 | CAPITAL | NEW | merc/service | USD/gigalumen_year | us | us | 161422258557.923
commercial lighting | 4ft LFL: T8 F32 Commodity | 2035 | CAPITAL | NEW | office-large | USD/gigalumen_year | us | us | 161422258557.923
commercial lighting | 4ft LFL: T8 F32 Commodity | 2035 | CAPITAL | NEW | office-small | USD/gigalumen_year | us | us | 161422258557.923
commercial lighting | 4ft LFL: T8 F32 Commodity | 2035 | CAPITAL | NEW | other | USD/gigalumen_year | us | us | 161422258557.923
commercial lighting | 4ft LFL: T8 F32 Commodity | 2035 | CAPITAL | NEW | warehouse | USD/gigalumen_year | us | us | 161422258557.923
commercial lighting | 4ft LFL: T8 F32 Commodity | 2035 | CAPITAL | REPLACEMENT | assembly | USD/gigalumen_year | us | us | 161422258557.923
commercial lighting | 4ft LFL: T8 F32 Commodity | 2035 | CAPITAL | REPLACEMENT | education | USD/gigalumen_year | us | us | 161422258557.923
commercial lighting | 4ft LFL: T8 F32 Commodity | 2035 | CAPITAL | REPLACEMENT | food sales | USD/gigalumen_year | us | us | 161422258557.923
commercial lighting | 4ft LFL: T8 F32 Commodity | 2035 | CAPITAL | REPLACEMENT | food service | USD/gigalumen_year | us | us | 161422258557.923
commercial lighting | 4ft LFL: T8 F32 Commodity | 2035 | CAPITAL | REPLACEMENT | health | USD/gigalumen_year | us | us | 161422258557.923
commercial lighting | 4ft LFL: T8 F32 Commodity | 2035 | CAPITAL | REPLACEMENT | lodging | USD/gigalumen_year | us | us | 161422258557.923
commercial lighting | 4ft LFL: T8 F32 Commodity | 2035 | CAPITAL | REPLACEMENT | merc/service | USD/gigalumen_year | us | us | 161422258557.923
commercial lighting | 4ft LFL: T8 F32 Commodity | 2035 | CAPITAL | REPLACEMENT | office-large | USD/gigalumen_year | us | us | 161422258557.923
commercial lighting | 4ft LFL: T8 F32 Commodity | 2035 | CAPITAL | REPLACEMENT | office-small | USD/gigalumen_year | us | us | 161422258557.923
commercial lighting | 4ft LFL: T8 F32 Commodity | 2035 | CAPITAL | REPLACEMENT | other | USD/gigalumen_year | us | us | 161422258557.923
commercial lighting | 4ft LFL: T8 F32 Commodity | 2035 | CAPITAL | REPLACEMENT | warehouse | USD/gigalumen_year | us | us | 161422258557.923
commercial lighting | 4ft LFL: T8 F32 Commodity | 2035 | FIXED_OM | NEW | assembly | USD/gigalumen_year | us | us | 13765052897.9835
commercial lighting | 4ft LFL: T8 F32 Commodity | 2035 | FIXED_OM | NEW | education | USD/gigalumen_year | us | us | 13765052897.9835
commercial lighting | 4ft LFL: T8 F32 Commodity | 2035 | FIXED_OM | NEW | food sales | USD/gigalumen_year | us | us | 13765052897.9835
commercial lighting | 4ft LFL: T8 F32 Commodity | 2035 | FIXED_OM | NEW | food service | USD/gigalumen_year | us | us | 13765052897.9835
commercial lighting | 4ft LFL: T8 F32 Commodity | 2035 | FIXED_OM | NEW | health | USD/gigalumen_year | us | us | 13765052897.9835
commercial lighting | 4ft LFL: T8 F32 Commodity | 2035 | FIXED_OM | NEW | lodging | USD/gigalumen_year | us | us | 13765052897.9835
commercial lighting | 4ft LFL: T8 F32 Commodity | 2035 | FIXED_OM | NEW | merc/service | USD/gigalumen_year | us | us | 13765052897.9835
commercial lighting | 4ft LFL: T8 F32 Commodity | 2035 | FIXED_OM | NEW | office-large | USD/gigalumen_year | us | us | 13765052897.9835
commercial lighting | 4ft LFL: T8 F32 Commodity | 2035 | FIXED_OM | NEW | office-small | USD/gigalumen_year | us | us | 13765052897.9835
commercial lighting | 4ft LFL: T8 F32 Commodity | 2035 | FIXED_OM | NEW | other | USD/gigalumen_year | us | us | 13765052897.9835
commercial lighting | 4ft LFL: T8 F32 Commodity | 2035 | FIXED_OM | NEW | warehouse | USD/gigalumen_year | us | us | 13765052897.9835
commercial lighting | 4ft LFL: T8 F32 Commodity | 2035 | FIXED_OM | REPLACEMENT | assembly | USD/gigalumen_year | us | us | 13765052897.9835
commercial lighting | 4ft LFL: T8 F32 Commodity | 2035 | FIXED_OM | REPLACEMENT | education | USD/gigalumen_year | us | us | 13765052897.9835
commercial lighting | 4ft LFL: T8 F32 Commodity | 2035 | FIXED_OM | REPLACEMENT | food sales | USD/gigalumen_year | us | us | 13765052897.9835
commercial lighting | 4ft LFL: T8 F32 Commodity | 2035 | FIXED_OM | REPLACEMENT | food service | USD/gigalumen_year | us | us | 13765052897.9835
commercial lighting | 4ft LFL: T8 F32 Commodity | 2035 | FIXED_OM | REPLACEMENT | health | USD/gigalumen_year | us | us | 13765052897.9835
commercial lighting | 4ft LFL: T8 F32 Commodity | 2035 | FIXED_OM | REPLACEMENT | lodging | USD/gigalumen_year | us | us | 13765052897.9835
commercial lighting | 4ft LFL: T8 F32 Commodity | 2035 | FIXED_OM | REPLACEMENT | merc/service | USD/gigalumen_year | us | us | 13765052897.9835
commercial lighting | 4ft LFL: T8 F32 Commodity | 2035 | FIXED_OM | REPLACEMENT | office-large | USD/gigalumen_year | us | us | 13765052897.9835
commercial lighting | 4ft LFL: T8 F32 Commodity | 2035 | FIXED_OM | REPLACEMENT | office-small | USD/gigalumen_year | us | us | 13765052897.9835
commercial lighting | 4ft LFL: T8 F32 Commodity | 2035 | FIXED_OM | REPLACEMENT | other | USD/gigalumen_year | us | us | 13765052897.9835
commercial lighting | 4ft LFL: T8 F32 Commodity | 2035 | FIXED_OM | REPLACEMENT | warehouse | USD/gigalumen_year | us | us | 13765052897.9835
commercial lighting | 4ft LFL: T8 F32 Commodity | 2036 | CAPITAL | NEW | assembly | USD/gigalumen_year | us | us | 160971253411.778
commercial lighting | 4ft LFL: T8 F32 Commodity | 2036 | CAPITAL | NEW | education | USD/gigalumen_year | us | us | 160971253411.778
commercial lighting | 4ft LFL: T8 F32 Commodity | 2036 | CAPITAL | NEW | food sales | USD/gigalumen_year | us | us | 160971253411.778
commercial lighting | 4ft LFL: T8 F32 Commodity | 2036 | CAPITAL | NEW | food service | USD/gigalumen_year | us | us | 160971253411.778
commercial lighting | 4ft LFL: T8 F32 Commodity | 2036 | CAPITAL | NEW | health | USD/gigalumen_year | us | us | 160971253411.778
commercial lighting | 4ft LFL: T8 F32 Commodity | 2036 | CAPITAL | NEW | lodging | USD/gigalumen_year | us | us | 160971253411.778
commercial lighting | 4ft LFL: T8 F32 Commodity | 2036 | CAPITAL | NEW | merc/service | USD/gigalumen_year | us | us | 160971253411.778
commercial lighting | 4ft LFL: T8 F32 Commodity | 2036 | CAPITAL | NEW | office-large | USD/gigalumen_year | us | us | 160971253411.778
commercial lighting | 4ft LFL: T8 F32 Commodity | 2036 | CAPITAL | NEW | office-small | USD/gigalumen_year | us | us | 160971253411.778
commercial lighting | 4ft LFL: T8 F32 Commodity | 2036 | CAPITAL | NEW | other | USD/gigalumen_year | us | us | 160971253411.778
commercial lighting | 4ft LFL: T8 F32 Commodity | 2036 | CAPITAL | NEW | warehouse | USD/gigalumen_year | us | us | 160971253411.778
commercial lighting | 4ft LFL: T8 F32 Commodity | 2036 | CAPITAL | REPLACEMENT | assembly | USD/gigalumen_year | us | us | 160971253411.778
commercial lighting | 4ft LFL: T8 F32 Commodity | 2036 | CAPITAL | REPLACEMENT | education | USD/gigalumen_year | us | us | 160971253411.778
commercial lighting | 4ft LFL: T8 F32 Commodity | 2036 | CAPITAL | REPLACEMENT | food sales | USD/gigalumen_year | us | us | 160971253411.778
commercial lighting | 4ft LFL: T8 F32 Commodity | 2036 | CAPITAL | REPLACEMENT | food service | USD/gigalumen_year | us | us | 160971253411.778
commercial lighting | 4ft LFL: T8 F32 Commodity | 2036 | CAPITAL | REPLACEMENT | health | USD/gigalumen_year | us | us | 160971253411.778
commercial lighting | 4ft LFL: T8 F32 Commodity | 2036 | CAPITAL | REPLACEMENT | lodging | USD/gigalumen_year | us | us | 160971253411.778
commercial lighting | 4ft LFL: T8 F32 Commodity | 2036 | CAPITAL | REPLACEMENT | merc/service | USD/gigalumen_year | us | us | 160971253411.778
commercial lighting | 4ft LFL: T8 F32 Commodity | 2036 | CAPITAL | REPLACEMENT | office-large | USD/gigalumen_year | us | us | 160971253411.778
commercial lighting | 4ft LFL: T8 F32 Commodity | 2036 | CAPITAL | REPLACEMENT | office-small | USD/gigalumen_year | us | us | 160971253411.778
commercial lighting | 4ft LFL: T8 F32 Commodity | 2036 | CAPITAL | REPLACEMENT | other | USD/gigalumen_year | us | us | 160971253411.778
commercial lighting | 4ft LFL: T8 F32 Commodity | 2036 | CAPITAL | REPLACEMENT | warehouse | USD/gigalumen_year | us | us | 160971253411.778
commercial lighting | 4ft LFL: T8 F32 Commodity | 2036 | FIXED_OM | NEW | assembly | USD/gigalumen_year | us | us | 13680489433.0813
commercial lighting | 4ft LFL: T8 F32 Commodity | 2036 | FIXED_OM | NEW | education | USD/gigalumen_year | us | us | 13680489433.0813
commercial lighting | 4ft LFL: T8 F32 Commodity | 2036 | FIXED_OM | NEW | food sales | USD/gigalumen_year | us | us | 13680489433.0813
commercial lighting | 4ft LFL: T8 F32 Commodity | 2036 | FIXED_OM | NEW | food service | USD/gigalumen_year | us | us | 13680489433.0813
commercial lighting | 4ft LFL: T8 F32 Commodity | 2036 | FIXED_OM | NEW | health | USD/gigalumen_year | us | us | 13680489433.0813
commercial lighting | 4ft LFL: T8 F32 Commodity | 2036 | FIXED_OM | NEW | lodging | USD/gigalumen_year | us | us | 13680489433.0813
commercial lighting | 4ft LFL: T8 F32 Commodity | 2036 | FIXED_OM | NEW | merc/service | USD/gigalumen_year | us | us | 13680489433.0813
commercial lighting | 4ft LFL: T8 F32 Commodity | 2036 | FIXED_OM | NEW | office-large | USD/gigalumen_year | us | us | 13680489433.0813
commercial lighting | 4ft LFL: T8 F32 Commodity | 2036 | FIXED_OM | NEW | office-small | USD/gigalumen_year | us | us | 13680489433.0813
commercial lighting | 4ft LFL: T8 F32 Commodity | 2036 | FIXED_OM | NEW | other | USD/gigalumen_year | us | us | 13680489433.0813
commercial lighting | 4ft LFL: T8 F32 Commodity | 2036 | FIXED_OM | NEW | warehouse | USD/gigalumen_year | us | us | 13680489433.0813
commercial lighting | 4ft LFL: T8 F32 Commodity | 2036 | FIXED_OM | REPLACEMENT | assembly | USD/gigalumen_year | us | us | 13680489433.0813
commercial lighting | 4ft LFL: T8 F32 Commodity | 2036 | FIXED_OM | REPLACEMENT | education | USD/gigalumen_year | us | us | 13680489433.0813
commercial lighting | 4ft LFL: T8 F32 Commodity | 2036 | FIXED_OM | REPLACEMENT | food sales | USD/gigalumen_year | us | us | 13680489433.0813
commercial lighting | 4ft LFL: T8 F32 Commodity | 2036 | FIXED_OM | REPLACEMENT | food service | USD/gigalumen_year | us | us | 13680489433.0813
commercial lighting | 4ft LFL: T8 F32 Commodity | 2036 | FIXED_OM | REPLACEMENT | health | USD/gigalumen_year | us | us | 13680489433.0813
commercial lighting | 4ft LFL: T8 F32 Commodity | 2036 | FIXED_OM | REPLACEMENT | lodging | USD/gigalumen_year | us | us | 13680489433.0813
commercial lighting | 4ft LFL: T8 F32 Commodity | 2036 | FIXED_OM | REPLACEMENT | merc/service | USD/gigalumen_year | us | us | 13680489433.0813
commercial lighting | 4ft LFL: T8 F32 Commodity | 2036 | FIXED_OM | REPLACEMENT | office-large | USD/gigalumen_year | us | us | 13680489433.0813
commercial lighting | 4ft LFL: T8 F32 Commodity | 2036 | FIXED_OM | REPLACEMENT | office-small | USD/gigalumen_year | us | us | 13680489433.0813
commercial lighting | 4ft LFL: T8 F32 Commodity | 2036 | FIXED_OM | REPLACEMENT | other | USD/gigalumen_year | us | us | 13680489433.0813
commercial lighting | 4ft LFL: T8 F32 Commodity | 2036 | FIXED_OM | REPLACEMENT | warehouse | USD/gigalumen_year | us | us | 13680489433.0813
commercial lighting | 4ft LFL: T8 F32 Commodity | 2037 | CAPITAL | NEW | assembly | USD/gigalumen_year | us | us | 160520248265.632
commercial lighting | 4ft LFL: T8 F32 Commodity | 2037 | CAPITAL | NEW | education | USD/gigalumen_year | us | us | 160520248265.632
commercial lighting | 4ft LFL: T8 F32 Commodity | 2037 | CAPITAL | NEW | food sales | USD/gigalumen_year | us | us | 160520248265.632
commercial lighting | 4ft LFL: T8 F32 Commodity | 2037 | CAPITAL | NEW | food service | USD/gigalumen_year | us | us | 160520248265.632
commercial lighting | 4ft LFL: T8 F32 Commodity | 2037 | CAPITAL | NEW | health | USD/gigalumen_year | us | us | 160520248265.632
commercial lighting | 4ft LFL: T8 F32 Commodity | 2037 | CAPITAL | NEW | lodging | USD/gigalumen_year | us | us | 160520248265.632
commercial lighting | 4ft LFL: T8 F32 Commodity | 2037 | CAPITAL | NEW | merc/service | USD/gigalumen_year | us | us | 160520248265.632
commercial lighting | 4ft LFL: T8 F32 Commodity | 2037 | CAPITAL | NEW | office-large | USD/gigalumen_year | us | us | 160520248265.632
commercial lighting | 4ft LFL: T8 F32 Commodity | 2037 | CAPITAL | NEW | office-small | USD/gigalumen_year | us | us | 160520248265.632
commercial lighting | 4ft LFL: T8 F32 Commodity | 2037 | CAPITAL | NEW | other | USD/gigalumen_year | us | us | 160520248265.632
commercial lighting | 4ft LFL: T8 F32 Commodity | 2037 | CAPITAL | NEW | warehouse | USD/gigalumen_year | us | us | 160520248265.632
commercial lighting | 4ft LFL: T8 F32 Commodity | 2037 | CAPITAL | REPLACEMENT | assembly | USD/gigalumen_year | us | us | 160520248265.632
commercial lighting | 4ft LFL: T8 F32 Commodity | 2037 | CAPITAL | REPLACEMENT | education | USD/gigalumen_year | us | us | 160520248265.632
commercial lighting | 4ft LFL: T8 F32 Commodity | 2037 | CAPITAL | REPLACEMENT | food sales | USD/gigalumen_year | us | us | 160520248265.632
commercial lighting | 4ft LFL: T8 F32 Commodity | 2037 | CAPITAL | REPLACEMENT | food service | USD/gigalumen_year | us | us | 160520248265.632
commercial lighting | 4ft LFL: T8 F32 Commodity | 2037 | CAPITAL | REPLACEMENT | health | USD/gigalumen_year | us | us | 160520248265.632
commercial lighting | 4ft LFL: T8 F32 Commodity | 2037 | CAPITAL | REPLACEMENT | lodging | USD/gigalumen_year | us | us | 160520248265.632
commercial lighting | 4ft LFL: T8 F32 Commodity | 2037 | CAPITAL | REPLACEMENT | merc/service | USD/gigalumen_year | us | us | 160520248265.632
commercial lighting | 4ft LFL: T8 F32 Commodity | 2037 | CAPITAL | REPLACEMENT | office-large | USD/gigalumen_year | us | us | 160520248265.632
commercial lighting | 4ft LFL: T8 F32 Commodity | 2037 | CAPITAL | REPLACEMENT | office-small | USD/gigalumen_year | us | us | 160520248265.632
commercial lighting | 4ft LFL: T8 F32 Commodity | 2037 | CAPITAL | REPLACEMENT | other | USD/gigalumen_year | us | us | 160520248265.632
commercial lighting | 4ft LFL: T8 F32 Commodity | 2037 | CAPITAL | REPLACEMENT | warehouse | USD/gigalumen_year | us | us | 160520248265.632
commercial lighting | 4ft LFL: T8 F32 Commodity | 2037 | FIXED_OM | NEW | assembly | USD/gigalumen_year | us | us | 13595925968.179
commercial lighting | 4ft LFL: T8 F32 Commodity | 2037 | FIXED_OM | NEW | education | USD/gigalumen_year | us | us | 13595925968.179
commercial lighting | 4ft LFL: T8 F32 Commodity | 2037 | FIXED_OM | NEW | food sales | USD/gigalumen_year | us | us | 13595925968.179
commercial lighting | 4ft LFL: T8 F32 Commodity | 2037 | FIXED_OM | NEW | food service | USD/gigalumen_year | us | us | 13595925968.179
commercial lighting | 4ft LFL: T8 F32 Commodity | 2037 | FIXED_OM | NEW | health | USD/gigalumen_year | us | us | 13595925968.179
commercial lighting | 4ft LFL: T8 F32 Commodity | 2037 | FIXED_OM | NEW | lodging | USD/gigalumen_year | us | us | 13595925968.179
commercial lighting | 4ft LFL: T8 F32 Commodity | 2037 | FIXED_OM | NEW | merc/service | USD/gigalumen_year | us | us | 13595925968.179
commercial lighting | 4ft LFL: T8 F32 Commodity | 2037 | FIXED_OM | NEW | office-large | USD/gigalumen_year | us | us | 13595925968.179
commercial lighting | 4ft LFL: T8 F32 Commodity | 2037 | FIXED_OM | NEW | office-small | USD/gigalumen_year | us | us | 13595925968.179
commercial lighting | 4ft LFL: T8 F32 Commodity | 2037 | FIXED_OM | NEW | other | USD/gigalumen_year | us | us | 13595925968.179
commercial lighting | 4ft LFL: T8 F32 Commodity | 2037 | FIXED_OM | NEW | warehouse | USD/gigalumen_year | us | us | 13595925968.179
commercial lighting | 4ft LFL: T8 F32 Commodity | 2037 | FIXED_OM | REPLACEMENT | assembly | USD/gigalumen_year | us | us | 13595925968.179
commercial lighting | 4ft LFL: T8 F32 Commodity | 2037 | FIXED_OM | REPLACEMENT | education | USD/gigalumen_year | us | us | 13595925968.179
commercial lighting | 4ft LFL: T8 F32 Commodity | 2037 | FIXED_OM | REPLACEMENT | food sales | USD/gigalumen_year | us | us | 13595925968.179
commercial lighting | 4ft LFL: T8 F32 Commodity | 2037 | FIXED_OM | REPLACEMENT | food service | USD/gigalumen_year | us | us | 13595925968.179
commercial lighting | 4ft LFL: T8 F32 Commodity | 2037 | FIXED_OM | REPLACEMENT | health | USD/gigalumen_year | us | us | 13595925968.179
commercial lighting | 4ft LFL: T8 F32 Commodity | 2037 | FIXED_OM | REPLACEMENT | lodging | USD/gigalumen_year | us | us | 13595925968.179
commercial lighting | 4ft LFL: T8 F32 Commodity | 2037 | FIXED_OM | REPLACEMENT | merc/service | USD/gigalumen_year | us | us | 13595925968.179
commercial lighting | 4ft LFL: T8 F32 Commodity | 2037 | FIXED_OM | REPLACEMENT | office-large | USD/gigalumen_year | us | us | 13595925968.179
commercial lighting | 4ft LFL: T8 F32 Commodity | 2037 | FIXED_OM | REPLACEMENT | office-small | USD/gigalumen_year | us | us | 13595925968.179
commercial lighting | 4ft LFL: T8 F32 Commodity | 2037 | FIXED_OM | REPLACEMENT | other | USD/gigalumen_year | us | us | 13595925968.179
commercial lighting | 4ft LFL: T8 F32 Commodity | 2037 | FIXED_OM | REPLACEMENT | warehouse | USD/gigalumen_year | us | us | 13595925968.179
commercial lighting | 4ft LFL: T8 F32 Commodity | 2038 | CAPITAL | NEW | assembly | USD/gigalumen_year | us | us | 160069243119.487
commercial lighting | 4ft LFL: T8 F32 Commodity | 2038 | CAPITAL | NEW | education | USD/gigalumen_year | us | us | 160069243119.487
commercial lighting | 4ft LFL: T8 F32 Commodity | 2038 | CAPITAL | NEW | food sales | USD/gigalumen_year | us | us | 160069243119.487
commercial lighting | 4ft LFL: T8 F32 Commodity | 2038 | CAPITAL | NEW | food service | USD/gigalumen_year | us | us | 160069243119.487
commercial lighting | 4ft LFL: T8 F32 Commodity | 2038 | CAPITAL | NEW | health | USD/gigalumen_year | us | us | 160069243119.487
commercial lighting | 4ft LFL: T8 F32 Commodity | 2038 | CAPITAL | NEW | lodging | USD/gigalumen_year | us | us | 160069243119.487
commercial lighting | 4ft LFL: T8 F32 Commodity | 2038 | CAPITAL | NEW | merc/service | USD/gigalumen_year | us | us | 160069243119.487
commercial lighting | 4ft LFL: T8 F32 Commodity | 2038 | CAPITAL | NEW | office-large | USD/gigalumen_year | us | us | 160069243119.487
commercial lighting | 4ft LFL: T8 F32 Commodity | 2038 | CAPITAL | NEW | office-small | USD/gigalumen_year | us | us | 160069243119.487
commercial lighting | 4ft LFL: T8 F32 Commodity | 2038 | CAPITAL | NEW | other | USD/gigalumen_year | us | us | 160069243119.487
commercial lighting | 4ft LFL: T8 F32 Commodity | 2038 | CAPITAL | NEW | warehouse | USD/gigalumen_year | us | us | 160069243119.487
commercial lighting | 4ft LFL: T8 F32 Commodity | 2038 | CAPITAL | REPLACEMENT | assembly | USD/gigalumen_year | us | us | 160069243119.487
commercial lighting | 4ft LFL: T8 F32 Commodity | 2038 | CAPITAL | REPLACEMENT | education | USD/gigalumen_year | us | us | 160069243119.487
commercial lighting | 4ft LFL: T8 F32 Commodity | 2038 | CAPITAL | REPLACEMENT | food sales | USD/gigalumen_year | us | us | 160069243119.487
commercial lighting | 4ft LFL: T8 F32 Commodity | 2038 | CAPITAL | REPLACEMENT | food service | USD/gigalumen_year | us | us | 160069243119.487
commercial lighting | 4ft LFL: T8 F32 Commodity | 2038 | CAPITAL | REPLACEMENT | health | USD/gigalumen_year | us | us | 160069243119.487
commercial lighting | 4ft LFL: T8 F32 Commodity | 2038 | CAPITAL | REPLACEMENT | lodging | USD/gigalumen_year | us | us | 160069243119.487
commercial lighting | 4ft LFL: T8 F32 Commodity | 2038 | CAPITAL | REPLACEMENT | merc/service | USD/gigalumen_year | us | us | 160069243119.487
commercial lighting | 4ft LFL: T8 F32 Commodity | 2038 | CAPITAL | REPLACEMENT | office-large | USD/gigalumen_year | us | us | 160069243119.487
commercial lighting | 4ft LFL: T8 F32 Commodity | 2038 | CAPITAL | REPLACEMENT | office-small | USD/gigalumen_year | us | us | 160069243119.487
commercial lighting | 4ft LFL: T8 F32 Commodity | 2038 | CAPITAL | REPLACEMENT | other | USD/gigalumen_year | us | us | 160069243119.487
commercial lighting | 4ft LFL: T8 F32 Commodity | 2038 | CAPITAL | REPLACEMENT | warehouse | USD/gigalumen_year | us | us | 160069243119.487
commercial lighting | 4ft LFL: T8 F32 Commodity | 2038 | FIXED_OM | NEW | assembly | USD/gigalumen_year | us | us | 13511362503.2767
commercial lighting | 4ft LFL: T8 F32 Commodity | 2038 | FIXED_OM | NEW | education | USD/gigalumen_year | us | us | 13511362503.2767
commercial lighting | 4ft LFL: T8 F32 Commodity | 2038 | FIXED_OM | NEW | food sales | USD/gigalumen_year | us | us | 13511362503.2767
commercial lighting | 4ft LFL: T8 F32 Commodity | 2038 | FIXED_OM | NEW | food service | USD/gigalumen_year | us | us | 13511362503.2767
commercial lighting | 4ft LFL: T8 F32 Commodity | 2038 | FIXED_OM | NEW | health | USD/gigalumen_year | us | us | 13511362503.2767
commercial lighting | 4ft LFL: T8 F32 Commodity | 2038 | FIXED_OM | NEW | lodging | USD/gigalumen_year | us | us | 13511362503.2767
commercial lighting | 4ft LFL: T8 F32 Commodity | 2038 | FIXED_OM | NEW | merc/service | USD/gigalumen_year | us | us | 13511362503.2767
commercial lighting | 4ft LFL: T8 F32 Commodity | 2038 | FIXED_OM | NEW | office-large | USD/gigalumen_year | us | us | 13511362503.2767
commercial lighting | 4ft LFL: T8 F32 Commodity | 2038 | FIXED_OM | NEW | office-small | USD/gigalumen_year | us | us | 13511362503.2767
commercial lighting | 4ft LFL: T8 F32 Commodity | 2038 | FIXED_OM | NEW | other | USD/gigalumen_year | us | us | 13511362503.2767
commercial lighting | 4ft LFL: T8 F32 Commodity | 2038 | FIXED_OM | NEW | warehouse | USD/gigalumen_year | us | us | 13511362503.2767
commercial lighting | 4ft LFL: T8 F32 Commodity | 2038 | FIXED_OM | REPLACEMENT | assembly | USD/gigalumen_year | us | us | 13511362503.2767
commercial lighting | 4ft LFL: T8 F32 Commodity | 2038 | FIXED_OM | REPLACEMENT | education | USD/gigalumen_year | us | us | 13511362503.2767
commercial lighting | 4ft LFL: T8 F32 Commodity | 2038 | FIXED_OM | REPLACEMENT | food sales | USD/gigalumen_year | us | us | 13511362503.2767
commercial lighting | 4ft LFL: T8 F32 Commodity | 2038 | FIXED_OM | REPLACEMENT | food service | USD/gigalumen_year | us | us | 13511362503.2767
commercial lighting | 4ft LFL: T8 F32 Commodity | 2038 | FIXED_OM | REPLACEMENT | health | USD/gigalumen_year | us | us | 13511362503.2767
commercial lighting | 4ft LFL: T8 F32 Commodity | 2038 | FIXED_OM | REPLACEMENT | lodging | USD/gigalumen_year | us | us | 13511362503.2767
commercial lighting | 4ft LFL: T8 F32 Commodity | 2038 | FIXED_OM | REPLACEMENT | merc/service | USD/gigalumen_year | us | us | 13511362503.2767
commercial lighting | 4ft LFL: T8 F32 Commodity | 2038 | FIXED_OM | REPLACEMENT | office-large | USD/gigalumen_year | us | us | 13511362503.2767
commercial lighting | 4ft LFL: T8 F32 Commodity | 2038 | FIXED_OM | REPLACEMENT | office-small | USD/gigalumen_year | us | us | 13511362503.2767
commercial lighting | 4ft LFL: T8 F32 Commodity | 2038 | FIXED_OM | REPLACEMENT | other | USD/gigalumen_year | us | us | 13511362503.2767
commercial lighting | 4ft LFL: T8 F32 Commodity | 2038 | FIXED_OM | REPLACEMENT | warehouse | USD/gigalumen_year | us | us | 13511362503.2767
commercial lighting | 4ft LFL: T8 F32 Commodity | 2039 | CAPITAL | NEW | assembly | USD/gigalumen_year | us | us | 159618237973.341
commercial lighting | 4ft LFL: T8 F32 Commodity | 2039 | CAPITAL | NEW | education | USD/gigalumen_year | us | us | 159618237973.341
commercial lighting | 4ft LFL: T8 F32 Commodity | 2039 | CAPITAL | NEW | food sales | USD/gigalumen_year | us | us | 159618237973.341
commercial lighting | 4ft LFL: T8 F32 Commodity | 2039 | CAPITAL | NEW | food service | USD/gigalumen_year | us | us | 159618237973.341
commercial lighting | 4ft LFL: T8 F32 Commodity | 2039 | CAPITAL | NEW | health | USD/gigalumen_year | us | us | 159618237973.341
commercial lighting | 4ft LFL: T8 F32 Commodity | 2039 | CAPITAL | NEW | lodging | USD/gigalumen_year | us | us | 159618237973.341
commercial lighting | 4ft LFL: T8 F32 Commodity | 2039 | CAPITAL | NEW | merc/service | USD/gigalumen_year | us | us | 159618237973.341
commercial lighting | 4ft LFL: T8 F32 Commodity | 2039 | CAPITAL | NEW | office-large | USD/gigalumen_year | us | us | 159618237973.341
commercial lighting | 4ft LFL: T8 F32 Commodity | 2039 | CAPITAL | NEW | office-small | USD/gigalumen_year | us | us | 159618237973.341
commercial lighting | 4ft LFL: T8 F32 Commodity | 2039 | CAPITAL | NEW | other | USD/gigalumen_year | us | us | 159618237973.341
commercial lighting | 4ft LFL: T8 F32 Commodity | 2039 | CAPITAL | NEW | warehouse | USD/gigalumen_year | us | us | 159618237973.341
commercial lighting | 4ft LFL: T8 F32 Commodity | 2039 | CAPITAL | REPLACEMENT | assembly | USD/gigalumen_year | us | us | 159618237973.341
commercial lighting | 4ft LFL: T8 F32 Commodity | 2039 | CAPITAL | REPLACEMENT | education | USD/gigalumen_year | us | us | 159618237973.341
commercial lighting | 4ft LFL: T8 F32 Commodity | 2039 | CAPITAL | REPLACEMENT | food sales | USD/gigalumen_year | us | us | 159618237973.341
commercial lighting | 4ft LFL: T8 F32 Commodity | 2039 | CAPITAL | REPLACEMENT | food service | USD/gigalumen_year | us | us | 159618237973.341
commercial lighting | 4ft LFL: T8 F32 Commodity | 2039 | CAPITAL | REPLACEMENT | health | USD/gigalumen_year | us | us | 159618237973.341
commercial lighting | 4ft LFL: T8 F32 Commodity | 2039 | CAPITAL | REPLACEMENT | lodging | USD/gigalumen_year | us | us | 159618237973.341
commercial lighting | 4ft LFL: T8 F32 Commodity | 2039 | CAPITAL | REPLACEMENT | merc/service | USD/gigalumen_year | us | us | 159618237973.341
commercial lighting | 4ft LFL: T8 F32 Commodity | 2039 | CAPITAL | REPLACEMENT | office-large | USD/gigalumen_year | us | us | 159618237973.341
commercial lighting | 4ft LFL: T8 F32 Commodity | 2039 | CAPITAL | REPLACEMENT | office-small | USD/gigalumen_year | us | us | 159618237973.341
commercial lighting | 4ft LFL: T8 F32 Commodity | 2039 | CAPITAL | REPLACEMENT | other | USD/gigalumen_year | us | us | 159618237973.341
commercial lighting | 4ft LFL: T8 F32 Commodity | 2039 | CAPITAL | REPLACEMENT | warehouse | USD/gigalumen_year | us | us | 159618237973.341
commercial lighting | 4ft LFL: T8 F32 Commodity | 2039 | FIXED_OM | NEW | assembly | USD/gigalumen_year | us | us | 13426799038.3744
commercial lighting | 4ft LFL: T8 F32 Commodity | 2039 | FIXED_OM | NEW | education | USD/gigalumen_year | us | us | 13426799038.3744
commercial lighting | 4ft LFL: T8 F32 Commodity | 2039 | FIXED_OM | NEW | food sales | USD/gigalumen_year | us | us | 13426799038.3744
commercial lighting | 4ft LFL: T8 F32 Commodity | 2039 | FIXED_OM | NEW | food service | USD/gigalumen_year | us | us | 13426799038.3744
commercial lighting | 4ft LFL: T8 F32 Commodity | 2039 | FIXED_OM | NEW | health | USD/gigalumen_year | us | us | 13426799038.3744
commercial lighting | 4ft LFL: T8 F32 Commodity | 2039 | FIXED_OM | NEW | lodging | USD/gigalumen_year | us | us | 13426799038.3744
commercial lighting | 4ft LFL: T8 F32 Commodity | 2039 | FIXED_OM | NEW | merc/service | USD/gigalumen_year | us | us | 13426799038.3744
commercial lighting | 4ft LFL: T8 F32 Commodity | 2039 | FIXED_OM | NEW | office-large | USD/gigalumen_year | us | us | 13426799038.3744
commercial lighting | 4ft LFL: T8 F32 Commodity | 2039 | FIXED_OM | NEW | office-small | USD/gigalumen_year | us | us | 13426799038.3744
commercial lighting | 4ft LFL: T8 F32 Commodity | 2039 | FIXED_OM | NEW | other | USD/gigalumen_year | us | us | 13426799038.3744
commercial lighting | 4ft LFL: T8 F32 Commodity | 2039 | FIXED_OM | NEW | warehouse | USD/gigalumen_year | us | us | 13426799038.3744
commercial lighting | 4ft LFL: T8 F32 Commodity | 2039 | FIXED_OM | REPLACEMENT | assembly | USD/gigalumen_year | us | us | 13426799038.3744
commercial lighting | 4ft LFL: T8 F32 Commodity | 2039 | FIXED_OM | REPLACEMENT | education | USD/gigalumen_year | us | us | 13426799038.3744
commercial lighting | 4ft LFL: T8 F32 Commodity | 2039 | FIXED_OM | REPLACEMENT | food sales | USD/gigalumen_year | us | us | 13426799038.3744
commercial lighting | 4ft LFL: T8 F32 Commodity | 2039 | FIXED_OM | REPLACEMENT | food service | USD/gigalumen_year | us | us | 13426799038.3744
commercial lighting | 4ft LFL: T8 F32 Commodity | 2039 | FIXED_OM | REPLACEMENT | health | USD/gigalumen_year | us | us | 13426799038.3744
commercial lighting | 4ft LFL: T8 F32 Commodity | 2039 | FIXED_OM | REPLACEMENT | lodging | USD/gigalumen_year | us | us | 13426799038.3744
commercial lighting | 4ft LFL: T8 F32 Commodity | 2039 | FIXED_OM | REPLACEMENT | merc/service | USD/gigalumen_year | us | us | 13426799038.3744
commercial lighting | 4ft LFL: T8 F32 Commodity | 2039 | FIXED_OM | REPLACEMENT | office-large | USD/gigalumen_year | us | us | 13426799038.3744
commercial lighting | 4ft LFL: T8 F32 Commodity | 2039 | FIXED_OM | REPLACEMENT | office-small | USD/gigalumen_year | us | us | 13426799038.3744
commercial lighting | 4ft LFL: T8 F32 Commodity | 2039 | FIXED_OM | REPLACEMENT | other | USD/gigalumen_year | us | us | 13426799038.3744
commercial lighting | 4ft LFL: T8 F32 Commodity | 2039 | FIXED_OM | REPLACEMENT | warehouse | USD/gigalumen_year | us | us | 13426799038.3744
commercial lighting | 4ft LFL: T8 F32 Commodity | 2040 | CAPITAL | NEW | assembly | USD/gigalumen_year | us | us | 159167232827.195
commercial lighting | 4ft LFL: T8 F32 Commodity | 2040 | CAPITAL | NEW | education | USD/gigalumen_year | us | us | 159167232827.195
commercial lighting | 4ft LFL: T8 F32 Commodity | 2040 | CAPITAL | NEW | food sales | USD/gigalumen_year | us | us | 159167232827.195
commercial lighting | 4ft LFL: T8 F32 Commodity | 2040 | CAPITAL | NEW | food service | USD/gigalumen_year | us | us | 159167232827.195
commercial lighting | 4ft LFL: T8 F32 Commodity | 2040 | CAPITAL | NEW | health | USD/gigalumen_year | us | us | 159167232827.195
commercial lighting | 4ft LFL: T8 F32 Commodity | 2040 | CAPITAL | NEW | lodging | USD/gigalumen_year | us | us | 159167232827.195
commercial lighting | 4ft LFL: T8 F32 Commodity | 2040 | CAPITAL | NEW | merc/service | USD/gigalumen_year | us | us | 159167232827.195
commercial lighting | 4ft LFL: T8 F32 Commodity | 2040 | CAPITAL | NEW | office-large | USD/gigalumen_year | us | us | 159167232827.195
commercial lighting | 4ft LFL: T8 F32 Commodity | 2040 | CAPITAL | NEW | office-small | USD/gigalumen_year | us | us | 159167232827.195
commercial lighting | 4ft LFL: T8 F32 Commodity | 2040 | CAPITAL | NEW | other | USD/gigalumen_year | us | us | 159167232827.195
commercial lighting | 4ft LFL: T8 F32 Commodity | 2040 | CAPITAL | NEW | warehouse | USD/gigalumen_year | us | us | 159167232827.195
commercial lighting | 4ft LFL: T8 F32 Commodity | 2040 | CAPITAL | REPLACEMENT | assembly | USD/gigalumen_year | us | us | 159167232827.195
commercial lighting | 4ft LFL: T8 F32 Commodity | 2040 | CAPITAL | REPLACEMENT | education | USD/gigalumen_year | us | us | 159167232827.195
commercial lighting | 4ft LFL: T8 F32 Commodity | 2040 | CAPITAL | REPLACEMENT | food sales | USD/gigalumen_year | us | us | 159167232827.195
commercial lighting | 4ft LFL: T8 F32 Commodity | 2040 | CAPITAL | REPLACEMENT | food service | USD/gigalumen_year | us | us | 159167232827.195
commercial lighting | 4ft LFL: T8 F32 Commodity | 2040 | CAPITAL | REPLACEMENT | health | USD/gigalumen_year | us | us | 159167232827.195
commercial lighting | 4ft LFL: T8 F32 Commodity | 2040 | CAPITAL | REPLACEMENT | lodging | USD/gigalumen_year | us | us | 159167232827.195
commercial lighting | 4ft LFL: T8 F32 Commodity | 2040 | CAPITAL | REPLACEMENT | merc/service | USD/gigalumen_year | us | us | 159167232827.195
commercial lighting | 4ft LFL: T8 F32 Commodity | 2040 | CAPITAL | REPLACEMENT | office-large | USD/gigalumen_year | us | us | 159167232827.195
commercial lighting | 4ft LFL: T8 F32 Commodity | 2040 | CAPITAL | REPLACEMENT | office-small | USD/gigalumen_year | us | us | 159167232827.195
commercial lighting | 4ft LFL: T8 F32 Commodity | 2040 | CAPITAL | REPLACEMENT | other | USD/gigalumen_year | us | us | 159167232827.195
commercial lighting | 4ft LFL: T8 F32 Commodity | 2040 | CAPITAL | REPLACEMENT | warehouse | USD/gigalumen_year | us | us | 159167232827.195
commercial lighting | 4ft LFL: T8 F32 Commodity | 2040 | FIXED_OM | NEW | assembly | USD/gigalumen_year | us | us | 13342235573.4721
commercial lighting | 4ft LFL: T8 F32 Commodity | 2040 | FIXED_OM | NEW | education | USD/gigalumen_year | us | us | 13342235573.4721
commercial lighting | 4ft LFL: T8 F32 Commodity | 2040 | FIXED_OM | NEW | food sales | USD/gigalumen_year | us | us | 13342235573.4721
commercial lighting | 4ft LFL: T8 F32 Commodity | 2040 | FIXED_OM | NEW | food service | USD/gigalumen_year | us | us | 13342235573.4721
commercial lighting | 4ft LFL: T8 F32 Commodity | 2040 | FIXED_OM | NEW | health | USD/gigalumen_year | us | us | 13342235573.4721
commercial lighting | 4ft LFL: T8 F32 Commodity | 2040 | FIXED_OM | NEW | lodging | USD/gigalumen_year | us | us | 13342235573.4721
commercial lighting | 4ft LFL: T8 F32 Commodity | 2040 | FIXED_OM | NEW | merc/service | USD/gigalumen_year | us | us | 13342235573.4721
commercial lighting | 4ft LFL: T8 F32 Commodity | 2040 | FIXED_OM | NEW | office-large | USD/gigalumen_year | us | us | 13342235573.4721
commercial lighting | 4ft LFL: T8 F32 Commodity | 2040 | FIXED_OM | NEW | office-small | USD/gigalumen_year | us | us | 13342235573.4721
commercial lighting | 4ft LFL: T8 F32 Commodity | 2040 | FIXED_OM | NEW | other | USD/gigalumen_year | us | us | 13342235573.4721
commercial lighting | 4ft LFL: T8 F32 Commodity | 2040 | FIXED_OM | NEW | warehouse | USD/gigalumen_year | us | us | 13342235573.4721
commercial lighting | 4ft LFL: T8 F32 Commodity | 2040 | FIXED_OM | REPLACEMENT | assembly | USD/gigalumen_year | us | us | 13342235573.4721
commercial lighting | 4ft LFL: T8 F32 Commodity | 2040 | FIXED_OM | REPLACEMENT | education | USD/gigalumen_year | us | us | 13342235573.4721
commercial lighting | 4ft LFL: T8 F32 Commodity | 2040 | FIXED_OM | REPLACEMENT | food sales | USD/gigalumen_year | us | us | 13342235573.4721
commercial lighting | 4ft LFL: T8 F32 Commodity | 2040 | FIXED_OM | REPLACEMENT | food service | USD/gigalumen_year | us | us | 13342235573.4721
commercial lighting | 4ft LFL: T8 F32 Commodity | 2040 | FIXED_OM | REPLACEMENT | health | USD/gigalumen_year | us | us | 13342235573.4721
commercial lighting | 4ft LFL: T8 F32 Commodity | 2040 | FIXED_OM | REPLACEMENT | lodging | USD/gigalumen_year | us | us | 13342235573.4721
commercial lighting | 4ft LFL: T8 F32 Commodity | 2040 | FIXED_OM | REPLACEMENT | merc/service | USD/gigalumen_year | us | us | 13342235573.4721
commercial lighting | 4ft LFL: T8 F32 Commodity | 2040 | FIXED_OM | REPLACEMENT | office-large | USD/gigalumen_year | us | us | 13342235573.4721
commercial lighting | 4ft LFL: T8 F32 Commodity | 2040 | FIXED_OM | REPLACEMENT | office-small | USD/gigalumen_year | us | us | 13342235573.4721
commercial lighting | 4ft LFL: T8 F32 Commodity | 2040 | FIXED_OM | REPLACEMENT | other | USD/gigalumen_year | us | us | 13342235573.4721
commercial lighting | 4ft LFL: T8 F32 Commodity | 2040 | FIXED_OM | REPLACEMENT | warehouse | USD/gigalumen_year | us | us | 13342235573.4721
commercial lighting | 4ft LFL: T8 F32 Commodity | 2041 | CAPITAL | NEW | assembly | USD/gigalumen_year | us | us | 159167232827.195
commercial lighting | 4ft LFL: T8 F32 Commodity | 2041 | CAPITAL | NEW | education | USD/gigalumen_year | us | us | 159167232827.195
commercial lighting | 4ft LFL: T8 F32 Commodity | 2041 | CAPITAL | NEW | food sales | USD/gigalumen_year | us | us | 159167232827.195
commercial lighting | 4ft LFL: T8 F32 Commodity | 2041 | CAPITAL | NEW | food service | USD/gigalumen_year | us | us | 159167232827.195
commercial lighting | 4ft LFL: T8 F32 Commodity | 2041 | CAPITAL | NEW | health | USD/gigalumen_year | us | us | 159167232827.195
commercial lighting | 4ft LFL: T8 F32 Commodity | 2041 | CAPITAL | NEW | lodging | USD/gigalumen_year | us | us | 159167232827.195
commercial lighting | 4ft LFL: T8 F32 Commodity | 2041 | CAPITAL | NEW | merc/service | USD/gigalumen_year | us | us | 159167232827.195
commercial lighting | 4ft LFL: T8 F32 Commodity | 2041 | CAPITAL | NEW | office-large | USD/gigalumen_year | us | us | 159167232827.195
commercial lighting | 4ft LFL: T8 F32 Commodity | 2041 | CAPITAL | NEW | office-small | USD/gigalumen_year | us | us | 159167232827.195
commercial lighting | 4ft LFL: T8 F32 Commodity | 2041 | CAPITAL | NEW | other | USD/gigalumen_year | us | us | 159167232827.195
commercial lighting | 4ft LFL: T8 F32 Commodity | 2041 | CAPITAL | NEW | warehouse | USD/gigalumen_year | us | us | 159167232827.195
commercial lighting | 4ft LFL: T8 F32 Commodity | 2041 | CAPITAL | REPLACEMENT | assembly | USD/gigalumen_year | us | us | 159167232827.195
commercial lighting | 4ft LFL: T8 F32 Commodity | 2041 | CAPITAL | REPLACEMENT | education | USD/gigalumen_year | us | us | 159167232827.195
commercial lighting | 4ft LFL: T8 F32 Commodity | 2041 | CAPITAL | REPLACEMENT | food sales | USD/gigalumen_year | us | us | 159167232827.195
commercial lighting | 4ft LFL: T8 F32 Commodity | 2041 | CAPITAL | REPLACEMENT | food service | USD/gigalumen_year | us | us | 159167232827.195
commercial lighting | 4ft LFL: T8 F32 Commodity | 2041 | CAPITAL | REPLACEMENT | health | USD/gigalumen_year | us | us | 159167232827.195
commercial lighting | 4ft LFL: T8 F32 Commodity | 2041 | CAPITAL | REPLACEMENT | lodging | USD/gigalumen_year | us | us | 159167232827.195
commercial lighting | 4ft LFL: T8 F32 Commodity | 2041 | CAPITAL | REPLACEMENT | merc/service | USD/gigalumen_year | us | us | 159167232827.195
commercial lighting | 4ft LFL: T8 F32 Commodity | 2041 | CAPITAL | REPLACEMENT | office-large | USD/gigalumen_year | us | us | 159167232827.195
commercial lighting | 4ft LFL: T8 F32 Commodity | 2041 | CAPITAL | REPLACEMENT | office-small | USD/gigalumen_year | us | us | 159167232827.195
commercial lighting | 4ft LFL: T8 F32 Commodity | 2041 | CAPITAL | REPLACEMENT | other | USD/gigalumen_year | us | us | 159167232827.195
commercial lighting | 4ft LFL: T8 F32 Commodity | 2041 | CAPITAL | REPLACEMENT | warehouse | USD/gigalumen_year | us | us | 159167232827.195
commercial lighting | 4ft LFL: T8 F32 Commodity | 2041 | FIXED_OM | NEW | assembly | USD/gigalumen_year | us | us | 13342235573.4721
commercial lighting | 4ft LFL: T8 F32 Commodity | 2041 | FIXED_OM | NEW | education | USD/gigalumen_year | us | us | 13342235573.4721
commercial lighting | 4ft LFL: T8 F32 Commodity | 2041 | FIXED_OM | NEW | food sales | USD/gigalumen_year | us | us | 13342235573.4721
commercial lighting | 4ft LFL: T8 F32 Commodity | 2041 | FIXED_OM | NEW | food service | USD/gigalumen_year | us | us | 13342235573.4721
commercial lighting | 4ft LFL: T8 F32 Commodity | 2041 | FIXED_OM | NEW | health | USD/gigalumen_year | us | us | 13342235573.4721
commercial lighting | 4ft LFL: T8 F32 Commodity | 2041 | FIXED_OM | NEW | lodging | USD/gigalumen_year | us | us | 13342235573.4721
commercial lighting | 4ft LFL: T8 F32 Commodity | 2041 | FIXED_OM | NEW | merc/service | USD/gigalumen_year | us | us | 13342235573.4721
commercial lighting | 4ft LFL: T8 F32 Commodity | 2041 | FIXED_OM | NEW | office-large | USD/gigalumen_year | us | us | 13342235573.4721
commercial lighting | 4ft LFL: T8 F32 Commodity | 2041 | FIXED_OM | NEW | office-small | USD/gigalumen_year | us | us | 13342235573.4721
commercial lighting | 4ft LFL: T8 F32 Commodity | 2041 | FIXED_OM | NEW | other | USD/gigalumen_year | us | us | 13342235573.4721
commercial lighting | 4ft LFL: T8 F32 Commodity | 2041 | FIXED_OM | NEW | warehouse | USD/gigalumen_year | us | us | 13342235573.4721
commercial lighting | 4ft LFL: T8 F32 Commodity | 2041 | FIXED_OM | REPLACEMENT | assembly | USD/gigalumen_year | us | us | 13342235573.4721
commercial lighting | 4ft LFL: T8 F32 Commodity | 2041 | FIXED_OM | REPLACEMENT | education | USD/gigalumen_year | us | us | 13342235573.4721
commercial lighting | 4ft LFL: T8 F32 Commodity | 2041 | FIXED_OM | REPLACEMENT | food sales | USD/gigalumen_year | us | us | 13342235573.4721
commercial lighting | 4ft LFL: T8 F32 Commodity | 2041 | FIXED_OM | REPLACEMENT | food service | USD/gigalumen_year | us | us | 13342235573.4721
commercial lighting | 4ft LFL: T8 F32 Commodity | 2041 | FIXED_OM | REPLACEMENT | health | USD/gigalumen_year | us | us | 13342235573.4721
commercial lighting | 4ft LFL: T8 F32 Commodity | 2041 | FIXED_OM | REPLACEMENT | lodging | USD/gigalumen_year | us | us | 13342235573.4721
commercial lighting | 4ft LFL: T8 F32 Commodity | 2041 | FIXED_OM | REPLACEMENT | merc/service | USD/gigalumen_year | us | us | 13342235573.4721
commercial lighting | 4ft LFL: T8 F32 Commodity | 2041 | FIXED_OM | REPLACEMENT | office-large | USD/gigalumen_year | us | us | 13342235573.4721
commercial lighting | 4ft LFL: T8 F32 Commodity | 2041 | FIXED_OM | REPLACEMENT | office-small | USD/gigalumen_year | us | us | 13342235573.4721
commercial lighting | 4ft LFL: T8 F32 Commodity | 2041 | FIXED_OM | REPLACEMENT | other | USD/gigalumen_year | us | us | 13342235573.4721
commercial lighting | 4ft LFL: T8 F32 Commodity | 2041 | FIXED_OM | REPLACEMENT | warehouse | USD/gigalumen_year | us | us | 13342235573.4721
commercial lighting | 4ft LFL: T8 F32 Commodity | 2042 | CAPITAL | NEW | assembly | USD/gigalumen_year | us | us | 159167232827.195
commercial lighting | 4ft LFL: T8 F32 Commodity | 2042 | CAPITAL | NEW | education | USD/gigalumen_year | us | us | 159167232827.195
commercial lighting | 4ft LFL: T8 F32 Commodity | 2042 | CAPITAL | NEW | food sales | USD/gigalumen_year | us | us | 159167232827.195
commercial lighting | 4ft LFL: T8 F32 Commodity | 2042 | CAPITAL | NEW | food service | USD/gigalumen_year | us | us | 159167232827.195
commercial lighting | 4ft LFL: T8 F32 Commodity | 2042 | CAPITAL | NEW | health | USD/gigalumen_year | us | us | 159167232827.195
commercial lighting | 4ft LFL: T8 F32 Commodity | 2042 | CAPITAL | NEW | lodging | USD/gigalumen_year | us | us | 159167232827.195
commercial lighting | 4ft LFL: T8 F32 Commodity | 2042 | CAPITAL | NEW | merc/service | USD/gigalumen_year | us | us | 159167232827.195
commercial lighting | 4ft LFL: T8 F32 Commodity | 2042 | CAPITAL | NEW | office-large | USD/gigalumen_year | us | us | 159167232827.195
commercial lighting | 4ft LFL: T8 F32 Commodity | 2042 | CAPITAL | NEW | office-small | USD/gigalumen_year | us | us | 159167232827.195
commercial lighting | 4ft LFL: T8 F32 Commodity | 2042 | CAPITAL | NEW | other | USD/gigalumen_year | us | us | 159167232827.195
commercial lighting | 4ft LFL: T8 F32 Commodity | 2042 | CAPITAL | NEW | warehouse | USD/gigalumen_year | us | us | 159167232827.195
commercial lighting | 4ft LFL: T8 F32 Commodity | 2042 | CAPITAL | REPLACEMENT | assembly | USD/gigalumen_year | us | us | 159167232827.195
commercial lighting | 4ft LFL: T8 F32 Commodity | 2042 | CAPITAL | REPLACEMENT | education | USD/gigalumen_year | us | us | 159167232827.195
commercial lighting | 4ft LFL: T8 F32 Commodity | 2042 | CAPITAL | REPLACEMENT | food sales | USD/gigalumen_year | us | us | 159167232827.195
commercial lighting | 4ft LFL: T8 F32 Commodity | 2042 | CAPITAL | REPLACEMENT | food service | USD/gigalumen_year | us | us | 159167232827.195
commercial lighting | 4ft LFL: T8 F32 Commodity | 2042 | CAPITAL | REPLACEMENT | health | USD/gigalumen_year | us | us | 159167232827.195
commercial lighting | 4ft LFL: T8 F32 Commodity | 2042 | CAPITAL | REPLACEMENT | lodging | USD/gigalumen_year | us | us | 159167232827.195
commercial lighting | 4ft LFL: T8 F32 Commodity | 2042 | CAPITAL | REPLACEMENT | merc/service | USD/gigalumen_year | us | us | 159167232827.195
commercial lighting | 4ft LFL: T8 F32 Commodity | 2042 | CAPITAL | REPLACEMENT | office-large | USD/gigalumen_year | us | us | 159167232827.195
commercial lighting | 4ft LFL: T8 F32 Commodity | 2042 | CAPITAL | REPLACEMENT | office-small | USD/gigalumen_year | us | us | 159167232827.195
commercial lighting | 4ft LFL: T8 F32 Commodity | 2042 | CAPITAL | REPLACEMENT | other | USD/gigalumen_year | us | us | 159167232827.195
commercial lighting | 4ft LFL: T8 F32 Commodity | 2042 | CAPITAL | REPLACEMENT | warehouse | USD/gigalumen_year | us | us | 159167232827.195
commercial lighting | 4ft LFL: T8 F32 Commodity | 2042 | FIXED_OM | NEW | assembly | USD/gigalumen_year | us | us | 13342235573.4721
commercial lighting | 4ft LFL: T8 F32 Commodity | 2042 | FIXED_OM | NEW | education | USD/gigalumen_year | us | us | 13342235573.4721
commercial lighting | 4ft LFL: T8 F32 Commodity | 2042 | FIXED_OM | NEW | food sales | USD/gigalumen_year | us | us | 13342235573.4721
commercial lighting | 4ft LFL: T8 F32 Commodity | 2042 | FIXED_OM | NEW | food service | USD/gigalumen_year | us | us | 13342235573.4721
commercial lighting | 4ft LFL: T8 F32 Commodity | 2042 | FIXED_OM | NEW | health | USD/gigalumen_year | us | us | 13342235573.4721
commercial lighting | 4ft LFL: T8 F32 Commodity | 2042 | FIXED_OM | NEW | lodging | USD/gigalumen_year | us | us | 13342235573.4721
commercial lighting | 4ft LFL: T8 F32 Commodity | 2042 | FIXED_OM | NEW | merc/service | USD/gigalumen_year | us | us | 13342235573.4721
commercial lighting | 4ft LFL: T8 F32 Commodity | 2042 | FIXED_OM | NEW | office-large | USD/gigalumen_year | us | us | 13342235573.4721
commercial lighting | 4ft LFL: T8 F32 Commodity | 2042 | FIXED_OM | NEW | office-small | USD/gigalumen_year | us | us | 13342235573.4721
commercial lighting | 4ft LFL: T8 F32 Commodity | 2042 | FIXED_OM | NEW | other | USD/gigalumen_year | us | us | 13342235573.4721
commercial lighting | 4ft LFL: T8 F32 Commodity | 2042 | FIXED_OM | NEW | warehouse | USD/gigalumen_year | us | us | 13342235573.4721
commercial lighting | 4ft LFL: T8 F32 Commodity | 2042 | FIXED_OM | REPLACEMENT | assembly | USD/gigalumen_year | us | us | 13342235573.4721
commercial lighting | 4ft LFL: T8 F32 Commodity | 2042 | FIXED_OM | REPLACEMENT | education | USD/gigalumen_year | us | us | 13342235573.4721
commercial lighting | 4ft LFL: T8 F32 Commodity | 2042 | FIXED_OM | REPLACEMENT | food sales | USD/gigalumen_year | us | us | 13342235573.4721
commercial lighting | 4ft LFL: T8 F32 Commodity | 2042 | FIXED_OM | REPLACEMENT | food service | USD/gigalumen_year | us | us | 13342235573.4721
commercial lighting | 4ft LFL: T8 F32 Commodity | 2042 | FIXED_OM | REPLACEMENT | health | USD/gigalumen_year | us | us | 13342235573.4721
commercial lighting | 4ft LFL: T8 F32 Commodity | 2042 | FIXED_OM | REPLACEMENT | lodging | USD/gigalumen_year | us | us | 13342235573.4721
commercial lighting | 4ft LFL: T8 F32 Commodity | 2042 | FIXED_OM | REPLACEMENT | merc/service | USD/gigalumen_year | us | us | 13342235573.4721
commercial lighting | 4ft LFL: T8 F32 Commodity | 2042 | FIXED_OM | REPLACEMENT | office-large | USD/gigalumen_year | us | us | 13342235573.4721
commercial lighting | 4ft LFL: T8 F32 Commodity | 2042 | FIXED_OM | REPLACEMENT | office-small | USD/gigalumen_year | us | us | 13342235573.4721
commercial lighting | 4ft LFL: T8 F32 Commodity | 2042 | FIXED_OM | REPLACEMENT | other | USD/gigalumen_year | us | us | 13342235573.4721
commercial lighting | 4ft LFL: T8 F32 Commodity | 2042 | FIXED_OM | REPLACEMENT | warehouse | USD/gigalumen_year | us | us | 13342235573.4721
commercial lighting | 4ft LFL: T8 F32 Commodity | 2043 | CAPITAL | NEW | assembly | USD/gigalumen_year | us | us | 159167232827.195
commercial lighting | 4ft LFL: T8 F32 Commodity | 2043 | CAPITAL | NEW | education | USD/gigalumen_year | us | us | 159167232827.195
commercial lighting | 4ft LFL: T8 F32 Commodity | 2043 | CAPITAL | NEW | food sales | USD/gigalumen_year | us | us | 159167232827.195
commercial lighting | 4ft LFL: T8 F32 Commodity | 2043 | CAPITAL | NEW | food service | USD/gigalumen_year | us | us | 159167232827.195
commercial lighting | 4ft LFL: T8 F32 Commodity | 2043 | CAPITAL | NEW | health | USD/gigalumen_year | us | us | 159167232827.195
commercial lighting | 4ft LFL: T8 F32 Commodity | 2043 | CAPITAL | NEW | lodging | USD/gigalumen_year | us | us | 159167232827.195
commercial lighting | 4ft LFL: T8 F32 Commodity | 2043 | CAPITAL | NEW | merc/service | USD/gigalumen_year | us | us | 159167232827.195
commercial lighting | 4ft LFL: T8 F32 Commodity | 2043 | CAPITAL | NEW | office-large | USD/gigalumen_year | us | us | 159167232827.195
commercial lighting | 4ft LFL: T8 F32 Commodity | 2043 | CAPITAL | NEW | office-small | USD/gigalumen_year | us | us | 159167232827.195
commercial lighting | 4ft LFL: T8 F32 Commodity | 2043 | CAPITAL | NEW | other | USD/gigalumen_year | us | us | 159167232827.195
commercial lighting | 4ft LFL: T8 F32 Commodity | 2043 | CAPITAL | NEW | warehouse | USD/gigalumen_year | us | us | 159167232827.195
commercial lighting | 4ft LFL: T8 F32 Commodity | 2043 | CAPITAL | REPLACEMENT | assembly | USD/gigalumen_year | us | us | 159167232827.195
commercial lighting | 4ft LFL: T8 F32 Commodity | 2043 | CAPITAL | REPLACEMENT | education | USD/gigalumen_year | us | us | 159167232827.195
commercial lighting | 4ft LFL: T8 F32 Commodity | 2043 | CAPITAL | REPLACEMENT | food sales | USD/gigalumen_year | us | us | 159167232827.195
commercial lighting | 4ft LFL: T8 F32 Commodity | 2043 | CAPITAL | REPLACEMENT | food service | USD/gigalumen_year | us | us | 159167232827.195
commercial lighting | 4ft LFL: T8 F32 Commodity | 2043 | CAPITAL | REPLACEMENT | health | USD/gigalumen_year | us | us | 159167232827.195
commercial lighting | 4ft LFL: T8 F32 Commodity | 2043 | CAPITAL | REPLACEMENT | lodging | USD/gigalumen_year | us | us | 159167232827.195
commercial lighting | 4ft LFL: T8 F32 Commodity | 2043 | CAPITAL | REPLACEMENT | merc/service | USD/gigalumen_year | us | us | 159167232827.195
commercial lighting | 4ft LFL: T8 F32 Commodity | 2043 | CAPITAL | REPLACEMENT | office-large | USD/gigalumen_year | us | us | 159167232827.195
commercial lighting | 4ft LFL: T8 F32 Commodity | 2043 | CAPITAL | REPLACEMENT | office-small | USD/gigalumen_year | us | us | 159167232827.195
commercial lighting | 4ft LFL: T8 F32 Commodity | 2043 | CAPITAL | REPLACEMENT | other | USD/gigalumen_year | us | us | 159167232827.195
commercial lighting | 4ft LFL: T8 F32 Commodity | 2043 | CAPITAL | REPLACEMENT | warehouse | USD/gigalumen_year | us | us | 159167232827.195
commercial lighting | 4ft LFL: T8 F32 Commodity | 2043 | FIXED_OM | NEW | assembly | USD/gigalumen_year | us | us | 13342235573.4721
commercial lighting | 4ft LFL: T8 F32 Commodity | 2043 | FIXED_OM | NEW | education | USD/gigalumen_year | us | us | 13342235573.4721
commercial lighting | 4ft LFL: T8 F32 Commodity | 2043 | FIXED_OM | NEW | food sales | USD/gigalumen_year | us | us | 13342235573.4721
commercial lighting | 4ft LFL: T8 F32 Commodity | 2043 | FIXED_OM | NEW | food service | USD/gigalumen_year | us | us | 13342235573.4721
commercial lighting | 4ft LFL: T8 F32 Commodity | 2043 | FIXED_OM | NEW | health | USD/gigalumen_year | us | us | 13342235573.4721
commercial lighting | 4ft LFL: T8 F32 Commodity | 2043 | FIXED_OM | NEW | lodging | USD/gigalumen_year | us | us | 13342235573.4721
commercial lighting | 4ft LFL: T8 F32 Commodity | 2043 | FIXED_OM | NEW | merc/service | USD/gigalumen_year | us | us | 13342235573.4721
commercial lighting | 4ft LFL: T8 F32 Commodity | 2043 | FIXED_OM | NEW | office-large | USD/gigalumen_year | us | us | 13342235573.4721
commercial lighting | 4ft LFL: T8 F32 Commodity | 2043 | FIXED_OM | NEW | office-small | USD/gigalumen_year | us | us | 13342235573.4721
commercial lighting | 4ft LFL: T8 F32 Commodity | 2043 | FIXED_OM | NEW | other | USD/gigalumen_year | us | us | 13342235573.4721
commercial lighting | 4ft LFL: T8 F32 Commodity | 2043 | FIXED_OM | NEW | warehouse | USD/gigalumen_year | us | us | 13342235573.4721
commercial lighting | 4ft LFL: T8 F32 Commodity | 2043 | FIXED_OM | REPLACEMENT | assembly | USD/gigalumen_year | us | us | 13342235573.4721
commercial lighting | 4ft LFL: T8 F32 Commodity | 2043 | FIXED_OM | REPLACEMENT | education | USD/gigalumen_year | us | us | 13342235573.4721
commercial lighting | 4ft LFL: T8 F32 Commodity | 2043 | FIXED_OM | REPLACEMENT | food sales | USD/gigalumen_year | us | us | 13342235573.4721
commercial lighting | 4ft LFL: T8 F32 Commodity | 2043 | FIXED_OM | REPLACEMENT | food service | USD/gigalumen_year | us | us | 13342235573.4721
commercial lighting | 4ft LFL: T8 F32 Commodity | 2043 | FIXED_OM | REPLACEMENT | health | USD/gigalumen_year | us | us | 13342235573.4721
commercial lighting | 4ft LFL: T8 F32 Commodity | 2043 | FIXED_OM | REPLACEMENT | lodging | USD/gigalumen_year | us | us | 13342235573.4721
commercial lighting | 4ft LFL: T8 F32 Commodity | 2043 | FIXED_OM | REPLACEMENT | merc/service | USD/gigalumen_year | us | us | 13342235573.4721
commercial lighting | 4ft LFL: T8 F32 Commodity | 2043 | FIXED_OM | REPLACEMENT | office-large | USD/gigalumen_year | us | us | 13342235573.4721
commercial lighting | 4ft LFL: T8 F32 Commodity | 2043 | FIXED_OM | REPLACEMENT | office-small | USD/gigalumen_year | us | us | 13342235573.4721
commercial lighting | 4ft LFL: T8 F32 Commodity | 2043 | FIXED_OM | REPLACEMENT | other | USD/gigalumen_year | us | us | 13342235573.4721
commercial lighting | 4ft LFL: T8 F32 Commodity | 2043 | FIXED_OM | REPLACEMENT | warehouse | USD/gigalumen_year | us | us | 13342235573.4721
commercial lighting | 4ft LFL: T8 F32 Commodity | 2044 | CAPITAL | NEW | assembly | USD/gigalumen_year | us | us | 159167232827.195
commercial lighting | 4ft LFL: T8 F32 Commodity | 2044 | CAPITAL | NEW | education | USD/gigalumen_year | us | us | 159167232827.195
commercial lighting | 4ft LFL: T8 F32 Commodity | 2044 | CAPITAL | NEW | food sales | USD/gigalumen_year | us | us | 159167232827.195
commercial lighting | 4ft LFL: T8 F32 Commodity | 2044 | CAPITAL | NEW | food service | USD/gigalumen_year | us | us | 159167232827.195
commercial lighting | 4ft LFL: T8 F32 Commodity | 2044 | CAPITAL | NEW | health | USD/gigalumen_year | us | us | 159167232827.195
commercial lighting | 4ft LFL: T8 F32 Commodity | 2044 | CAPITAL | NEW | lodging | USD/gigalumen_year | us | us | 159167232827.195
commercial lighting | 4ft LFL: T8 F32 Commodity | 2044 | CAPITAL | NEW | merc/service | USD/gigalumen_year | us | us | 159167232827.195
commercial lighting | 4ft LFL: T8 F32 Commodity | 2044 | CAPITAL | NEW | office-large | USD/gigalumen_year | us | us | 159167232827.195
commercial lighting | 4ft LFL: T8 F32 Commodity | 2044 | CAPITAL | NEW | office-small | USD/gigalumen_year | us | us | 159167232827.195
commercial lighting | 4ft LFL: T8 F32 Commodity | 2044 | CAPITAL | NEW | other | USD/gigalumen_year | us | us | 159167232827.195
commercial lighting | 4ft LFL: T8 F32 Commodity | 2044 | CAPITAL | NEW | warehouse | USD/gigalumen_year | us | us | 159167232827.195
commercial lighting | 4ft LFL: T8 F32 Commodity | 2044 | CAPITAL | REPLACEMENT | assembly | USD/gigalumen_year | us | us | 159167232827.195
commercial lighting | 4ft LFL: T8 F32 Commodity | 2044 | CAPITAL | REPLACEMENT | education | USD/gigalumen_year | us | us | 159167232827.195
commercial lighting | 4ft LFL: T8 F32 Commodity | 2044 | CAPITAL | REPLACEMENT | food sales | USD/gigalumen_year | us | us | 159167232827.195
commercial lighting | 4ft LFL: T8 F32 Commodity | 2044 | CAPITAL | REPLACEMENT | food service | USD/gigalumen_year | us | us | 159167232827.195
commercial lighting | 4ft LFL: T8 F32 Commodity | 2044 | CAPITAL | REPLACEMENT | health | USD/gigalumen_year | us | us | 159167232827.195
commercial lighting | 4ft LFL: T8 F32 Commodity | 2044 | CAPITAL | REPLACEMENT | lodging | USD/gigalumen_year | us | us | 159167232827.195
commercial lighting | 4ft LFL: T8 F32 Commodity | 2044 | CAPITAL | REPLACEMENT | merc/service | USD/gigalumen_year | us | us | 159167232827.195
commercial lighting | 4ft LFL: T8 F32 Commodity | 2044 | CAPITAL | REPLACEMENT | office-large | USD/gigalumen_year | us | us | 159167232827.195
commercial lighting | 4ft LFL: T8 F32 Commodity | 2044 | CAPITAL | REPLACEMENT | office-small | USD/gigalumen_year | us | us | 159167232827.195
commercial lighting | 4ft LFL: T8 F32 Commodity | 2044 | CAPITAL | REPLACEMENT | other | USD/gigalumen_year | us | us | 159167232827.195
commercial lighting | 4ft LFL: T8 F32 Commodity | 2044 | CAPITAL | REPLACEMENT | warehouse | USD/gigalumen_year | us | us | 159167232827.195
commercial lighting | 4ft LFL: T8 F32 Commodity | 2044 | FIXED_OM | NEW | assembly | USD/gigalumen_year | us | us | 13342235573.4721
commercial lighting | 4ft LFL: T8 F32 Commodity | 2044 | FIXED_OM | NEW | education | USD/gigalumen_year | us | us | 13342235573.4721
commercial lighting | 4ft LFL: T8 F32 Commodity | 2044 | FIXED_OM | NEW | food sales | USD/gigalumen_year | us | us | 13342235573.4721
commercial lighting | 4ft LFL: T8 F32 Commodity | 2044 | FIXED_OM | NEW | food service | USD/gigalumen_year | us | us | 13342235573.4721
commercial lighting | 4ft LFL: T8 F32 Commodity | 2044 | FIXED_OM | NEW | health | USD/gigalumen_year | us | us | 13342235573.4721
commercial lighting | 4ft LFL: T8 F32 Commodity | 2044 | FIXED_OM | NEW | lodging | USD/gigalumen_year | us | us | 13342235573.4721
commercial lighting | 4ft LFL: T8 F32 Commodity | 2044 | FIXED_OM | NEW | merc/service | USD/gigalumen_year | us | us | 13342235573.4721
commercial lighting | 4ft LFL: T8 F32 Commodity | 2044 | FIXED_OM | NEW | office-large | USD/gigalumen_year | us | us | 13342235573.4721
commercial lighting | 4ft LFL: T8 F32 Commodity | 2044 | FIXED_OM | NEW | office-small | USD/gigalumen_year | us | us | 13342235573.4721
commercial lighting | 4ft LFL: T8 F32 Commodity | 2044 | FIXED_OM | NEW | other | USD/gigalumen_year | us | us | 13342235573.4721
commercial lighting | 4ft LFL: T8 F32 Commodity | 2044 | FIXED_OM | NEW | warehouse | USD/gigalumen_year | us | us | 13342235573.4721
commercial lighting | 4ft LFL: T8 F32 Commodity | 2044 | FIXED_OM | REPLACEMENT | assembly | USD/gigalumen_year | us | us | 13342235573.4721
commercial lighting | 4ft LFL: T8 F32 Commodity | 2044 | FIXED_OM | REPLACEMENT | education | USD/gigalumen_year | us | us | 13342235573.4721
commercial lighting | 4ft LFL: T8 F32 Commodity | 2044 | FIXED_OM | REPLACEMENT | food sales | USD/gigalumen_year | us | us | 13342235573.4721
commercial lighting | 4ft LFL: T8 F32 Commodity | 2044 | FIXED_OM | REPLACEMENT | food service | USD/gigalumen_year | us | us | 13342235573.4721
commercial lighting | 4ft LFL: T8 F32 Commodity | 2044 | FIXED_OM | REPLACEMENT | health | USD/gigalumen_year | us | us | 13342235573.4721
commercial lighting | 4ft LFL: T8 F32 Commodity | 2044 | FIXED_OM | REPLACEMENT | lodging | USD/gigalumen_year | us | us | 13342235573.4721
commercial lighting | 4ft LFL: T8 F32 Commodity | 2044 | FIXED_OM | REPLACEMENT | merc/service | USD/gigalumen_year | us | us | 13342235573.4721
commercial lighting | 4ft LFL: T8 F32 Commodity | 2044 | FIXED_OM | REPLACEMENT | office-large | USD/gigalumen_year | us | us | 13342235573.4721
commercial lighting | 4ft LFL: T8 F32 Commodity | 2044 | FIXED_OM | REPLACEMENT | office-small | USD/gigalumen_year | us | us | 13342235573.4721
commercial lighting | 4ft LFL: T8 F32 Commodity | 2044 | FIXED_OM | REPLACEMENT | other | USD/gigalumen_year | us | us | 13342235573.4721
commercial lighting | 4ft LFL: T8 F32 Commodity | 2044 | FIXED_OM | REPLACEMENT | warehouse | USD/gigalumen_year | us | us | 13342235573.4721
commercial lighting | 4ft LFL: T8 F32 Commodity | 2045 | CAPITAL | NEW | assembly | USD/gigalumen_year | us | us | 159167232827.195
commercial lighting | 4ft LFL: T8 F32 Commodity | 2045 | CAPITAL | NEW | education | USD/gigalumen_year | us | us | 159167232827.195
commercial lighting | 4ft LFL: T8 F32 Commodity | 2045 | CAPITAL | NEW | food sales | USD/gigalumen_year | us | us | 159167232827.195
commercial lighting | 4ft LFL: T8 F32 Commodity | 2045 | CAPITAL | NEW | food service | USD/gigalumen_year | us | us | 159167232827.195
commercial lighting | 4ft LFL: T8 F32 Commodity | 2045 | CAPITAL | NEW | health | USD/gigalumen_year | us | us | 159167232827.195
commercial lighting | 4ft LFL: T8 F32 Commodity | 2045 | CAPITAL | NEW | lodging | USD/gigalumen_year | us | us | 159167232827.195
commercial lighting | 4ft LFL: T8 F32 Commodity | 2045 | CAPITAL | NEW | merc/service | USD/gigalumen_year | us | us | 159167232827.195
commercial lighting | 4ft LFL: T8 F32 Commodity | 2045 | CAPITAL | NEW | office-large | USD/gigalumen_year | us | us | 159167232827.195
commercial lighting | 4ft LFL: T8 F32 Commodity | 2045 | CAPITAL | NEW | office-small | USD/gigalumen_year | us | us | 159167232827.195
commercial lighting | 4ft LFL: T8 F32 Commodity | 2045 | CAPITAL | NEW | other | USD/gigalumen_year | us | us | 159167232827.195
commercial lighting | 4ft LFL: T8 F32 Commodity | 2045 | CAPITAL | NEW | warehouse | USD/gigalumen_year | us | us | 159167232827.195
commercial lighting | 4ft LFL: T8 F32 Commodity | 2045 | CAPITAL | REPLACEMENT | assembly | USD/gigalumen_year | us | us | 159167232827.195
commercial lighting | 4ft LFL: T8 F32 Commodity | 2045 | CAPITAL | REPLACEMENT | education | USD/gigalumen_year | us | us | 159167232827.195
commercial lighting | 4ft LFL: T8 F32 Commodity | 2045 | CAPITAL | REPLACEMENT | food sales | USD/gigalumen_year | us | us | 159167232827.195
commercial lighting | 4ft LFL: T8 F32 Commodity | 2045 | CAPITAL | REPLACEMENT | food service | USD/gigalumen_year | us | us | 159167232827.195
commercial lighting | 4ft LFL: T8 F32 Commodity | 2045 | CAPITAL | REPLACEMENT | health | USD/gigalumen_year | us | us | 159167232827.195
commercial lighting | 4ft LFL: T8 F32 Commodity | 2045 | CAPITAL | REPLACEMENT | lodging | USD/gigalumen_year | us | us | 159167232827.195
commercial lighting | 4ft LFL: T8 F32 Commodity | 2045 | CAPITAL | REPLACEMENT | merc/service | USD/gigalumen_year | us | us | 159167232827.195
commercial lighting | 4ft LFL: T8 F32 Commodity | 2045 | CAPITAL | REPLACEMENT | office-large | USD/gigalumen_year | us | us | 159167232827.195
commercial lighting | 4ft LFL: T8 F32 Commodity | 2045 | CAPITAL | REPLACEMENT | office-small | USD/gigalumen_year | us | us | 159167232827.195
commercial lighting | 4ft LFL: T8 F32 Commodity | 2045 | CAPITAL | REPLACEMENT | other | USD/gigalumen_year | us | us | 159167232827.195
commercial lighting | 4ft LFL: T8 F32 Commodity | 2045 | CAPITAL | REPLACEMENT | warehouse | USD/gigalumen_year | us | us | 159167232827.195
commercial lighting | 4ft LFL: T8 F32 Commodity | 2045 | FIXED_OM | NEW | assembly | USD/gigalumen_year | us | us | 13342235573.4721
commercial lighting | 4ft LFL: T8 F32 Commodity | 2045 | FIXED_OM | NEW | education | USD/gigalumen_year | us | us | 13342235573.4721
commercial lighting | 4ft LFL: T8 F32 Commodity | 2045 | FIXED_OM | NEW | food sales | USD/gigalumen_year | us | us | 13342235573.4721
commercial lighting | 4ft LFL: T8 F32 Commodity | 2045 | FIXED_OM | NEW | food service | USD/gigalumen_year | us | us | 13342235573.4721
commercial lighting | 4ft LFL: T8 F32 Commodity | 2045 | FIXED_OM | NEW | health | USD/gigalumen_year | us | us | 13342235573.4721
commercial lighting | 4ft LFL: T8 F32 Commodity | 2045 | FIXED_OM | NEW | lodging | USD/gigalumen_year | us | us | 13342235573.4721
commercial lighting | 4ft LFL: T8 F32 Commodity | 2045 | FIXED_OM | NEW | merc/service | USD/gigalumen_year | us | us | 13342235573.4721
commercial lighting | 4ft LFL: T8 F32 Commodity | 2045 | FIXED_OM | NEW | office-large | USD/gigalumen_year | us | us | 13342235573.4721
commercial lighting | 4ft LFL: T8 F32 Commodity | 2045 | FIXED_OM | NEW | office-small | USD/gigalumen_year | us | us | 13342235573.4721
commercial lighting | 4ft LFL: T8 F32 Commodity | 2045 | FIXED_OM | NEW | other | USD/gigalumen_year | us | us | 13342235573.4721
commercial lighting | 4ft LFL: T8 F32 Commodity | 2045 | FIXED_OM | NEW | warehouse | USD/gigalumen_year | us | us | 13342235573.4721
commercial lighting | 4ft LFL: T8 F32 Commodity | 2045 | FIXED_OM | REPLACEMENT | assembly | USD/gigalumen_year | us | us | 13342235573.4721
commercial lighting | 4ft LFL: T8 F32 Commodity | 2045 | FIXED_OM | REPLACEMENT | education | USD/gigalumen_year | us | us | 13342235573.4721
commercial lighting | 4ft LFL: T8 F32 Commodity | 2045 | FIXED_OM | REPLACEMENT | food sales | USD/gigalumen_year | us | us | 13342235573.4721
commercial lighting | 4ft LFL: T8 F32 Commodity | 2045 | FIXED_OM | REPLACEMENT | food service | USD/gigalumen_year | us | us | 13342235573.4721
commercial lighting | 4ft LFL: T8 F32 Commodity | 2045 | FIXED_OM | REPLACEMENT | health | USD/gigalumen_year | us | us | 13342235573.4721
commercial lighting | 4ft LFL: T8 F32 Commodity | 2045 | FIXED_OM | REPLACEMENT | lodging | USD/gigalumen_year | us | us | 13342235573.4721
commercial lighting | 4ft LFL: T8 F32 Commodity | 2045 | FIXED_OM | REPLACEMENT | merc/service | USD/gigalumen_year | us | us | 13342235573.4721
commercial lighting | 4ft LFL: T8 F32 Commodity | 2045 | FIXED_OM | REPLACEMENT | office-large | USD/gigalumen_year | us | us | 13342235573.4721
commercial lighting | 4ft LFL: T8 F32 Commodity | 2045 | FIXED_OM | REPLACEMENT | office-small | USD/gigalumen_year | us | us | 13342235573.4721
commercial lighting | 4ft LFL: T8 F32 Commodity | 2045 | FIXED_OM | REPLACEMENT | other | USD/gigalumen_year | us | us | 13342235573.4721
commercial lighting | 4ft LFL: T8 F32 Commodity | 2045 | FIXED_OM | REPLACEMENT | warehouse | USD/gigalumen_year | us | us | 13342235573.4721
commercial lighting | 4ft LFL: T8 F32 Commodity | 2046 | CAPITAL | NEW | assembly | USD/gigalumen_year | us | us | 159167232827.195
commercial lighting | 4ft LFL: T8 F32 Commodity | 2046 | CAPITAL | NEW | education | USD/gigalumen_year | us | us | 159167232827.195
commercial lighting | 4ft LFL: T8 F32 Commodity | 2046 | CAPITAL | NEW | food sales | USD/gigalumen_year | us | us | 159167232827.195
commercial lighting | 4ft LFL: T8 F32 Commodity | 2046 | CAPITAL | NEW | food service | USD/gigalumen_year | us | us | 159167232827.195
commercial lighting | 4ft LFL: T8 F32 Commodity | 2046 | CAPITAL | NEW | health | USD/gigalumen_year | us | us | 159167232827.195
commercial lighting | 4ft LFL: T8 F32 Commodity | 2046 | CAPITAL | NEW | lodging | USD/gigalumen_year | us | us | 159167232827.195
commercial lighting | 4ft LFL: T8 F32 Commodity | 2046 | CAPITAL | NEW | merc/service | USD/gigalumen_year | us | us | 159167232827.195
commercial lighting | 4ft LFL: T8 F32 Commodity | 2046 | CAPITAL | NEW | office-large | USD/gigalumen_year | us | us | 159167232827.195
commercial lighting | 4ft LFL: T8 F32 Commodity | 2046 | CAPITAL | NEW | office-small | USD/gigalumen_year | us | us | 159167232827.195
commercial lighting | 4ft LFL: T8 F32 Commodity | 2046 | CAPITAL | NEW | other | USD/gigalumen_year | us | us | 159167232827.195
commercial lighting | 4ft LFL: T8 F32 Commodity | 2046 | CAPITAL | NEW | warehouse | USD/gigalumen_year | us | us | 159167232827.195
commercial lighting | 4ft LFL: T8 F32 Commodity | 2046 | CAPITAL | REPLACEMENT | assembly | USD/gigalumen_year | us | us | 159167232827.195
commercial lighting | 4ft LFL: T8 F32 Commodity | 2046 | CAPITAL | REPLACEMENT | education | USD/gigalumen_year | us | us | 159167232827.195
commercial lighting | 4ft LFL: T8 F32 Commodity | 2046 | CAPITAL | REPLACEMENT | food sales | USD/gigalumen_year | us | us | 159167232827.195
commercial lighting | 4ft LFL: T8 F32 Commodity | 2046 | CAPITAL | REPLACEMENT | food service | USD/gigalumen_year | us | us | 159167232827.195
commercial lighting | 4ft LFL: T8 F32 Commodity | 2046 | CAPITAL | REPLACEMENT | health | USD/gigalumen_year | us | us | 159167232827.195
commercial lighting | 4ft LFL: T8 F32 Commodity | 2046 | CAPITAL | REPLACEMENT | lodging | USD/gigalumen_year | us | us | 159167232827.195
commercial lighting | 4ft LFL: T8 F32 Commodity | 2046 | CAPITAL | REPLACEMENT | merc/service | USD/gigalumen_year | us | us | 159167232827.195
commercial lighting | 4ft LFL: T8 F32 Commodity | 2046 | CAPITAL | REPLACEMENT | office-large | USD/gigalumen_year | us | us | 159167232827.195
commercial lighting | 4ft LFL: T8 F32 Commodity | 2046 | CAPITAL | REPLACEMENT | office-small | USD/gigalumen_year | us | us | 159167232827.195
commercial lighting | 4ft LFL: T8 F32 Commodity | 2046 | CAPITAL | REPLACEMENT | other | USD/gigalumen_year | us | us | 159167232827.195
commercial lighting | 4ft LFL: T8 F32 Commodity | 2046 | CAPITAL | REPLACEMENT | warehouse | USD/gigalumen_year | us | us | 159167232827.195
commercial lighting | 4ft LFL: T8 F32 Commodity | 2046 | FIXED_OM | NEW | assembly | USD/gigalumen_year | us | us | 13342235573.4721
commercial lighting | 4ft LFL: T8 F32 Commodity | 2046 | FIXED_OM | NEW | education | USD/gigalumen_year | us | us | 13342235573.4721
commercial lighting | 4ft LFL: T8 F32 Commodity | 2046 | FIXED_OM | NEW | food sales | USD/gigalumen_year | us | us | 13342235573.4721
commercial lighting | 4ft LFL: T8 F32 Commodity | 2046 | FIXED_OM | NEW | food service | USD/gigalumen_year | us | us | 13342235573.4721
commercial lighting | 4ft LFL: T8 F32 Commodity | 2046 | FIXED_OM | NEW | health | USD/gigalumen_year | us | us | 13342235573.4721
commercial lighting | 4ft LFL: T8 F32 Commodity | 2046 | FIXED_OM | NEW | lodging | USD/gigalumen_year | us | us | 13342235573.4721
commercial lighting | 4ft LFL: T8 F32 Commodity | 2046 | FIXED_OM | NEW | merc/service | USD/gigalumen_year | us | us | 13342235573.4721
commercial lighting | 4ft LFL: T8 F32 Commodity | 2046 | FIXED_OM | NEW | office-large | USD/gigalumen_year | us | us | 13342235573.4721
commercial lighting | 4ft LFL: T8 F32 Commodity | 2046 | FIXED_OM | NEW | office-small | USD/gigalumen_year | us | us | 13342235573.4721
commercial lighting | 4ft LFL: T8 F32 Commodity | 2046 | FIXED_OM | NEW | other | USD/gigalumen_year | us | us | 13342235573.4721
commercial lighting | 4ft LFL: T8 F32 Commodity | 2046 | FIXED_OM | NEW | warehouse | USD/gigalumen_year | us | us | 13342235573.4721
commercial lighting | 4ft LFL: T8 F32 Commodity | 2046 | FIXED_OM | REPLACEMENT | assembly | USD/gigalumen_year | us | us | 13342235573.4721
commercial lighting | 4ft LFL: T8 F32 Commodity | 2046 | FIXED_OM | REPLACEMENT | education | USD/gigalumen_year | us | us | 13342235573.4721
commercial lighting | 4ft LFL: T8 F32 Commodity | 2046 | FIXED_OM | REPLACEMENT | food sales | USD/gigalumen_year | us | us | 13342235573.4721
commercial lighting | 4ft LFL: T8 F32 Commodity | 2046 | FIXED_OM | REPLACEMENT | food service | USD/gigalumen_year | us | us | 13342235573.4721
commercial lighting | 4ft LFL: T8 F32 Commodity | 2046 | FIXED_OM | REPLACEMENT | health | USD/gigalumen_year | us | us | 13342235573.4721
commercial lighting | 4ft LFL: T8 F32 Commodity | 2046 | FIXED_OM | REPLACEMENT | lodging | USD/gigalumen_year | us | us | 13342235573.4721
commercial lighting | 4ft LFL: T8 F32 Commodity | 2046 | FIXED_OM | REPLACEMENT | merc/service | USD/gigalumen_year | us | us | 13342235573.4721
commercial lighting | 4ft LFL: T8 F32 Commodity | 2046 | FIXED_OM | REPLACEMENT | office-large | USD/gigalumen_year | us | us | 13342235573.4721
commercial lighting | 4ft LFL: T8 F32 Commodity | 2046 | FIXED_OM | REPLACEMENT | office-small | USD/gigalumen_year | us | us | 13342235573.4721
commercial lighting | 4ft LFL: T8 F32 Commodity | 2046 | FIXED_OM | REPLACEMENT | other | USD/gigalumen_year | us | us | 13342235573.4721
commercial lighting | 4ft LFL: T8 F32 Commodity | 2046 | FIXED_OM | REPLACEMENT | warehouse | USD/gigalumen_year | us | us | 13342235573.4721
commercial lighting | 4ft LFL: T8 F32 Commodity | 2047 | CAPITAL | NEW | assembly | USD/gigalumen_year | us | us | 159167232827.195
commercial lighting | 4ft LFL: T8 F32 Commodity | 2047 | CAPITAL | NEW | education | USD/gigalumen_year | us | us | 159167232827.195
commercial lighting | 4ft LFL: T8 F32 Commodity | 2047 | CAPITAL | NEW | food sales | USD/gigalumen_year | us | us | 159167232827.195
commercial lighting | 4ft LFL: T8 F32 Commodity | 2047 | CAPITAL | NEW | food service | USD/gigalumen_year | us | us | 159167232827.195
commercial lighting | 4ft LFL: T8 F32 Commodity | 2047 | CAPITAL | NEW | health | USD/gigalumen_year | us | us | 159167232827.195
commercial lighting | 4ft LFL: T8 F32 Commodity | 2047 | CAPITAL | NEW | lodging | USD/gigalumen_year | us | us | 159167232827.195
commercial lighting | 4ft LFL: T8 F32 Commodity | 2047 | CAPITAL | NEW | merc/service | USD/gigalumen_year | us | us | 159167232827.195
commercial lighting | 4ft LFL: T8 F32 Commodity | 2047 | CAPITAL | NEW | office-large | USD/gigalumen_year | us | us | 159167232827.195
commercial lighting | 4ft LFL: T8 F32 Commodity | 2047 | CAPITAL | NEW | office-small | USD/gigalumen_year | us | us | 159167232827.195
commercial lighting | 4ft LFL: T8 F32 Commodity | 2047 | CAPITAL | NEW | other | USD/gigalumen_year | us | us | 159167232827.195
commercial lighting | 4ft LFL: T8 F32 Commodity | 2047 | CAPITAL | NEW | warehouse | USD/gigalumen_year | us | us | 159167232827.195
commercial lighting | 4ft LFL: T8 F32 Commodity | 2047 | CAPITAL | REPLACEMENT | assembly | USD/gigalumen_year | us | us | 159167232827.195
commercial lighting | 4ft LFL: T8 F32 Commodity | 2047 | CAPITAL | REPLACEMENT | education | USD/gigalumen_year | us | us | 159167232827.195
commercial lighting | 4ft LFL: T8 F32 Commodity | 2047 | CAPITAL | REPLACEMENT | food sales | USD/gigalumen_year | us | us | 159167232827.195
commercial lighting | 4ft LFL: T8 F32 Commodity | 2047 | CAPITAL | REPLACEMENT | food service | USD/gigalumen_year | us | us | 159167232827.195
commercial lighting | 4ft LFL: T8 F32 Commodity | 2047 | CAPITAL | REPLACEMENT | health | USD/gigalumen_year | us | us | 159167232827.195
commercial lighting | 4ft LFL: T8 F32 Commodity | 2047 | CAPITAL | REPLACEMENT | lodging | USD/gigalumen_year | us | us | 159167232827.195
commercial lighting | 4ft LFL: T8 F32 Commodity | 2047 | CAPITAL | REPLACEMENT | merc/service | USD/gigalumen_year | us | us | 159167232827.195
commercial lighting | 4ft LFL: T8 F32 Commodity | 2047 | CAPITAL | REPLACEMENT | office-large | USD/gigalumen_year | us | us | 159167232827.195
commercial lighting | 4ft LFL: T8 F32 Commodity | 2047 | CAPITAL | REPLACEMENT | office-small | USD/gigalumen_year | us | us | 159167232827.195
commercial lighting | 4ft LFL: T8 F32 Commodity | 2047 | CAPITAL | REPLACEMENT | other | USD/gigalumen_year | us | us | 159167232827.195
commercial lighting | 4ft LFL: T8 F32 Commodity | 2047 | CAPITAL | REPLACEMENT | warehouse | USD/gigalumen_year | us | us | 159167232827.195
commercial lighting | 4ft LFL: T8 F32 Commodity | 2047 | FIXED_OM | NEW | assembly | USD/gigalumen_year | us | us | 13342235573.4721
commercial lighting | 4ft LFL: T8 F32 Commodity | 2047 | FIXED_OM | NEW | education | USD/gigalumen_year | us | us | 13342235573.4721
commercial lighting | 4ft LFL: T8 F32 Commodity | 2047 | FIXED_OM | NEW | food sales | USD/gigalumen_year | us | us | 13342235573.4721
commercial lighting | 4ft LFL: T8 F32 Commodity | 2047 | FIXED_OM | NEW | food service | USD/gigalumen_year | us | us | 13342235573.4721
commercial lighting | 4ft LFL: T8 F32 Commodity | 2047 | FIXED_OM | NEW | health | USD/gigalumen_year | us | us | 13342235573.4721
commercial lighting | 4ft LFL: T8 F32 Commodity | 2047 | FIXED_OM | NEW | lodging | USD/gigalumen_year | us | us | 13342235573.4721
commercial lighting | 4ft LFL: T8 F32 Commodity | 2047 | FIXED_OM | NEW | merc/service | USD/gigalumen_year | us | us | 13342235573.4721
commercial lighting | 4ft LFL: T8 F32 Commodity | 2047 | FIXED_OM | NEW | office-large | USD/gigalumen_year | us | us | 13342235573.4721
commercial lighting | 4ft LFL: T8 F32 Commodity | 2047 | FIXED_OM | NEW | office-small | USD/gigalumen_year | us | us | 13342235573.4721
commercial lighting | 4ft LFL: T8 F32 Commodity | 2047 | FIXED_OM | NEW | other | USD/gigalumen_year | us | us | 13342235573.4721
commercial lighting | 4ft LFL: T8 F32 Commodity | 2047 | FIXED_OM | NEW | warehouse | USD/gigalumen_year | us | us | 13342235573.4721
commercial lighting | 4ft LFL: T8 F32 Commodity | 2047 | FIXED_OM | REPLACEMENT | assembly | USD/gigalumen_year | us | us | 13342235573.4721
commercial lighting | 4ft LFL: T8 F32 Commodity | 2047 | FIXED_OM | REPLACEMENT | education | USD/gigalumen_year | us | us | 13342235573.4721
commercial lighting | 4ft LFL: T8 F32 Commodity | 2047 | FIXED_OM | REPLACEMENT | food sales | USD/gigalumen_year | us | us | 13342235573.4721
commercial lighting | 4ft LFL: T8 F32 Commodity | 2047 | FIXED_OM | REPLACEMENT | food service | USD/gigalumen_year | us | us | 13342235573.4721
commercial lighting | 4ft LFL: T8 F32 Commodity | 2047 | FIXED_OM | REPLACEMENT | health | USD/gigalumen_year | us | us | 13342235573.4721
commercial lighting | 4ft LFL: T8 F32 Commodity | 2047 | FIXED_OM | REPLACEMENT | lodging | USD/gigalumen_year | us | us | 13342235573.4721
commercial lighting | 4ft LFL: T8 F32 Commodity | 2047 | FIXED_OM | REPLACEMENT | merc/service | USD/gigalumen_year | us | us | 13342235573.4721
commercial lighting | 4ft LFL: T8 F32 Commodity | 2047 | FIXED_OM | REPLACEMENT | office-large | USD/gigalumen_year | us | us | 13342235573.4721
commercial lighting | 4ft LFL: T8 F32 Commodity | 2047 | FIXED_OM | REPLACEMENT | office-small | USD/gigalumen_year | us | us | 13342235573.4721
commercial lighting | 4ft LFL: T8 F32 Commodity | 2047 | FIXED_OM | REPLACEMENT | other | USD/gigalumen_year | us | us | 13342235573.4721
commercial lighting | 4ft LFL: T8 F32 Commodity | 2047 | FIXED_OM | REPLACEMENT | warehouse | USD/gigalumen_year | us | us | 13342235573.4721
commercial lighting | 4ft LFL: T8 F32 Commodity | 2048 | CAPITAL | NEW | assembly | USD/gigalumen_year | us | us | 159167232827.195
commercial lighting | 4ft LFL: T8 F32 Commodity | 2048 | CAPITAL | NEW | education | USD/gigalumen_year | us | us | 159167232827.195
commercial lighting | 4ft LFL: T8 F32 Commodity | 2048 | CAPITAL | NEW | food sales | USD/gigalumen_year | us | us | 159167232827.195
commercial lighting | 4ft LFL: T8 F32 Commodity | 2048 | CAPITAL | NEW | food service | USD/gigalumen_year | us | us | 159167232827.195
commercial lighting | 4ft LFL: T8 F32 Commodity | 2048 | CAPITAL | NEW | health | USD/gigalumen_year | us | us | 159167232827.195
commercial lighting | 4ft LFL: T8 F32 Commodity | 2048 | CAPITAL | NEW | lodging | USD/gigalumen_year | us | us | 159167232827.195
commercial lighting | 4ft LFL: T8 F32 Commodity | 2048 | CAPITAL | NEW | merc/service | USD/gigalumen_year | us | us | 159167232827.195
commercial lighting | 4ft LFL: T8 F32 Commodity | 2048 | CAPITAL | NEW | office-large | USD/gigalumen_year | us | us | 159167232827.195
commercial lighting | 4ft LFL: T8 F32 Commodity | 2048 | CAPITAL | NEW | office-small | USD/gigalumen_year | us | us | 159167232827.195
commercial lighting | 4ft LFL: T8 F32 Commodity | 2048 | CAPITAL | NEW | other | USD/gigalumen_year | us | us | 159167232827.195
commercial lighting | 4ft LFL: T8 F32 Commodity | 2048 | CAPITAL | NEW | warehouse | USD/gigalumen_year | us | us | 159167232827.195
commercial lighting | 4ft LFL: T8 F32 Commodity | 2048 | CAPITAL | REPLACEMENT | assembly | USD/gigalumen_year | us | us | 159167232827.195
commercial lighting | 4ft LFL: T8 F32 Commodity | 2048 | CAPITAL | REPLACEMENT | education | USD/gigalumen_year | us | us | 159167232827.195
commercial lighting | 4ft LFL: T8 F32 Commodity | 2048 | CAPITAL | REPLACEMENT | food sales | USD/gigalumen_year | us | us | 159167232827.195
commercial lighting | 4ft LFL: T8 F32 Commodity | 2048 | CAPITAL | REPLACEMENT | food service | USD/gigalumen_year | us | us | 159167232827.195
commercial lighting | 4ft LFL: T8 F32 Commodity | 2048 | CAPITAL | REPLACEMENT | health | USD/gigalumen_year | us | us | 159167232827.195
commercial lighting | 4ft LFL: T8 F32 Commodity | 2048 | CAPITAL | REPLACEMENT | lodging | USD/gigalumen_year | us | us | 159167232827.195
commercial lighting | 4ft LFL: T8 F32 Commodity | 2048 | CAPITAL | REPLACEMENT | merc/service | USD/gigalumen_year | us | us | 159167232827.195
commercial lighting | 4ft LFL: T8 F32 Commodity | 2048 | CAPITAL | REPLACEMENT | office-large | USD/gigalumen_year | us | us | 159167232827.195
commercial lighting | 4ft LFL: T8 F32 Commodity | 2048 | CAPITAL | REPLACEMENT | office-small | USD/gigalumen_year | us | us | 159167232827.195
commercial lighting | 4ft LFL: T8 F32 Commodity | 2048 | CAPITAL | REPLACEMENT | other | USD/gigalumen_year | us | us | 159167232827.195
commercial lighting | 4ft LFL: T8 F32 Commodity | 2048 | CAPITAL | REPLACEMENT | warehouse | USD/gigalumen_year | us | us | 159167232827.195
commercial lighting | 4ft LFL: T8 F32 Commodity | 2048 | FIXED_OM | NEW | assembly | USD/gigalumen_year | us | us | 13342235573.4721
commercial lighting | 4ft LFL: T8 F32 Commodity | 2048 | FIXED_OM | NEW | education | USD/gigalumen_year | us | us | 13342235573.4721
commercial lighting | 4ft LFL: T8 F32 Commodity | 2048 | FIXED_OM | NEW | food sales | USD/gigalumen_year | us | us | 13342235573.4721
commercial lighting | 4ft LFL: T8 F32 Commodity | 2048 | FIXED_OM | NEW | food service | USD/gigalumen_year | us | us | 13342235573.4721
commercial lighting | 4ft LFL: T8 F32 Commodity | 2048 | FIXED_OM | NEW | health | USD/gigalumen_year | us | us | 13342235573.4721
commercial lighting | 4ft LFL: T8 F32 Commodity | 2048 | FIXED_OM | NEW | lodging | USD/gigalumen_year | us | us | 13342235573.4721
commercial lighting | 4ft LFL: T8 F32 Commodity | 2048 | FIXED_OM | NEW | merc/service | USD/gigalumen_year | us | us | 13342235573.4721
commercial lighting | 4ft LFL: T8 F32 Commodity | 2048 | FIXED_OM | NEW | office-large | USD/gigalumen_year | us | us | 13342235573.4721
commercial lighting | 4ft LFL: T8 F32 Commodity | 2048 | FIXED_OM | NEW | office-small | USD/gigalumen_year | us | us | 13342235573.4721
commercial lighting | 4ft LFL: T8 F32 Commodity | 2048 | FIXED_OM | NEW | other | USD/gigalumen_year | us | us | 13342235573.4721
commercial lighting | 4ft LFL: T8 F32 Commodity | 2048 | FIXED_OM | NEW | warehouse | USD/gigalumen_year | us | us | 13342235573.4721
commercial lighting | 4ft LFL: T8 F32 Commodity | 2048 | FIXED_OM | REPLACEMENT | assembly | USD/gigalumen_year | us | us | 13342235573.4721
commercial lighting | 4ft LFL: T8 F32 Commodity | 2048 | FIXED_OM | REPLACEMENT | education | USD/gigalumen_year | us | us | 13342235573.4721
commercial lighting | 4ft LFL: T8 F32 Commodity | 2048 | FIXED_OM | REPLACEMENT | food sales | USD/gigalumen_year | us | us | 13342235573.4721
commercial lighting | 4ft LFL: T8 F32 Commodity | 2048 | FIXED_OM | REPLACEMENT | food service | USD/gigalumen_year | us | us | 13342235573.4721
commercial lighting | 4ft LFL: T8 F32 Commodity | 2048 | FIXED_OM | REPLACEMENT | health | USD/gigalumen_year | us | us | 13342235573.4721
commercial lighting | 4ft LFL: T8 F32 Commodity | 2048 | FIXED_OM | REPLACEMENT | lodging | USD/gigalumen_year | us | us | 13342235573.4721
commercial lighting | 4ft LFL: T8 F32 Commodity | 2048 | FIXED_OM | REPLACEMENT | merc/service | USD/gigalumen_year | us | us | 13342235573.4721
commercial lighting | 4ft LFL: T8 F32 Commodity | 2048 | FIXED_OM | REPLACEMENT | office-large | USD/gigalumen_year | us | us | 13342235573.4721
commercial lighting | 4ft LFL: T8 F32 Commodity | 2048 | FIXED_OM | REPLACEMENT | office-small | USD/gigalumen_year | us | us | 13342235573.4721
commercial lighting | 4ft LFL: T8 F32 Commodity | 2048 | FIXED_OM | REPLACEMENT | other | USD/gigalumen_year | us | us | 13342235573.4721
commercial lighting | 4ft LFL: T8 F32 Commodity | 2048 | FIXED_OM | REPLACEMENT | warehouse | USD/gigalumen_year | us | us | 13342235573.4721
commercial lighting | 4ft LFL: T8 F32 Commodity | 2049 | CAPITAL | NEW | assembly | USD/gigalumen_year | us | us | 159167232827.195
commercial lighting | 4ft LFL: T8 F32 Commodity | 2049 | CAPITAL | NEW | education | USD/gigalumen_year | us | us | 159167232827.195
commercial lighting | 4ft LFL: T8 F32 Commodity | 2049 | CAPITAL | NEW | food sales | USD/gigalumen_year | us | us | 159167232827.195
commercial lighting | 4ft LFL: T8 F32 Commodity | 2049 | CAPITAL | NEW | food service | USD/gigalumen_year | us | us | 159167232827.195
commercial lighting | 4ft LFL: T8 F32 Commodity | 2049 | CAPITAL | NEW | health | USD/gigalumen_year | us | us | 159167232827.195
commercial lighting | 4ft LFL: T8 F32 Commodity | 2049 | CAPITAL | NEW | lodging | USD/gigalumen_year | us | us | 159167232827.195
commercial lighting | 4ft LFL: T8 F32 Commodity | 2049 | CAPITAL | NEW | merc/service | USD/gigalumen_year | us | us | 159167232827.195
commercial lighting | 4ft LFL: T8 F32 Commodity | 2049 | CAPITAL | NEW | office-large | USD/gigalumen_year | us | us | 159167232827.195
commercial lighting | 4ft LFL: T8 F32 Commodity | 2049 | CAPITAL | NEW | office-small | USD/gigalumen_year | us | us | 159167232827.195
commercial lighting | 4ft LFL: T8 F32 Commodity | 2049 | CAPITAL | NEW | other | USD/gigalumen_year | us | us | 159167232827.195
commercial lighting | 4ft LFL: T8 F32 Commodity | 2049 | CAPITAL | NEW | warehouse | USD/gigalumen_year | us | us | 159167232827.195
commercial lighting | 4ft LFL: T8 F32 Commodity | 2049 | CAPITAL | REPLACEMENT | assembly | USD/gigalumen_year | us | us | 159167232827.195
commercial lighting | 4ft LFL: T8 F32 Commodity | 2049 | CAPITAL | REPLACEMENT | education | USD/gigalumen_year | us | us | 159167232827.195
commercial lighting | 4ft LFL: T8 F32 Commodity | 2049 | CAPITAL | REPLACEMENT | food sales | USD/gigalumen_year | us | us | 159167232827.195
commercial lighting | 4ft LFL: T8 F32 Commodity | 2049 | CAPITAL | REPLACEMENT | food service | USD/gigalumen_year | us | us | 159167232827.195
commercial lighting | 4ft LFL: T8 F32 Commodity | 2049 | CAPITAL | REPLACEMENT | health | USD/gigalumen_year | us | us | 159167232827.195
commercial lighting | 4ft LFL: T8 F32 Commodity | 2049 | CAPITAL | REPLACEMENT | lodging | USD/gigalumen_year | us | us | 159167232827.195
commercial lighting | 4ft LFL: T8 F32 Commodity | 2049 | CAPITAL | REPLACEMENT | merc/service | USD/gigalumen_year | us | us | 159167232827.195
commercial lighting | 4ft LFL: T8 F32 Commodity | 2049 | CAPITAL | REPLACEMENT | office-large | USD/gigalumen_year | us | us | 159167232827.195
commercial lighting | 4ft LFL: T8 F32 Commodity | 2049 | CAPITAL | REPLACEMENT | office-small | USD/gigalumen_year | us | us | 159167232827.195
commercial lighting | 4ft LFL: T8 F32 Commodity | 2049 | CAPITAL | REPLACEMENT | other | USD/gigalumen_year | us | us | 159167232827.195
commercial lighting | 4ft LFL: T8 F32 Commodity | 2049 | CAPITAL | REPLACEMENT | warehouse | USD/gigalumen_year | us | us | 159167232827.195
commercial lighting | 4ft LFL: T8 F32 Commodity | 2049 | FIXED_OM | NEW | assembly | USD/gigalumen_year | us | us | 13342235573.4721
commercial lighting | 4ft LFL: T8 F32 Commodity | 2049 | FIXED_OM | NEW | education | USD/gigalumen_year | us | us | 13342235573.4721
commercial lighting | 4ft LFL: T8 F32 Commodity | 2049 | FIXED_OM | NEW | food sales | USD/gigalumen_year | us | us | 13342235573.4721
commercial lighting | 4ft LFL: T8 F32 Commodity | 2049 | FIXED_OM | NEW | food service | USD/gigalumen_year | us | us | 13342235573.4721
commercial lighting | 4ft LFL: T8 F32 Commodity | 2049 | FIXED_OM | NEW | health | USD/gigalumen_year | us | us | 13342235573.4721
commercial lighting | 4ft LFL: T8 F32 Commodity | 2049 | FIXED_OM | NEW | lodging | USD/gigalumen_year | us | us | 13342235573.4721
commercial lighting | 4ft LFL: T8 F32 Commodity | 2049 | FIXED_OM | NEW | merc/service | USD/gigalumen_year | us | us | 13342235573.4721
commercial lighting | 4ft LFL: T8 F32 Commodity | 2049 | FIXED_OM | NEW | office-large | USD/gigalumen_year | us | us | 13342235573.4721
commercial lighting | 4ft LFL: T8 F32 Commodity | 2049 | FIXED_OM | NEW | office-small | USD/gigalumen_year | us | us | 13342235573.4721
commercial lighting | 4ft LFL: T8 F32 Commodity | 2049 | FIXED_OM | NEW | other | USD/gigalumen_year | us | us | 13342235573.4721
commercial lighting | 4ft LFL: T8 F32 Commodity | 2049 | FIXED_OM | NEW | warehouse | USD/gigalumen_year | us | us | 13342235573.4721
commercial lighting | 4ft LFL: T8 F32 Commodity | 2049 | FIXED_OM | REPLACEMENT | assembly | USD/gigalumen_year | us | us | 13342235573.4721
commercial lighting | 4ft LFL: T8 F32 Commodity | 2049 | FIXED_OM | REPLACEMENT | education | USD/gigalumen_year | us | us | 13342235573.4721
commercial lighting | 4ft LFL: T8 F32 Commodity | 2049 | FIXED_OM | REPLACEMENT | food sales | USD/gigalumen_year | us | us | 13342235573.4721
commercial lighting | 4ft LFL: T8 F32 Commodity | 2049 | FIXED_OM | REPLACEMENT | food service | USD/gigalumen_year | us | us | 13342235573.4721
commercial lighting | 4ft LFL: T8 F32 Commodity | 2049 | FIXED_OM | REPLACEMENT | health | USD/gigalumen_year | us | us | 13342235573.4721
commercial lighting | 4ft LFL: T8 F32 Commodity | 2049 | FIXED_OM | REPLACEMENT | lodging | USD/gigalumen_year | us | us | 13342235573.4721
commercial lighting | 4ft LFL: T8 F32 Commodity | 2049 | FIXED_OM | REPLACEMENT | merc/service | USD/gigalumen_year | us | us | 13342235573.4721
commercial lighting | 4ft LFL: T8 F32 Commodity | 2049 | FIXED_OM | REPLACEMENT | office-large | USD/gigalumen_year | us | us | 13342235573.4721
commercial lighting | 4ft LFL: T8 F32 Commodity | 2049 | FIXED_OM | REPLACEMENT | office-small | USD/gigalumen_year | us | us | 13342235573.4721
commercial lighting | 4ft LFL: T8 F32 Commodity | 2049 | FIXED_OM | REPLACEMENT | other | USD/gigalumen_year | us | us | 13342235573.4721
commercial lighting | 4ft LFL: T8 F32 Commodity | 2049 | FIXED_OM | REPLACEMENT | warehouse | USD/gigalumen_year | us | us | 13342235573.4721
commercial lighting | 4ft LFL: T8 F32 Commodity | 2050 | CAPITAL | NEW | assembly | USD/gigalumen_year | us | us | 159167232827.195
commercial lighting | 4ft LFL: T8 F32 Commodity | 2050 | CAPITAL | NEW | education | USD/gigalumen_year | us | us | 159167232827.195
commercial lighting | 4ft LFL: T8 F32 Commodity | 2050 | CAPITAL | NEW | food sales | USD/gigalumen_year | us | us | 159167232827.195
commercial lighting | 4ft LFL: T8 F32 Commodity | 2050 | CAPITAL | NEW | food service | USD/gigalumen_year | us | us | 159167232827.195
commercial lighting | 4ft LFL: T8 F32 Commodity | 2050 | CAPITAL | NEW | health | USD/gigalumen_year | us | us | 159167232827.195
commercial lighting | 4ft LFL: T8 F32 Commodity | 2050 | CAPITAL | NEW | lodging | USD/gigalumen_year | us | us | 159167232827.195
commercial lighting | 4ft LFL: T8 F32 Commodity | 2050 | CAPITAL | NEW | merc/service | USD/gigalumen_year | us | us | 159167232827.195
commercial lighting | 4ft LFL: T8 F32 Commodity | 2050 | CAPITAL | NEW | office-large | USD/gigalumen_year | us | us | 159167232827.195
commercial lighting | 4ft LFL: T8 F32 Commodity | 2050 | CAPITAL | NEW | office-small | USD/gigalumen_year | us | us | 159167232827.195
commercial lighting | 4ft LFL: T8 F32 Commodity | 2050 | CAPITAL | NEW | other | USD/gigalumen_year | us | us | 159167232827.195
commercial lighting | 4ft LFL: T8 F32 Commodity | 2050 | CAPITAL | NEW | warehouse | USD/gigalumen_year | us | us | 159167232827.195
commercial lighting | 4ft LFL: T8 F32 Commodity | 2050 | CAPITAL | REPLACEMENT | assembly | USD/gigalumen_year | us | us | 159167232827.195
commercial lighting | 4ft LFL: T8 F32 Commodity | 2050 | CAPITAL | REPLACEMENT | education | USD/gigalumen_year | us | us | 159167232827.195
commercial lighting | 4ft LFL: T8 F32 Commodity | 2050 | CAPITAL | REPLACEMENT | food sales | USD/gigalumen_year | us | us | 159167232827.195
commercial lighting | 4ft LFL: T8 F32 Commodity | 2050 | CAPITAL | REPLACEMENT | food service | USD/gigalumen_year | us | us | 159167232827.195
commercial lighting | 4ft LFL: T8 F32 Commodity | 2050 | CAPITAL | REPLACEMENT | health | USD/gigalumen_year | us | us | 159167232827.195
commercial lighting | 4ft LFL: T8 F32 Commodity | 2050 | CAPITAL | REPLACEMENT | lodging | USD/gigalumen_year | us | us | 159167232827.195
commercial lighting | 4ft LFL: T8 F32 Commodity | 2050 | CAPITAL | REPLACEMENT | merc/service | USD/gigalumen_year | us | us | 159167232827.195
commercial lighting | 4ft LFL: T8 F32 Commodity | 2050 | CAPITAL | REPLACEMENT | office-large | USD/gigalumen_year | us | us | 159167232827.195
commercial lighting | 4ft LFL: T8 F32 Commodity | 2050 | CAPITAL | REPLACEMENT | office-small | USD/gigalumen_year | us | us | 159167232827.195
commercial lighting | 4ft LFL: T8 F32 Commodity | 2050 | CAPITAL | REPLACEMENT | other | USD/gigalumen_year | us | us | 159167232827.195
commercial lighting | 4ft LFL: T8 F32 Commodity | 2050 | CAPITAL | REPLACEMENT | warehouse | USD/gigalumen_year | us | us | 159167232827.195
commercial lighting | 4ft LFL: T8 F32 Commodity | 2050 | FIXED_OM | NEW | assembly | USD/gigalumen_year | us | us | 13342235573.4721
commercial lighting | 4ft LFL: T8 F32 Commodity | 2050 | FIXED_OM | NEW | education | USD/gigalumen_year | us | us | 13342235573.4721
commercial lighting | 4ft LFL: T8 F32 Commodity | 2050 | FIXED_OM | NEW | food sales | USD/gigalumen_year | us | us | 13342235573.4721
commercial lighting | 4ft LFL: T8 F32 Commodity | 2050 | FIXED_OM | NEW | food service | USD/gigalumen_year | us | us | 13342235573.4721
commercial lighting | 4ft LFL: T8 F32 Commodity | 2050 | FIXED_OM | NEW | health | USD/gigalumen_year | us | us | 13342235573.4721
commercial lighting | 4ft LFL: T8 F32 Commodity | 2050 | FIXED_OM | NEW | lodging | USD/gigalumen_year | us | us | 13342235573.4721
commercial lighting | 4ft LFL: T8 F32 Commodity | 2050 | FIXED_OM | NEW | merc/service | USD/gigalumen_year | us | us | 13342235573.4721
commercial lighting | 4ft LFL: T8 F32 Commodity | 2050 | FIXED_OM | NEW | office-large | USD/gigalumen_year | us | us | 13342235573.4721
commercial lighting | 4ft LFL: T8 F32 Commodity | 2050 | FIXED_OM | NEW | office-small | USD/gigalumen_year | us | us | 13342235573.4721
commercial lighting | 4ft LFL: T8 F32 Commodity | 2050 | FIXED_OM | NEW | other | USD/gigalumen_year | us | us | 13342235573.4721
commercial lighting | 4ft LFL: T8 F32 Commodity | 2050 | FIXED_OM | NEW | warehouse | USD/gigalumen_year | us | us | 13342235573.4721
commercial lighting | 4ft LFL: T8 F32 Commodity | 2050 | FIXED_OM | REPLACEMENT | assembly | USD/gigalumen_year | us | us | 13342235573.4721
commercial lighting | 4ft LFL: T8 F32 Commodity | 2050 | FIXED_OM | REPLACEMENT | education | USD/gigalumen_year | us | us | 13342235573.4721
commercial lighting | 4ft LFL: T8 F32 Commodity | 2050 | FIXED_OM | REPLACEMENT | food sales | USD/gigalumen_year | us | us | 13342235573.4721
commercial lighting | 4ft LFL: T8 F32 Commodity | 2050 | FIXED_OM | REPLACEMENT | food service | USD/gigalumen_year | us | us | 13342235573.4721
commercial lighting | 4ft LFL: T8 F32 Commodity | 2050 | FIXED_OM | REPLACEMENT | health | USD/gigalumen_year | us | us | 13342235573.4721
commercial lighting | 4ft LFL: T8 F32 Commodity | 2050 | FIXED_OM | REPLACEMENT | lodging | USD/gigalumen_year | us | us | 13342235573.4721
commercial lighting | 4ft LFL: T8 F32 Commodity | 2050 | FIXED_OM | REPLACEMENT | merc/service | USD/gigalumen_year | us | us | 13342235573.4721
commercial lighting | 4ft LFL: T8 F32 Commodity | 2050 | FIXED_OM | REPLACEMENT | office-large | USD/gigalumen_year | us | us | 13342235573.4721
commercial lighting | 4ft LFL: T8 F32 Commodity | 2050 | FIXED_OM | REPLACEMENT | office-small | USD/gigalumen_year | us | us | 13342235573.4721
commercial lighting | 4ft LFL: T8 F32 Commodity | 2050 | FIXED_OM | REPLACEMENT | other | USD/gigalumen_year | us | us | 13342235573.4721
commercial lighting | 4ft LFL: T8 F32 Commodity | 2050 | FIXED_OM | REPLACEMENT | warehouse | USD/gigalumen_year | us | us | 13342235573.4721
commercial lighting | 8ft LFL: LED Integrated Luminaire | 2020 | CAPITAL | NEW | assembly | USD/gigalumen_year | us | us | 560092015869.489
commercial lighting | 8ft LFL: LED Integrated Luminaire | 2020 | CAPITAL | NEW | education | USD/gigalumen_year | us | us | 560092015869.489
commercial lighting | 8ft LFL: LED Integrated Luminaire | 2020 | CAPITAL | NEW | food sales | USD/gigalumen_year | us | us | 560092015869.489
commercial lighting | 8ft LFL: LED Integrated Luminaire | 2020 | CAPITAL | NEW | food service | USD/gigalumen_year | us | us | 560092015869.489
commercial lighting | 8ft LFL: LED Integrated Luminaire | 2020 | CAPITAL | NEW | health | USD/gigalumen_year | us | us | 560092015869.489
commercial lighting | 8ft LFL: LED Integrated Luminaire | 2020 | CAPITAL | NEW | lodging | USD/gigalumen_year | us | us | 560092015869.489
commercial lighting | 8ft LFL: LED Integrated Luminaire | 2020 | CAPITAL | NEW | merc/service | USD/gigalumen_year | us | us | 560092015869.489
commercial lighting | 8ft LFL: LED Integrated Luminaire | 2020 | CAPITAL | NEW | office-large | USD/gigalumen_year | us | us | 560092015869.489
commercial lighting | 8ft LFL: LED Integrated Luminaire | 2020 | CAPITAL | NEW | office-small | USD/gigalumen_year | us | us | 560092015869.489
commercial lighting | 8ft LFL: LED Integrated Luminaire | 2020 | CAPITAL | NEW | other | USD/gigalumen_year | us | us | 560092015869.489
commercial lighting | 8ft LFL: LED Integrated Luminaire | 2020 | CAPITAL | NEW | warehouse | USD/gigalumen_year | us | us | 560092015869.489
commercial lighting | 8ft LFL: LED Integrated Luminaire | 2020 | CAPITAL | REPLACEMENT | assembly | USD/gigalumen_year | us | us | 560092015869.489
commercial lighting | 8ft LFL: LED Integrated Luminaire | 2020 | CAPITAL | REPLACEMENT | education | USD/gigalumen_year | us | us | 560092015869.489
commercial lighting | 8ft LFL: LED Integrated Luminaire | 2020 | CAPITAL | REPLACEMENT | food sales | USD/gigalumen_year | us | us | 560092015869.489
commercial lighting | 8ft LFL: LED Integrated Luminaire | 2020 | CAPITAL | REPLACEMENT | food service | USD/gigalumen_year | us | us | 560092015869.489
commercial lighting | 8ft LFL: LED Integrated Luminaire | 2020 | CAPITAL | REPLACEMENT | health | USD/gigalumen_year | us | us | 560092015869.489
commercial lighting | 8ft LFL: LED Integrated Luminaire | 2020 | CAPITAL | REPLACEMENT | lodging | USD/gigalumen_year | us | us | 560092015869.489
commercial lighting | 8ft LFL: LED Integrated Luminaire | 2020 | CAPITAL | REPLACEMENT | merc/service | USD/gigalumen_year | us | us | 560092015869.489
commercial lighting | 8ft LFL: LED Integrated Luminaire | 2020 | CAPITAL | REPLACEMENT | office-large | USD/gigalumen_year | us | us | 560092015869.489
commercial lighting | 8ft LFL: LED Integrated Luminaire | 2020 | CAPITAL | REPLACEMENT | office-small | USD/gigalumen_year | us | us | 560092015869.489
commercial lighting | 8ft LFL: LED Integrated Luminaire | 2020 | CAPITAL | REPLACEMENT | other | USD/gigalumen_year | us | us | 560092015869.489
commercial lighting | 8ft LFL: LED Integrated Luminaire | 2020 | CAPITAL | REPLACEMENT | warehouse | USD/gigalumen_year | us | us | 560092015869.489
commercial lighting | 8ft LFL: LED Integrated Luminaire | 2020 | FIXED_OM | NEW | assembly | USD/gigalumen_year | us | us | 23959648388.9816
commercial lighting | 8ft LFL: LED Integrated Luminaire | 2020 | FIXED_OM | NEW | education | USD/gigalumen_year | us | us | 23959648388.9816
commercial lighting | 8ft LFL: LED Integrated Luminaire | 2020 | FIXED_OM | NEW | food sales | USD/gigalumen_year | us | us | 23959648388.9816
commercial lighting | 8ft LFL: LED Integrated Luminaire | 2020 | FIXED_OM | NEW | food service | USD/gigalumen_year | us | us | 23959648388.9816
commercial lighting | 8ft LFL: LED Integrated Luminaire | 2020 | FIXED_OM | NEW | health | USD/gigalumen_year | us | us | 23959648388.9816
commercial lighting | 8ft LFL: LED Integrated Luminaire | 2020 | FIXED_OM | NEW | lodging | USD/gigalumen_year | us | us | 23959648388.9816
commercial lighting | 8ft LFL: LED Integrated Luminaire | 2020 | FIXED_OM | NEW | merc/service | USD/gigalumen_year | us | us | 23959648388.9816
commercial lighting | 8ft LFL: LED Integrated Luminaire | 2020 | FIXED_OM | NEW | office-large | USD/gigalumen_year | us | us | 23959648388.9816
commercial lighting | 8ft LFL: LED Integrated Luminaire | 2020 | FIXED_OM | NEW | office-small | USD/gigalumen_year | us | us | 23959648388.9816
commercial lighting | 8ft LFL: LED Integrated Luminaire | 2020 | FIXED_OM | NEW | other | USD/gigalumen_year | us | us | 23959648388.9816
commercial lighting | 8ft LFL: LED Integrated Luminaire | 2020 | FIXED_OM | NEW | warehouse | USD/gigalumen_year | us | us | 23959648388.9816
commercial lighting | 8ft LFL: LED Integrated Luminaire | 2020 | FIXED_OM | REPLACEMENT | assembly | USD/gigalumen_year | us | us | 23959648388.9816
commercial lighting | 8ft LFL: LED Integrated Luminaire | 2020 | FIXED_OM | REPLACEMENT | education | USD/gigalumen_year | us | us | 23959648388.9816
commercial lighting | 8ft LFL: LED Integrated Luminaire | 2020 | FIXED_OM | REPLACEMENT | food sales | USD/gigalumen_year | us | us | 23959648388.9816
commercial lighting | 8ft LFL: LED Integrated Luminaire | 2020 | FIXED_OM | REPLACEMENT | food service | USD/gigalumen_year | us | us | 23959648388.9816
commercial lighting | 8ft LFL: LED Integrated Luminaire | 2020 | FIXED_OM | REPLACEMENT | health | USD/gigalumen_year | us | us | 23959648388.9816
commercial lighting | 8ft LFL: LED Integrated Luminaire | 2020 | FIXED_OM | REPLACEMENT | lodging | USD/gigalumen_year | us | us | 23959648388.9816
commercial lighting | 8ft LFL: LED Integrated Luminaire | 2020 | FIXED_OM | REPLACEMENT | merc/service | USD/gigalumen_year | us | us | 23959648388.9816
commercial lighting | 8ft LFL: LED Integrated Luminaire | 2020 | FIXED_OM | REPLACEMENT | office-large | USD/gigalumen_year | us | us | 23959648388.9816
commercial lighting | 8ft LFL: LED Integrated Luminaire | 2020 | FIXED_OM | REPLACEMENT | office-small | USD/gigalumen_year | us | us | 23959648388.9816
commercial lighting | 8ft LFL: LED Integrated Luminaire | 2020 | FIXED_OM | REPLACEMENT | other | USD/gigalumen_year | us | us | 23959648388.9816
commercial lighting | 8ft LFL: LED Integrated Luminaire | 2020 | FIXED_OM | REPLACEMENT | warehouse | USD/gigalumen_year | us | us | 23959648388.9816
commercial lighting | 8ft LFL: LED Integrated Luminaire | 2021 | CAPITAL | NEW | assembly | USD/gigalumen_year | us | us | 560092015869.489
commercial lighting | 8ft LFL: LED Integrated Luminaire | 2021 | CAPITAL | NEW | education | USD/gigalumen_year | us | us | 560092015869.489
commercial lighting | 8ft LFL: LED Integrated Luminaire | 2021 | CAPITAL | NEW | food sales | USD/gigalumen_year | us | us | 560092015869.489
commercial lighting | 8ft LFL: LED Integrated Luminaire | 2021 | CAPITAL | NEW | food service | USD/gigalumen_year | us | us | 560092015869.489
commercial lighting | 8ft LFL: LED Integrated Luminaire | 2021 | CAPITAL | NEW | health | USD/gigalumen_year | us | us | 560092015869.489
commercial lighting | 8ft LFL: LED Integrated Luminaire | 2021 | CAPITAL | NEW | lodging | USD/gigalumen_year | us | us | 560092015869.489
commercial lighting | 8ft LFL: LED Integrated Luminaire | 2021 | CAPITAL | NEW | merc/service | USD/gigalumen_year | us | us | 560092015869.489
commercial lighting | 8ft LFL: LED Integrated Luminaire | 2021 | CAPITAL | NEW | office-large | USD/gigalumen_year | us | us | 560092015869.489
commercial lighting | 8ft LFL: LED Integrated Luminaire | 2021 | CAPITAL | NEW | office-small | USD/gigalumen_year | us | us | 560092015869.489
commercial lighting | 8ft LFL: LED Integrated Luminaire | 2021 | CAPITAL | NEW | other | USD/gigalumen_year | us | us | 560092015869.489
commercial lighting | 8ft LFL: LED Integrated Luminaire | 2021 | CAPITAL | NEW | warehouse | USD/gigalumen_year | us | us | 560092015869.489
commercial lighting | 8ft LFL: LED Integrated Luminaire | 2021 | CAPITAL | REPLACEMENT | assembly | USD/gigalumen_year | us | us | 560092015869.489
commercial lighting | 8ft LFL: LED Integrated Luminaire | 2021 | CAPITAL | REPLACEMENT | education | USD/gigalumen_year | us | us | 560092015869.489
commercial lighting | 8ft LFL: LED Integrated Luminaire | 2021 | CAPITAL | REPLACEMENT | food sales | USD/gigalumen_year | us | us | 560092015869.489
commercial lighting | 8ft LFL: LED Integrated Luminaire | 2021 | CAPITAL | REPLACEMENT | food service | USD/gigalumen_year | us | us | 560092015869.489
commercial lighting | 8ft LFL: LED Integrated Luminaire | 2021 | CAPITAL | REPLACEMENT | health | USD/gigalumen_year | us | us | 560092015869.489
commercial lighting | 8ft LFL: LED Integrated Luminaire | 2021 | CAPITAL | REPLACEMENT | lodging | USD/gigalumen_year | us | us | 560092015869.489
commercial lighting | 8ft LFL: LED Integrated Luminaire | 2021 | CAPITAL | REPLACEMENT | merc/service | USD/gigalumen_year | us | us | 560092015869.489
commercial lighting | 8ft LFL: LED Integrated Luminaire | 2021 | CAPITAL | REPLACEMENT | office-large | USD/gigalumen_year | us | us | 560092015869.489
commercial lighting | 8ft LFL: LED Integrated Luminaire | 2021 | CAPITAL | REPLACEMENT | office-small | USD/gigalumen_year | us | us | 560092015869.489
commercial lighting | 8ft LFL: LED Integrated Luminaire | 2021 | CAPITAL | REPLACEMENT | other | USD/gigalumen_year | us | us | 560092015869.489
commercial lighting | 8ft LFL: LED Integrated Luminaire | 2021 | CAPITAL | REPLACEMENT | warehouse | USD/gigalumen_year | us | us | 560092015869.489
commercial lighting | 8ft LFL: LED Integrated Luminaire | 2021 | FIXED_OM | NEW | assembly | USD/gigalumen_year | us | us | 23959648388.9816
commercial lighting | 8ft LFL: LED Integrated Luminaire | 2021 | FIXED_OM | NEW | education | USD/gigalumen_year | us | us | 23959648388.9816
commercial lighting | 8ft LFL: LED Integrated Luminaire | 2021 | FIXED_OM | NEW | food sales | USD/gigalumen_year | us | us | 23959648388.9816
commercial lighting | 8ft LFL: LED Integrated Luminaire | 2021 | FIXED_OM | NEW | food service | USD/gigalumen_year | us | us | 23959648388.9816
commercial lighting | 8ft LFL: LED Integrated Luminaire | 2021 | FIXED_OM | NEW | health | USD/gigalumen_year | us | us | 23959648388.9816
commercial lighting | 8ft LFL: LED Integrated Luminaire | 2021 | FIXED_OM | NEW | lodging | USD/gigalumen_year | us | us | 23959648388.9816
commercial lighting | 8ft LFL: LED Integrated Luminaire | 2021 | FIXED_OM | NEW | merc/service | USD/gigalumen_year | us | us | 23959648388.9816
commercial lighting | 8ft LFL: LED Integrated Luminaire | 2021 | FIXED_OM | NEW | office-large | USD/gigalumen_year | us | us | 23959648388.9816
commercial lighting | 8ft LFL: LED Integrated Luminaire | 2021 | FIXED_OM | NEW | office-small | USD/gigalumen_year | us | us | 23959648388.9816
commercial lighting | 8ft LFL: LED Integrated Luminaire | 2021 | FIXED_OM | NEW | other | USD/gigalumen_year | us | us | 23959648388.9816
commercial lighting | 8ft LFL: LED Integrated Luminaire | 2021 | FIXED_OM | NEW | warehouse | USD/gigalumen_year | us | us | 23959648388.9816
commercial lighting | 8ft LFL: LED Integrated Luminaire | 2021 | FIXED_OM | REPLACEMENT | assembly | USD/gigalumen_year | us | us | 23959648388.9816
commercial lighting | 8ft LFL: LED Integrated Luminaire | 2021 | FIXED_OM | REPLACEMENT | education | USD/gigalumen_year | us | us | 23959648388.9816
commercial lighting | 8ft LFL: LED Integrated Luminaire | 2021 | FIXED_OM | REPLACEMENT | food sales | USD/gigalumen_year | us | us | 23959648388.9816
commercial lighting | 8ft LFL: LED Integrated Luminaire | 2021 | FIXED_OM | REPLACEMENT | food service | USD/gigalumen_year | us | us | 23959648388.9816
commercial lighting | 8ft LFL: LED Integrated Luminaire | 2021 | FIXED_OM | REPLACEMENT | health | USD/gigalumen_year | us | us | 23959648388.9816
commercial lighting | 8ft LFL: LED Integrated Luminaire | 2021 | FIXED_OM | REPLACEMENT | lodging | USD/gigalumen_year | us | us | 23959648388.9816
commercial lighting | 8ft LFL: LED Integrated Luminaire | 2021 | FIXED_OM | REPLACEMENT | merc/service | USD/gigalumen_year | us | us | 23959648388.9816
commercial lighting | 8ft LFL: LED Integrated Luminaire | 2021 | FIXED_OM | REPLACEMENT | office-large | USD/gigalumen_year | us | us | 23959648388.9816
commercial lighting | 8ft LFL: LED Integrated Luminaire | 2021 | FIXED_OM | REPLACEMENT | office-small | USD/gigalumen_year | us | us | 23959648388.9816
commercial lighting | 8ft LFL: LED Integrated Luminaire | 2021 | FIXED_OM | REPLACEMENT | other | USD/gigalumen_year | us | us | 23959648388.9816
commercial lighting | 8ft LFL: LED Integrated Luminaire | 2021 | FIXED_OM | REPLACEMENT | warehouse | USD/gigalumen_year | us | us | 23959648388.9816
commercial lighting | 8ft LFL: LED Integrated Luminaire | 2022 | CAPITAL | NEW | assembly | USD/gigalumen_year | us | us | 560092015869.489
commercial lighting | 8ft LFL: LED Integrated Luminaire | 2022 | CAPITAL | NEW | education | USD/gigalumen_year | us | us | 560092015869.489
commercial lighting | 8ft LFL: LED Integrated Luminaire | 2022 | CAPITAL | NEW | food sales | USD/gigalumen_year | us | us | 560092015869.489
commercial lighting | 8ft LFL: LED Integrated Luminaire | 2022 | CAPITAL | NEW | food service | USD/gigalumen_year | us | us | 560092015869.489
commercial lighting | 8ft LFL: LED Integrated Luminaire | 2022 | CAPITAL | NEW | health | USD/gigalumen_year | us | us | 560092015869.489
commercial lighting | 8ft LFL: LED Integrated Luminaire | 2022 | CAPITAL | NEW | lodging | USD/gigalumen_year | us | us | 560092015869.489
commercial lighting | 8ft LFL: LED Integrated Luminaire | 2022 | CAPITAL | NEW | merc/service | USD/gigalumen_year | us | us | 560092015869.489
commercial lighting | 8ft LFL: LED Integrated Luminaire | 2022 | CAPITAL | NEW | office-large | USD/gigalumen_year | us | us | 560092015869.489
commercial lighting | 8ft LFL: LED Integrated Luminaire | 2022 | CAPITAL | NEW | office-small | USD/gigalumen_year | us | us | 560092015869.489
commercial lighting | 8ft LFL: LED Integrated Luminaire | 2022 | CAPITAL | NEW | other | USD/gigalumen_year | us | us | 560092015869.489
commercial lighting | 8ft LFL: LED Integrated Luminaire | 2022 | CAPITAL | NEW | warehouse | USD/gigalumen_year | us | us | 560092015869.489
commercial lighting | 8ft LFL: LED Integrated Luminaire | 2022 | CAPITAL | REPLACEMENT | assembly | USD/gigalumen_year | us | us | 560092015869.489
commercial lighting | 8ft LFL: LED Integrated Luminaire | 2022 | CAPITAL | REPLACEMENT | education | USD/gigalumen_year | us | us | 560092015869.489
commercial lighting | 8ft LFL: LED Integrated Luminaire | 2022 | CAPITAL | REPLACEMENT | food sales | USD/gigalumen_year | us | us | 560092015869.489
commercial lighting | 8ft LFL: LED Integrated Luminaire | 2022 | CAPITAL | REPLACEMENT | food service | USD/gigalumen_year | us | us | 560092015869.489
commercial lighting | 8ft LFL: LED Integrated Luminaire | 2022 | CAPITAL | REPLACEMENT | health | USD/gigalumen_year | us | us | 560092015869.489
commercial lighting | 8ft LFL: LED Integrated Luminaire | 2022 | CAPITAL | REPLACEMENT | lodging | USD/gigalumen_year | us | us | 560092015869.489
commercial lighting | 8ft LFL: LED Integrated Luminaire | 2022 | CAPITAL | REPLACEMENT | merc/service | USD/gigalumen_year | us | us | 560092015869.489
commercial lighting | 8ft LFL: LED Integrated Luminaire | 2022 | CAPITAL | REPLACEMENT | office-large | USD/gigalumen_year | us | us | 560092015869.489
commercial lighting | 8ft LFL: LED Integrated Luminaire | 2022 | CAPITAL | REPLACEMENT | office-small | USD/gigalumen_year | us | us | 560092015869.489
commercial lighting | 8ft LFL: LED Integrated Luminaire | 2022 | CAPITAL | REPLACEMENT | other | USD/gigalumen_year | us | us | 560092015869.489
commercial lighting | 8ft LFL: LED Integrated Luminaire | 2022 | CAPITAL | REPLACEMENT | warehouse | USD/gigalumen_year | us | us | 560092015869.489
commercial lighting | 8ft LFL: LED Integrated Luminaire | 2022 | FIXED_OM | NEW | assembly | USD/gigalumen_year | us | us | 23959648388.9816
commercial lighting | 8ft LFL: LED Integrated Luminaire | 2022 | FIXED_OM | NEW | education | USD/gigalumen_year | us | us | 23959648388.9816
commercial lighting | 8ft LFL: LED Integrated Luminaire | 2022 | FIXED_OM | NEW | food sales | USD/gigalumen_year | us | us | 23959648388.9816
commercial lighting | 8ft LFL: LED Integrated Luminaire | 2022 | FIXED_OM | NEW | food service | USD/gigalumen_year | us | us | 23959648388.9816
commercial lighting | 8ft LFL: LED Integrated Luminaire | 2022 | FIXED_OM | NEW | health | USD/gigalumen_year | us | us | 23959648388.9816
commercial lighting | 8ft LFL: LED Integrated Luminaire | 2022 | FIXED_OM | NEW | lodging | USD/gigalumen_year | us | us | 23959648388.9816
commercial lighting | 8ft LFL: LED Integrated Luminaire | 2022 | FIXED_OM | NEW | merc/service | USD/gigalumen_year | us | us | 23959648388.9816
commercial lighting | 8ft LFL: LED Integrated Luminaire | 2022 | FIXED_OM | NEW | office-large | USD/gigalumen_year | us | us | 23959648388.9816
commercial lighting | 8ft LFL: LED Integrated Luminaire | 2022 | FIXED_OM | NEW | office-small | USD/gigalumen_year | us | us | 23959648388.9816
commercial lighting | 8ft LFL: LED Integrated Luminaire | 2022 | FIXED_OM | NEW | other | USD/gigalumen_year | us | us | 23959648388.9816
commercial lighting | 8ft LFL: LED Integrated Luminaire | 2022 | FIXED_OM | NEW | warehouse | USD/gigalumen_year | us | us | 23959648388.9816
commercial lighting | 8ft LFL: LED Integrated Luminaire | 2022 | FIXED_OM | REPLACEMENT | assembly | USD/gigalumen_year | us | us | 23959648388.9816
commercial lighting | 8ft LFL: LED Integrated Luminaire | 2022 | FIXED_OM | REPLACEMENT | education | USD/gigalumen_year | us | us | 23959648388.9816
commercial lighting | 8ft LFL: LED Integrated Luminaire | 2022 | FIXED_OM | REPLACEMENT | food sales | USD/gigalumen_year | us | us | 23959648388.9816
commercial lighting | 8ft LFL: LED Integrated Luminaire | 2022 | FIXED_OM | REPLACEMENT | food service | USD/gigalumen_year | us | us | 23959648388.9816
commercial lighting | 8ft LFL: LED Integrated Luminaire | 2022 | FIXED_OM | REPLACEMENT | health | USD/gigalumen_year | us | us | 23959648388.9816
commercial lighting | 8ft LFL: LED Integrated Luminaire | 2022 | FIXED_OM | REPLACEMENT | lodging | USD/gigalumen_year | us | us | 23959648388.9816
commercial lighting | 8ft LFL: LED Integrated Luminaire | 2022 | FIXED_OM | REPLACEMENT | merc/service | USD/gigalumen_year | us | us | 23959648388.9816
commercial lighting | 8ft LFL: LED Integrated Luminaire | 2022 | FIXED_OM | REPLACEMENT | office-large | USD/gigalumen_year | us | us | 23959648388.9816
commercial lighting | 8ft LFL: LED Integrated Luminaire | 2022 | FIXED_OM | REPLACEMENT | office-small | USD/gigalumen_year | us | us | 23959648388.9816
commercial lighting | 8ft LFL: LED Integrated Luminaire | 2022 | FIXED_OM | REPLACEMENT | other | USD/gigalumen_year | us | us | 23959648388.9816
commercial lighting | 8ft LFL: LED Integrated Luminaire | 2022 | FIXED_OM | REPLACEMENT | warehouse | USD/gigalumen_year | us | us | 23959648388.9816
commercial lighting | 8ft LFL: LED Integrated Luminaire | 2023 | CAPITAL | NEW | assembly | USD/gigalumen_year | us | us | 531986408715.159
commercial lighting | 8ft LFL: LED Integrated Luminaire | 2023 | CAPITAL | NEW | education | USD/gigalumen_year | us | us | 531986408715.159
commercial lighting | 8ft LFL: LED Integrated Luminaire | 2023 | CAPITAL | NEW | food sales | USD/gigalumen_year | us | us | 531986408715.159
commercial lighting | 8ft LFL: LED Integrated Luminaire | 2023 | CAPITAL | NEW | food service | USD/gigalumen_year | us | us | 531986408715.159
commercial lighting | 8ft LFL: LED Integrated Luminaire | 2023 | CAPITAL | NEW | health | USD/gigalumen_year | us | us | 531986408715.159
commercial lighting | 8ft LFL: LED Integrated Luminaire | 2023 | CAPITAL | NEW | lodging | USD/gigalumen_year | us | us | 531986408715.159
commercial lighting | 8ft LFL: LED Integrated Luminaire | 2023 | CAPITAL | NEW | merc/service | USD/gigalumen_year | us | us | 531986408715.159
commercial lighting | 8ft LFL: LED Integrated Luminaire | 2023 | CAPITAL | NEW | office-large | USD/gigalumen_year | us | us | 531986408715.159
commercial lighting | 8ft LFL: LED Integrated Luminaire | 2023 | CAPITAL | NEW | office-small | USD/gigalumen_year | us | us | 531986408715.159
commercial lighting | 8ft LFL: LED Integrated Luminaire | 2023 | CAPITAL | NEW | other | USD/gigalumen_year | us | us | 531986408715.159
commercial lighting | 8ft LFL: LED Integrated Luminaire | 2023 | CAPITAL | NEW | warehouse | USD/gigalumen_year | us | us | 531986408715.159
commercial lighting | 8ft LFL: LED Integrated Luminaire | 2023 | CAPITAL | REPLACEMENT | assembly | USD/gigalumen_year | us | us | 531986408715.159
commercial lighting | 8ft LFL: LED Integrated Luminaire | 2023 | CAPITAL | REPLACEMENT | education | USD/gigalumen_year | us | us | 531986408715.159
commercial lighting | 8ft LFL: LED Integrated Luminaire | 2023 | CAPITAL | REPLACEMENT | food sales | USD/gigalumen_year | us | us | 531986408715.159
commercial lighting | 8ft LFL: LED Integrated Luminaire | 2023 | CAPITAL | REPLACEMENT | food service | USD/gigalumen_year | us | us | 531986408715.159
commercial lighting | 8ft LFL: LED Integrated Luminaire | 2023 | CAPITAL | REPLACEMENT | health | USD/gigalumen_year | us | us | 531986408715.159
commercial lighting | 8ft LFL: LED Integrated Luminaire | 2023 | CAPITAL | REPLACEMENT | lodging | USD/gigalumen_year | us | us | 531986408715.159
commercial lighting | 8ft LFL: LED Integrated Luminaire | 2023 | CAPITAL | REPLACEMENT | merc/service | USD/gigalumen_year | us | us | 531986408715.159
commercial lighting | 8ft LFL: LED Integrated Luminaire | 2023 | CAPITAL | REPLACEMENT | office-large | USD/gigalumen_year | us | us | 531986408715.159
commercial lighting | 8ft LFL: LED Integrated Luminaire | 2023 | CAPITAL | REPLACEMENT | office-small | USD/gigalumen_year | us | us | 531986408715.159
commercial lighting | 8ft LFL: LED Integrated Luminaire | 2023 | CAPITAL | REPLACEMENT | other | USD/gigalumen_year | us | us | 531986408715.159
commercial lighting | 8ft LFL: LED Integrated Luminaire | 2023 | CAPITAL | REPLACEMENT | warehouse | USD/gigalumen_year | us | us | 531986408715.159
commercial lighting | 8ft LFL: LED Integrated Luminaire | 2023 | FIXED_OM | NEW | assembly | USD/gigalumen_year | us | us | 22702941341.1282
commercial lighting | 8ft LFL: LED Integrated Luminaire | 2023 | FIXED_OM | NEW | education | USD/gigalumen_year | us | us | 22702941341.1282
commercial lighting | 8ft LFL: LED Integrated Luminaire | 2023 | FIXED_OM | NEW | food sales | USD/gigalumen_year | us | us | 22702941341.1282
commercial lighting | 8ft LFL: LED Integrated Luminaire | 2023 | FIXED_OM | NEW | food service | USD/gigalumen_year | us | us | 22702941341.1282
commercial lighting | 8ft LFL: LED Integrated Luminaire | 2023 | FIXED_OM | NEW | health | USD/gigalumen_year | us | us | 22702941341.1282
commercial lighting | 8ft LFL: LED Integrated Luminaire | 2023 | FIXED_OM | NEW | lodging | USD/gigalumen_year | us | us | 22702941341.1282
commercial lighting | 8ft LFL: LED Integrated Luminaire | 2023 | FIXED_OM | NEW | merc/service | USD/gigalumen_year | us | us | 22702941341.1282
commercial lighting | 8ft LFL: LED Integrated Luminaire | 2023 | FIXED_OM | NEW | office-large | USD/gigalumen_year | us | us | 22702941341.1282
commercial lighting | 8ft LFL: LED Integrated Luminaire | 2023 | FIXED_OM | NEW | office-small | USD/gigalumen_year | us | us | 22702941341.1282
commercial lighting | 8ft LFL: LED Integrated Luminaire | 2023 | FIXED_OM | NEW | other | USD/gigalumen_year | us | us | 22702941341.1282
commercial lighting | 8ft LFL: LED Integrated Luminaire | 2023 | FIXED_OM | NEW | warehouse | USD/gigalumen_year | us | us | 22702941341.1282
commercial lighting | 8ft LFL: LED Integrated Luminaire | 2023 | FIXED_OM | REPLACEMENT | assembly | USD/gigalumen_year | us | us | 22702941341.1282
commercial lighting | 8ft LFL: LED Integrated Luminaire | 2023 | FIXED_OM | REPLACEMENT | education | USD/gigalumen_year | us | us | 22702941341.1282
commercial lighting | 8ft LFL: LED Integrated Luminaire | 2023 | FIXED_OM | REPLACEMENT | food sales | USD/gigalumen_year | us | us | 22702941341.1282
commercial lighting | 8ft LFL: LED Integrated Luminaire | 2023 | FIXED_OM | REPLACEMENT | food service | USD/gigalumen_year | us | us | 22702941341.1282
commercial lighting | 8ft LFL: LED Integrated Luminaire | 2023 | FIXED_OM | REPLACEMENT | health | USD/gigalumen_year | us | us | 22702941341.1282
commercial lighting | 8ft LFL: LED Integrated Luminaire | 2023 | FIXED_OM | REPLACEMENT | lodging | USD/gigalumen_year | us | us | 22702941341.1282
commercial lighting | 8ft LFL: LED Integrated Luminaire | 2023 | FIXED_OM | REPLACEMENT | merc/service | USD/gigalumen_year | us | us | 22702941341.1282
commercial lighting | 8ft LFL: LED Integrated Luminaire | 2023 | FIXED_OM | REPLACEMENT | office-large | USD/gigalumen_year | us | us | 22702941341.1282
commercial lighting | 8ft LFL: LED Integrated Luminaire | 2023 | FIXED_OM | REPLACEMENT | office-small | USD/gigalumen_year | us | us | 22702941341.1282
commercial lighting | 8ft LFL: LED Integrated Luminaire | 2023 | FIXED_OM | REPLACEMENT | other | USD/gigalumen_year | us | us | 22702941341.1282
commercial lighting | 8ft LFL: LED Integrated Luminaire | 2023 | FIXED_OM | REPLACEMENT | warehouse | USD/gigalumen_year | us | us | 22702941341.1282
commercial lighting | 8ft LFL: LED Integrated Luminaire | 2024 | CAPITAL | NEW | assembly | USD/gigalumen_year | us | us | 503880801560.829
commercial lighting | 8ft LFL: LED Integrated Luminaire | 2024 | CAPITAL | NEW | education | USD/gigalumen_year | us | us | 503880801560.829
commercial lighting | 8ft LFL: LED Integrated Luminaire | 2024 | CAPITAL | NEW | food sales | USD/gigalumen_year | us | us | 503880801560.829
commercial lighting | 8ft LFL: LED Integrated Luminaire | 2024 | CAPITAL | NEW | food service | USD/gigalumen_year | us | us | 503880801560.829
commercial lighting | 8ft LFL: LED Integrated Luminaire | 2024 | CAPITAL | NEW | health | USD/gigalumen_year | us | us | 503880801560.829
commercial lighting | 8ft LFL: LED Integrated Luminaire | 2024 | CAPITAL | NEW | lodging | USD/gigalumen_year | us | us | 503880801560.829
commercial lighting | 8ft LFL: LED Integrated Luminaire | 2024 | CAPITAL | NEW | merc/service | USD/gigalumen_year | us | us | 503880801560.829
commercial lighting | 8ft LFL: LED Integrated Luminaire | 2024 | CAPITAL | NEW | office-large | USD/gigalumen_year | us | us | 503880801560.829
commercial lighting | 8ft LFL: LED Integrated Luminaire | 2024 | CAPITAL | NEW | office-small | USD/gigalumen_year | us | us | 503880801560.829
commercial lighting | 8ft LFL: LED Integrated Luminaire | 2024 | CAPITAL | NEW | other | USD/gigalumen_year | us | us | 503880801560.829
commercial lighting | 8ft LFL: LED Integrated Luminaire | 2024 | CAPITAL | NEW | warehouse | USD/gigalumen_year | us | us | 503880801560.829
commercial lighting | 8ft LFL: LED Integrated Luminaire | 2024 | CAPITAL | REPLACEMENT | assembly | USD/gigalumen_year | us | us | 503880801560.829
commercial lighting | 8ft LFL: LED Integrated Luminaire | 2024 | CAPITAL | REPLACEMENT | education | USD/gigalumen_year | us | us | 503880801560.829
commercial lighting | 8ft LFL: LED Integrated Luminaire | 2024 | CAPITAL | REPLACEMENT | food sales | USD/gigalumen_year | us | us | 503880801560.829
commercial lighting | 8ft LFL: LED Integrated Luminaire | 2024 | CAPITAL | REPLACEMENT | food service | USD/gigalumen_year | us | us | 503880801560.829
commercial lighting | 8ft LFL: LED Integrated Luminaire | 2024 | CAPITAL | REPLACEMENT | health | USD/gigalumen_year | us | us | 503880801560.829
commercial lighting | 8ft LFL: LED Integrated Luminaire | 2024 | CAPITAL | REPLACEMENT | lodging | USD/gigalumen_year | us | us | 503880801560.829
commercial lighting | 8ft LFL: LED Integrated Luminaire | 2024 | CAPITAL | REPLACEMENT | merc/service | USD/gigalumen_year | us | us | 503880801560.829
commercial lighting | 8ft LFL: LED Integrated Luminaire | 2024 | CAPITAL | REPLACEMENT | office-large | USD/gigalumen_year | us | us | 503880801560.829
commercial lighting | 8ft LFL: LED Integrated Luminaire | 2024 | CAPITAL | REPLACEMENT | office-small | USD/gigalumen_year | us | us | 503880801560.829
commercial lighting | 8ft LFL: LED Integrated Luminaire | 2024 | CAPITAL | REPLACEMENT | other | USD/gigalumen_year | us | us | 503880801560.829
commercial lighting | 8ft LFL: LED Integrated Luminaire | 2024 | CAPITAL | REPLACEMENT | warehouse | USD/gigalumen_year | us | us | 503880801560.829
commercial lighting | 8ft LFL: LED Integrated Luminaire | 2024 | FIXED_OM | NEW | assembly | USD/gigalumen_year | us | us | 21446234293.2747
commercial lighting | 8ft LFL: LED Integrated Luminaire | 2024 | FIXED_OM | NEW | education | USD/gigalumen_year | us | us | 21446234293.2747
commercial lighting | 8ft LFL: LED Integrated Luminaire | 2024 | FIXED_OM | NEW | food sales | USD/gigalumen_year | us | us | 21446234293.2747
commercial lighting | 8ft LFL: LED Integrated Luminaire | 2024 | FIXED_OM | NEW | food service | USD/gigalumen_year | us | us | 21446234293.2747
commercial lighting | 8ft LFL: LED Integrated Luminaire | 2024 | FIXED_OM | NEW | health | USD/gigalumen_year | us | us | 21446234293.2747
commercial lighting | 8ft LFL: LED Integrated Luminaire | 2024 | FIXED_OM | NEW | lodging | USD/gigalumen_year | us | us | 21446234293.2747
commercial lighting | 8ft LFL: LED Integrated Luminaire | 2024 | FIXED_OM | NEW | merc/service | USD/gigalumen_year | us | us | 21446234293.2747
commercial lighting | 8ft LFL: LED Integrated Luminaire | 2024 | FIXED_OM | NEW | office-large | USD/gigalumen_year | us | us | 21446234293.2747
commercial lighting | 8ft LFL: LED Integrated Luminaire | 2024 | FIXED_OM | NEW | office-small | USD/gigalumen_year | us | us | 21446234293.2747
commercial lighting | 8ft LFL: LED Integrated Luminaire | 2024 | FIXED_OM | NEW | other | USD/gigalumen_year | us | us | 21446234293.2747
commercial lighting | 8ft LFL: LED Integrated Luminaire | 2024 | FIXED_OM | NEW | warehouse | USD/gigalumen_year | us | us | 21446234293.2747
commercial lighting | 8ft LFL: LED Integrated Luminaire | 2024 | FIXED_OM | REPLACEMENT | assembly | USD/gigalumen_year | us | us | 21446234293.2747
commercial lighting | 8ft LFL: LED Integrated Luminaire | 2024 | FIXED_OM | REPLACEMENT | education | USD/gigalumen_year | us | us | 21446234293.2747
commercial lighting | 8ft LFL: LED Integrated Luminaire | 2024 | FIXED_OM | REPLACEMENT | food sales | USD/gigalumen_year | us | us | 21446234293.2747
commercial lighting | 8ft LFL: LED Integrated Luminaire | 2024 | FIXED_OM | REPLACEMENT | food service | USD/gigalumen_year | us | us | 21446234293.2747
commercial lighting | 8ft LFL: LED Integrated Luminaire | 2024 | FIXED_OM | REPLACEMENT | health | USD/gigalumen_year | us | us | 21446234293.2747
commercial lighting | 8ft LFL: LED Integrated Luminaire | 2024 | FIXED_OM | REPLACEMENT | lodging | USD/gigalumen_year | us | us | 21446234293.2747
commercial lighting | 8ft LFL: LED Integrated Luminaire | 2024 | FIXED_OM | REPLACEMENT | merc/service | USD/gigalumen_year | us | us | 21446234293.2747
commercial lighting | 8ft LFL: LED Integrated Luminaire | 2024 | FIXED_OM | REPLACEMENT | office-large | USD/gigalumen_year | us | us | 21446234293.2747
commercial lighting | 8ft LFL: LED Integrated Luminaire | 2024 | FIXED_OM | REPLACEMENT | office-small | USD/gigalumen_year | us | us | 21446234293.2747
commercial lighting | 8ft LFL: LED Integrated Luminaire | 2024 | FIXED_OM | REPLACEMENT | other | USD/gigalumen_year | us | us | 21446234293.2747
commercial lighting | 8ft LFL: LED Integrated Luminaire | 2024 | FIXED_OM | REPLACEMENT | warehouse | USD/gigalumen_year | us | us | 21446234293.2747
commercial lighting | 8ft LFL: LED Integrated Luminaire | 2025 | CAPITAL | NEW | assembly | USD/gigalumen_year | us | us | 475775194406.499
commercial lighting | 8ft LFL: LED Integrated Luminaire | 2025 | CAPITAL | NEW | education | USD/gigalumen_year | us | us | 475775194406.499
commercial lighting | 8ft LFL: LED Integrated Luminaire | 2025 | CAPITAL | NEW | food sales | USD/gigalumen_year | us | us | 475775194406.499
commercial lighting | 8ft LFL: LED Integrated Luminaire | 2025 | CAPITAL | NEW | food service | USD/gigalumen_year | us | us | 475775194406.499
commercial lighting | 8ft LFL: LED Integrated Luminaire | 2025 | CAPITAL | NEW | health | USD/gigalumen_year | us | us | 475775194406.499
commercial lighting | 8ft LFL: LED Integrated Luminaire | 2025 | CAPITAL | NEW | lodging | USD/gigalumen_year | us | us | 475775194406.499
commercial lighting | 8ft LFL: LED Integrated Luminaire | 2025 | CAPITAL | NEW | merc/service | USD/gigalumen_year | us | us | 475775194406.499
commercial lighting | 8ft LFL: LED Integrated Luminaire | 2025 | CAPITAL | NEW | office-large | USD/gigalumen_year | us | us | 475775194406.499
commercial lighting | 8ft LFL: LED Integrated Luminaire | 2025 | CAPITAL | NEW | office-small | USD/gigalumen_year | us | us | 475775194406.499
commercial lighting | 8ft LFL: LED Integrated Luminaire | 2025 | CAPITAL | NEW | other | USD/gigalumen_year | us | us | 475775194406.499
commercial lighting | 8ft LFL: LED Integrated Luminaire | 2025 | CAPITAL | NEW | warehouse | USD/gigalumen_year | us | us | 475775194406.499
commercial lighting | 8ft LFL: LED Integrated Luminaire | 2025 | CAPITAL | REPLACEMENT | assembly | USD/gigalumen_year | us | us | 475775194406.499
commercial lighting | 8ft LFL: LED Integrated Luminaire | 2025 | CAPITAL | REPLACEMENT | education | USD/gigalumen_year | us | us | 475775194406.499
commercial lighting | 8ft LFL: LED Integrated Luminaire | 2025 | CAPITAL | REPLACEMENT | food sales | USD/gigalumen_year | us | us | 475775194406.499
commercial lighting | 8ft LFL: LED Integrated Luminaire | 2025 | CAPITAL | REPLACEMENT | food service | USD/gigalumen_year | us | us | 475775194406.499
commercial lighting | 8ft LFL: LED Integrated Luminaire | 2025 | CAPITAL | REPLACEMENT | health | USD/gigalumen_year | us | us | 475775194406.499
commercial lighting | 8ft LFL: LED Integrated Luminaire | 2025 | CAPITAL | REPLACEMENT | lodging | USD/gigalumen_year | us | us | 475775194406.499
commercial lighting | 8ft LFL: LED Integrated Luminaire | 2025 | CAPITAL | REPLACEMENT | merc/service | USD/gigalumen_year | us | us | 475775194406.499
commercial lighting | 8ft LFL: LED Integrated Luminaire | 2025 | CAPITAL | REPLACEMENT | office-large | USD/gigalumen_year | us | us | 475775194406.499
commercial lighting | 8ft LFL: LED Integrated Luminaire | 2025 | CAPITAL | REPLACEMENT | office-small | USD/gigalumen_year | us | us | 475775194406.499
commercial lighting | 8ft LFL: LED Integrated Luminaire | 2025 | CAPITAL | REPLACEMENT | other | USD/gigalumen_year | us | us | 475775194406.499
commercial lighting | 8ft LFL: LED Integrated Luminaire | 2025 | CAPITAL | REPLACEMENT | warehouse | USD/gigalumen_year | us | us | 475775194406.499
commercial lighting | 8ft LFL: LED Integrated Luminaire | 2025 | FIXED_OM | NEW | assembly | USD/gigalumen_year | us | us | 20189527245.4213
commercial lighting | 8ft LFL: LED Integrated Luminaire | 2025 | FIXED_OM | NEW | education | USD/gigalumen_year | us | us | 20189527245.4213
commercial lighting | 8ft LFL: LED Integrated Luminaire | 2025 | FIXED_OM | NEW | food sales | USD/gigalumen_year | us | us | 20189527245.4213
commercial lighting | 8ft LFL: LED Integrated Luminaire | 2025 | FIXED_OM | NEW | food service | USD/gigalumen_year | us | us | 20189527245.4213
commercial lighting | 8ft LFL: LED Integrated Luminaire | 2025 | FIXED_OM | NEW | health | USD/gigalumen_year | us | us | 20189527245.4213
commercial lighting | 8ft LFL: LED Integrated Luminaire | 2025 | FIXED_OM | NEW | lodging | USD/gigalumen_year | us | us | 20189527245.4213
commercial lighting | 8ft LFL: LED Integrated Luminaire | 2025 | FIXED_OM | NEW | merc/service | USD/gigalumen_year | us | us | 20189527245.4213
commercial lighting | 8ft LFL: LED Integrated Luminaire | 2025 | FIXED_OM | NEW | office-large | USD/gigalumen_year | us | us | 20189527245.4213
commercial lighting | 8ft LFL: LED Integrated Luminaire | 2025 | FIXED_OM | NEW | office-small | USD/gigalumen_year | us | us | 20189527245.4213
commercial lighting | 8ft LFL: LED Integrated Luminaire | 2025 | FIXED_OM | NEW | other | USD/gigalumen_year | us | us | 20189527245.4213
commercial lighting | 8ft LFL: LED Integrated Luminaire | 2025 | FIXED_OM | NEW | warehouse | USD/gigalumen_year | us | us | 20189527245.4213
commercial lighting | 8ft LFL: LED Integrated Luminaire | 2025 | FIXED_OM | REPLACEMENT | assembly | USD/gigalumen_year | us | us | 20189527245.4213
commercial lighting | 8ft LFL: LED Integrated Luminaire | 2025 | FIXED_OM | REPLACEMENT | education | USD/gigalumen_year | us | us | 20189527245.4213
commercial lighting | 8ft LFL: LED Integrated Luminaire | 2025 | FIXED_OM | REPLACEMENT | food sales | USD/gigalumen_year | us | us | 20189527245.4213
commercial lighting | 8ft LFL: LED Integrated Luminaire | 2025 | FIXED_OM | REPLACEMENT | food service | USD/gigalumen_year | us | us | 20189527245.4213
commercial lighting | 8ft LFL: LED Integrated Luminaire | 2025 | FIXED_OM | REPLACEMENT | health | USD/gigalumen_year | us | us | 20189527245.4213
commercial lighting | 8ft LFL: LED Integrated Luminaire | 2025 | FIXED_OM | REPLACEMENT | lodging | USD/gigalumen_year | us | us | 20189527245.4213
commercial lighting | 8ft LFL: LED Integrated Luminaire | 2025 | FIXED_OM | REPLACEMENT | merc/service | USD/gigalumen_year | us | us | 20189527245.4213
commercial lighting | 8ft LFL: LED Integrated Luminaire | 2025 | FIXED_OM | REPLACEMENT | office-large | USD/gigalumen_year | us | us | 20189527245.4213
commercial lighting | 8ft LFL: LED Integrated Luminaire | 2025 | FIXED_OM | REPLACEMENT | office-small | USD/gigalumen_year | us | us | 20189527245.4213
commercial lighting | 8ft LFL: LED Integrated Luminaire | 2025 | FIXED_OM | REPLACEMENT | other | USD/gigalumen_year | us | us | 20189527245.4213
commercial lighting | 8ft LFL: LED Integrated Luminaire | 2025 | FIXED_OM | REPLACEMENT | warehouse | USD/gigalumen_year | us | us | 20189527245.4213
commercial lighting | 8ft LFL: LED Integrated Luminaire | 2026 | CAPITAL | NEW | assembly | USD/gigalumen_year | us | us | 447669587252.169
commercial lighting | 8ft LFL: LED Integrated Luminaire | 2026 | CAPITAL | NEW | education | USD/gigalumen_year | us | us | 447669587252.169
commercial lighting | 8ft LFL: LED Integrated Luminaire | 2026 | CAPITAL | NEW | food sales | USD/gigalumen_year | us | us | 447669587252.169
commercial lighting | 8ft LFL: LED Integrated Luminaire | 2026 | CAPITAL | NEW | food service | USD/gigalumen_year | us | us | 447669587252.169
commercial lighting | 8ft LFL: LED Integrated Luminaire | 2026 | CAPITAL | NEW | health | USD/gigalumen_year | us | us | 447669587252.169
commercial lighting | 8ft LFL: LED Integrated Luminaire | 2026 | CAPITAL | NEW | lodging | USD/gigalumen_year | us | us | 447669587252.169
commercial lighting | 8ft LFL: LED Integrated Luminaire | 2026 | CAPITAL | NEW | merc/service | USD/gigalumen_year | us | us | 447669587252.169
commercial lighting | 8ft LFL: LED Integrated Luminaire | 2026 | CAPITAL | NEW | office-large | USD/gigalumen_year | us | us | 447669587252.169
commercial lighting | 8ft LFL: LED Integrated Luminaire | 2026 | CAPITAL | NEW | office-small | USD/gigalumen_year | us | us | 447669587252.169
commercial lighting | 8ft LFL: LED Integrated Luminaire | 2026 | CAPITAL | NEW | other | USD/gigalumen_year | us | us | 447669587252.169
commercial lighting | 8ft LFL: LED Integrated Luminaire | 2026 | CAPITAL | NEW | warehouse | USD/gigalumen_year | us | us | 447669587252.169
commercial lighting | 8ft LFL: LED Integrated Luminaire | 2026 | CAPITAL | REPLACEMENT | assembly | USD/gigalumen_year | us | us | 447669587252.169
commercial lighting | 8ft LFL: LED Integrated Luminaire | 2026 | CAPITAL | REPLACEMENT | education | USD/gigalumen_year | us | us | 447669587252.169
commercial lighting | 8ft LFL: LED Integrated Luminaire | 2026 | CAPITAL | REPLACEMENT | food sales | USD/gigalumen_year | us | us | 447669587252.169
commercial lighting | 8ft LFL: LED Integrated Luminaire | 2026 | CAPITAL | REPLACEMENT | food service | USD/gigalumen_year | us | us | 447669587252.169
commercial lighting | 8ft LFL: LED Integrated Luminaire | 2026 | CAPITAL | REPLACEMENT | health | USD/gigalumen_year | us | us | 447669587252.169
commercial lighting | 8ft LFL: LED Integrated Luminaire | 2026 | CAPITAL | REPLACEMENT | lodging | USD/gigalumen_year | us | us | 447669587252.169
commercial lighting | 8ft LFL: LED Integrated Luminaire | 2026 | CAPITAL | REPLACEMENT | merc/service | USD/gigalumen_year | us | us | 447669587252.169
commercial lighting | 8ft LFL: LED Integrated Luminaire | 2026 | CAPITAL | REPLACEMENT | office-large | USD/gigalumen_year | us | us | 447669587252.169
commercial lighting | 8ft LFL: LED Integrated Luminaire | 2026 | CAPITAL | REPLACEMENT | office-small | USD/gigalumen_year | us | us | 447669587252.169
commercial lighting | 8ft LFL: LED Integrated Luminaire | 2026 | CAPITAL | REPLACEMENT | other | USD/gigalumen_year | us | us | 447669587252.169
commercial lighting | 8ft LFL: LED Integrated Luminaire | 2026 | CAPITAL | REPLACEMENT | warehouse | USD/gigalumen_year | us | us | 447669587252.169
commercial lighting | 8ft LFL: LED Integrated Luminaire | 2026 | FIXED_OM | NEW | assembly | USD/gigalumen_year | us | us | 18932820197.5678
commercial lighting | 8ft LFL: LED Integrated Luminaire | 2026 | FIXED_OM | NEW | education | USD/gigalumen_year | us | us | 18932820197.5678
commercial lighting | 8ft LFL: LED Integrated Luminaire | 2026 | FIXED_OM | NEW | food sales | USD/gigalumen_year | us | us | 18932820197.5678
commercial lighting | 8ft LFL: LED Integrated Luminaire | 2026 | FIXED_OM | NEW | food service | USD/gigalumen_year | us | us | 18932820197.5678
commercial lighting | 8ft LFL: LED Integrated Luminaire | 2026 | FIXED_OM | NEW | health | USD/gigalumen_year | us | us | 18932820197.5678
commercial lighting | 8ft LFL: LED Integrated Luminaire | 2026 | FIXED_OM | NEW | lodging | USD/gigalumen_year | us | us | 18932820197.5678
commercial lighting | 8ft LFL: LED Integrated Luminaire | 2026 | FIXED_OM | NEW | merc/service | USD/gigalumen_year | us | us | 18932820197.5678
commercial lighting | 8ft LFL: LED Integrated Luminaire | 2026 | FIXED_OM | NEW | office-large | USD/gigalumen_year | us | us | 18932820197.5678
commercial lighting | 8ft LFL: LED Integrated Luminaire | 2026 | FIXED_OM | NEW | office-small | USD/gigalumen_year | us | us | 18932820197.5678
commercial lighting | 8ft LFL: LED Integrated Luminaire | 2026 | FIXED_OM | NEW | other | USD/gigalumen_year | us | us | 18932820197.5678
commercial lighting | 8ft LFL: LED Integrated Luminaire | 2026 | FIXED_OM | NEW | warehouse | USD/gigalumen_year | us | us | 18932820197.5678
commercial lighting | 8ft LFL: LED Integrated Luminaire | 2026 | FIXED_OM | REPLACEMENT | assembly | USD/gigalumen_year | us | us | 18932820197.5678
commercial lighting | 8ft LFL: LED Integrated Luminaire | 2026 | FIXED_OM | REPLACEMENT | education | USD/gigalumen_year | us | us | 18932820197.5678
commercial lighting | 8ft LFL: LED Integrated Luminaire | 2026 | FIXED_OM | REPLACEMENT | food sales | USD/gigalumen_year | us | us | 18932820197.5678
commercial lighting | 8ft LFL: LED Integrated Luminaire | 2026 | FIXED_OM | REPLACEMENT | food service | USD/gigalumen_year | us | us | 18932820197.5678
commercial lighting | 8ft LFL: LED Integrated Luminaire | 2026 | FIXED_OM | REPLACEMENT | health | USD/gigalumen_year | us | us | 18932820197.5678
commercial lighting | 8ft LFL: LED Integrated Luminaire | 2026 | FIXED_OM | REPLACEMENT | lodging | USD/gigalumen_year | us | us | 18932820197.5678
commercial lighting | 8ft LFL: LED Integrated Luminaire | 2026 | FIXED_OM | REPLACEMENT | merc/service | USD/gigalumen_year | us | us | 18932820197.5678
commercial lighting | 8ft LFL: LED Integrated Luminaire | 2026 | FIXED_OM | REPLACEMENT | office-large | USD/gigalumen_year | us | us | 18932820197.5678
commercial lighting | 8ft LFL: LED Integrated Luminaire | 2026 | FIXED_OM | REPLACEMENT | office-small | USD/gigalumen_year | us | us | 18932820197.5678
commercial lighting | 8ft LFL: LED Integrated Luminaire | 2026 | FIXED_OM | REPLACEMENT | other | USD/gigalumen_year | us | us | 18932820197.5678
commercial lighting | 8ft LFL: LED Integrated Luminaire | 2026 | FIXED_OM | REPLACEMENT | warehouse | USD/gigalumen_year | us | us | 18932820197.5678
commercial lighting | 8ft LFL: LED Integrated Luminaire | 2027 | CAPITAL | NEW | assembly | USD/gigalumen_year | us | us | 419563980097.839
commercial lighting | 8ft LFL: LED Integrated Luminaire | 2027 | CAPITAL | NEW | education | USD/gigalumen_year | us | us | 419563980097.839
commercial lighting | 8ft LFL: LED Integrated Luminaire | 2027 | CAPITAL | NEW | food sales | USD/gigalumen_year | us | us | 419563980097.839
commercial lighting | 8ft LFL: LED Integrated Luminaire | 2027 | CAPITAL | NEW | food service | USD/gigalumen_year | us | us | 419563980097.839
commercial lighting | 8ft LFL: LED Integrated Luminaire | 2027 | CAPITAL | NEW | health | USD/gigalumen_year | us | us | 419563980097.839
commercial lighting | 8ft LFL: LED Integrated Luminaire | 2027 | CAPITAL | NEW | lodging | USD/gigalumen_year | us | us | 419563980097.839
commercial lighting | 8ft LFL: LED Integrated Luminaire | 2027 | CAPITAL | NEW | merc/service | USD/gigalumen_year | us | us | 419563980097.839
commercial lighting | 8ft LFL: LED Integrated Luminaire | 2027 | CAPITAL | NEW | office-large | USD/gigalumen_year | us | us | 419563980097.839
commercial lighting | 8ft LFL: LED Integrated Luminaire | 2027 | CAPITAL | NEW | office-small | USD/gigalumen_year | us | us | 419563980097.839
commercial lighting | 8ft LFL: LED Integrated Luminaire | 2027 | CAPITAL | NEW | other | USD/gigalumen_year | us | us | 419563980097.839
commercial lighting | 8ft LFL: LED Integrated Luminaire | 2027 | CAPITAL | NEW | warehouse | USD/gigalumen_year | us | us | 419563980097.839
commercial lighting | 8ft LFL: LED Integrated Luminaire | 2027 | CAPITAL | REPLACEMENT | assembly | USD/gigalumen_year | us | us | 419563980097.839
commercial lighting | 8ft LFL: LED Integrated Luminaire | 2027 | CAPITAL | REPLACEMENT | education | USD/gigalumen_year | us | us | 419563980097.839
commercial lighting | 8ft LFL: LED Integrated Luminaire | 2027 | CAPITAL | REPLACEMENT | food sales | USD/gigalumen_year | us | us | 419563980097.839
commercial lighting | 8ft LFL: LED Integrated Luminaire | 2027 | CAPITAL | REPLACEMENT | food service | USD/gigalumen_year | us | us | 419563980097.839
commercial lighting | 8ft LFL: LED Integrated Luminaire | 2027 | CAPITAL | REPLACEMENT | health | USD/gigalumen_year | us | us | 419563980097.839
commercial lighting | 8ft LFL: LED Integrated Luminaire | 2027 | CAPITAL | REPLACEMENT | lodging | USD/gigalumen_year | us | us | 419563980097.839
commercial lighting | 8ft LFL: LED Integrated Luminaire | 2027 | CAPITAL | REPLACEMENT | merc/service | USD/gigalumen_year | us | us | 419563980097.839
commercial lighting | 8ft LFL: LED Integrated Luminaire | 2027 | CAPITAL | REPLACEMENT | office-large | USD/gigalumen_year | us | us | 419563980097.839
commercial lighting | 8ft LFL: LED Integrated Luminaire | 2027 | CAPITAL | REPLACEMENT | office-small | USD/gigalumen_year | us | us | 419563980097.839
commercial lighting | 8ft LFL: LED Integrated Luminaire | 2027 | CAPITAL | REPLACEMENT | other | USD/gigalumen_year | us | us | 419563980097.839
commercial lighting | 8ft LFL: LED Integrated Luminaire | 2027 | CAPITAL | REPLACEMENT | warehouse | USD/gigalumen_year | us | us | 419563980097.839
commercial lighting | 8ft LFL: LED Integrated Luminaire | 2027 | FIXED_OM | NEW | assembly | USD/gigalumen_year | us | us | 17676113149.7144
commercial lighting | 8ft LFL: LED Integrated Luminaire | 2027 | FIXED_OM | NEW | education | USD/gigalumen_year | us | us | 17676113149.7144
commercial lighting | 8ft LFL: LED Integrated Luminaire | 2027 | FIXED_OM | NEW | food sales | USD/gigalumen_year | us | us | 17676113149.7144
commercial lighting | 8ft LFL: LED Integrated Luminaire | 2027 | FIXED_OM | NEW | food service | USD/gigalumen_year | us | us | 17676113149.7144
commercial lighting | 8ft LFL: LED Integrated Luminaire | 2027 | FIXED_OM | NEW | health | USD/gigalumen_year | us | us | 17676113149.7144
commercial lighting | 8ft LFL: LED Integrated Luminaire | 2027 | FIXED_OM | NEW | lodging | USD/gigalumen_year | us | us | 17676113149.7144
commercial lighting | 8ft LFL: LED Integrated Luminaire | 2027 | FIXED_OM | NEW | merc/service | USD/gigalumen_year | us | us | 17676113149.7144
commercial lighting | 8ft LFL: LED Integrated Luminaire | 2027 | FIXED_OM | NEW | office-large | USD/gigalumen_year | us | us | 17676113149.7144
commercial lighting | 8ft LFL: LED Integrated Luminaire | 2027 | FIXED_OM | NEW | office-small | USD/gigalumen_year | us | us | 17676113149.7144
commercial lighting | 8ft LFL: LED Integrated Luminaire | 2027 | FIXED_OM | NEW | other | USD/gigalumen_year | us | us | 17676113149.7144
commercial lighting | 8ft LFL: LED Integrated Luminaire | 2027 | FIXED_OM | NEW | warehouse | USD/gigalumen_year | us | us | 17676113149.7144
commercial lighting | 8ft LFL: LED Integrated Luminaire | 2027 | FIXED_OM | REPLACEMENT | assembly | USD/gigalumen_year | us | us | 17676113149.7144
commercial lighting | 8ft LFL: LED Integrated Luminaire | 2027 | FIXED_OM | REPLACEMENT | education | USD/gigalumen_year | us | us | 17676113149.7144
commercial lighting | 8ft LFL: LED Integrated Luminaire | 2027 | FIXED_OM | REPLACEMENT | food sales | USD/gigalumen_year | us | us | 17676113149.7144
commercial lighting | 8ft LFL: LED Integrated Luminaire | 2027 | FIXED_OM | REPLACEMENT | food service | USD/gigalumen_year | us | us | 17676113149.7144
commercial lighting | 8ft LFL: LED Integrated Luminaire | 2027 | FIXED_OM | REPLACEMENT | health | USD/gigalumen_year | us | us | 17676113149.7144
commercial lighting | 8ft LFL: LED Integrated Luminaire | 2027 | FIXED_OM | REPLACEMENT | lodging | USD/gigalumen_year | us | us | 17676113149.7144
commercial lighting | 8ft LFL: LED Integrated Luminaire | 2027 | FIXED_OM | REPLACEMENT | merc/service | USD/gigalumen_year | us | us | 17676113149.7144
commercial lighting | 8ft LFL: LED Integrated Luminaire | 2027 | FIXED_OM | REPLACEMENT | office-large | USD/gigalumen_year | us | us | 17676113149.7144
commercial lighting | 8ft LFL: LED Integrated Luminaire | 2027 | FIXED_OM | REPLACEMENT | office-small | USD/gigalumen_year | us | us | 17676113149.7144
commercial lighting | 8ft LFL: LED Integrated Luminaire | 2027 | FIXED_OM | REPLACEMENT | other | USD/gigalumen_year | us | us | 17676113149.7144
commercial lighting | 8ft LFL: LED Integrated Luminaire | 2027 | FIXED_OM | REPLACEMENT | warehouse | USD/gigalumen_year | us | us | 17676113149.7144
commercial lighting | 8ft LFL: LED Integrated Luminaire | 2028 | CAPITAL | NEW | assembly | USD/gigalumen_year | us | us | 391458372943.509
commercial lighting | 8ft LFL: LED Integrated Luminaire | 2028 | CAPITAL | NEW | education | USD/gigalumen_year | us | us | 391458372943.509
commercial lighting | 8ft LFL: LED Integrated Luminaire | 2028 | CAPITAL | NEW | food sales | USD/gigalumen_year | us | us | 391458372943.509
commercial lighting | 8ft LFL: LED Integrated Luminaire | 2028 | CAPITAL | NEW | food service | USD/gigalumen_year | us | us | 391458372943.509
commercial lighting | 8ft LFL: LED Integrated Luminaire | 2028 | CAPITAL | NEW | health | USD/gigalumen_year | us | us | 391458372943.509
commercial lighting | 8ft LFL: LED Integrated Luminaire | 2028 | CAPITAL | NEW | lodging | USD/gigalumen_year | us | us | 391458372943.509
commercial lighting | 8ft LFL: LED Integrated Luminaire | 2028 | CAPITAL | NEW | merc/service | USD/gigalumen_year | us | us | 391458372943.509
commercial lighting | 8ft LFL: LED Integrated Luminaire | 2028 | CAPITAL | NEW | office-large | USD/gigalumen_year | us | us | 391458372943.509
commercial lighting | 8ft LFL: LED Integrated Luminaire | 2028 | CAPITAL | NEW | office-small | USD/gigalumen_year | us | us | 391458372943.509
commercial lighting | 8ft LFL: LED Integrated Luminaire | 2028 | CAPITAL | NEW | other | USD/gigalumen_year | us | us | 391458372943.509
commercial lighting | 8ft LFL: LED Integrated Luminaire | 2028 | CAPITAL | NEW | warehouse | USD/gigalumen_year | us | us | 391458372943.509
commercial lighting | 8ft LFL: LED Integrated Luminaire | 2028 | CAPITAL | REPLACEMENT | assembly | USD/gigalumen_year | us | us | 391458372943.509
commercial lighting | 8ft LFL: LED Integrated Luminaire | 2028 | CAPITAL | REPLACEMENT | education | USD/gigalumen_year | us | us | 391458372943.509
commercial lighting | 8ft LFL: LED Integrated Luminaire | 2028 | CAPITAL | REPLACEMENT | food sales | USD/gigalumen_year | us | us | 391458372943.509
commercial lighting | 8ft LFL: LED Integrated Luminaire | 2028 | CAPITAL | REPLACEMENT | food service | USD/gigalumen_year | us | us | 391458372943.509
commercial lighting | 8ft LFL: LED Integrated Luminaire | 2028 | CAPITAL | REPLACEMENT | health | USD/gigalumen_year | us | us | 391458372943.509
commercial lighting | 8ft LFL: LED Integrated Luminaire | 2028 | CAPITAL | REPLACEMENT | lodging | USD/gigalumen_year | us | us | 391458372943.509
commercial lighting | 8ft LFL: LED Integrated Luminaire | 2028 | CAPITAL | REPLACEMENT | merc/service | USD/gigalumen_year | us | us | 391458372943.509
commercial lighting | 8ft LFL: LED Integrated Luminaire | 2028 | CAPITAL | REPLACEMENT | office-large | USD/gigalumen_year | us | us | 391458372943.509
commercial lighting | 8ft LFL: LED Integrated Luminaire | 2028 | CAPITAL | REPLACEMENT | office-small | USD/gigalumen_year | us | us | 391458372943.509
commercial lighting | 8ft LFL: LED Integrated Luminaire | 2028 | CAPITAL | REPLACEMENT | other | USD/gigalumen_year | us | us | 391458372943.509
commercial lighting | 8ft LFL: LED Integrated Luminaire | 2028 | CAPITAL | REPLACEMENT | warehouse | USD/gigalumen_year | us | us | 391458372943.509
commercial lighting | 8ft LFL: LED Integrated Luminaire | 2028 | FIXED_OM | NEW | assembly | USD/gigalumen_year | us | us | 16419406101.8609
commercial lighting | 8ft LFL: LED Integrated Luminaire | 2028 | FIXED_OM | NEW | education | USD/gigalumen_year | us | us | 16419406101.8609
commercial lighting | 8ft LFL: LED Integrated Luminaire | 2028 | FIXED_OM | NEW | food sales | USD/gigalumen_year | us | us | 16419406101.8609
commercial lighting | 8ft LFL: LED Integrated Luminaire | 2028 | FIXED_OM | NEW | food service | USD/gigalumen_year | us | us | 16419406101.8609
commercial lighting | 8ft LFL: LED Integrated Luminaire | 2028 | FIXED_OM | NEW | health | USD/gigalumen_year | us | us | 16419406101.8609
commercial lighting | 8ft LFL: LED Integrated Luminaire | 2028 | FIXED_OM | NEW | lodging | USD/gigalumen_year | us | us | 16419406101.8609
commercial lighting | 8ft LFL: LED Integrated Luminaire | 2028 | FIXED_OM | NEW | merc/service | USD/gigalumen_year | us | us | 16419406101.8609
commercial lighting | 8ft LFL: LED Integrated Luminaire | 2028 | FIXED_OM | NEW | office-large | USD/gigalumen_year | us | us | 16419406101.8609
commercial lighting | 8ft LFL: LED Integrated Luminaire | 2028 | FIXED_OM | NEW | office-small | USD/gigalumen_year | us | us | 16419406101.8609
commercial lighting | 8ft LFL: LED Integrated Luminaire | 2028 | FIXED_OM | NEW | other | USD/gigalumen_year | us | us | 16419406101.8609
commercial lighting | 8ft LFL: LED Integrated Luminaire | 2028 | FIXED_OM | NEW | warehouse | USD/gigalumen_year | us | us | 16419406101.8609
commercial lighting | 8ft LFL: LED Integrated Luminaire | 2028 | FIXED_OM | REPLACEMENT | assembly | USD/gigalumen_year | us | us | 16419406101.8609
commercial lighting | 8ft LFL: LED Integrated Luminaire | 2028 | FIXED_OM | REPLACEMENT | education | USD/gigalumen_year | us | us | 16419406101.8609
commercial lighting | 8ft LFL: LED Integrated Luminaire | 2028 | FIXED_OM | REPLACEMENT | food sales | USD/gigalumen_year | us | us | 16419406101.8609
commercial lighting | 8ft LFL: LED Integrated Luminaire | 2028 | FIXED_OM | REPLACEMENT | food service | USD/gigalumen_year | us | us | 16419406101.8609
commercial lighting | 8ft LFL: LED Integrated Luminaire | 2028 | FIXED_OM | REPLACEMENT | health | USD/gigalumen_year | us | us | 16419406101.8609
commercial lighting | 8ft LFL: LED Integrated Luminaire | 2028 | FIXED_OM | REPLACEMENT | lodging | USD/gigalumen_year | us | us | 16419406101.8609
commercial lighting | 8ft LFL: LED Integrated Luminaire | 2028 | FIXED_OM | REPLACEMENT | merc/service | USD/gigalumen_year | us | us | 16419406101.8609
commercial lighting | 8ft LFL: LED Integrated Luminaire | 2028 | FIXED_OM | REPLACEMENT | office-large | USD/gigalumen_year | us | us | 16419406101.8609
commercial lighting | 8ft LFL: LED Integrated Luminaire | 2028 | FIXED_OM | REPLACEMENT | office-small | USD/gigalumen_year | us | us | 16419406101.8609
commercial lighting | 8ft LFL: LED Integrated Luminaire | 2028 | FIXED_OM | REPLACEMENT | other | USD/gigalumen_year | us | us | 16419406101.8609
commercial lighting | 8ft LFL: LED Integrated Luminaire | 2028 | FIXED_OM | REPLACEMENT | warehouse | USD/gigalumen_year | us | us | 16419406101.8609
commercial lighting | 8ft LFL: LED Integrated Luminaire | 2029 | CAPITAL | NEW | assembly | USD/gigalumen_year | us | us | 363352765789.179
commercial lighting | 8ft LFL: LED Integrated Luminaire | 2029 | CAPITAL | NEW | education | USD/gigalumen_year | us | us | 363352765789.179
commercial lighting | 8ft LFL: LED Integrated Luminaire | 2029 | CAPITAL | NEW | food sales | USD/gigalumen_year | us | us | 363352765789.179
commercial lighting | 8ft LFL: LED Integrated Luminaire | 2029 | CAPITAL | NEW | food service | USD/gigalumen_year | us | us | 363352765789.179
commercial lighting | 8ft LFL: LED Integrated Luminaire | 2029 | CAPITAL | NEW | health | USD/gigalumen_year | us | us | 363352765789.179
commercial lighting | 8ft LFL: LED Integrated Luminaire | 2029 | CAPITAL | NEW | lodging | USD/gigalumen_year | us | us | 363352765789.179
commercial lighting | 8ft LFL: LED Integrated Luminaire | 2029 | CAPITAL | NEW | merc/service | USD/gigalumen_year | us | us | 363352765789.179
commercial lighting | 8ft LFL: LED Integrated Luminaire | 2029 | CAPITAL | NEW | office-large | USD/gigalumen_year | us | us | 363352765789.179
commercial lighting | 8ft LFL: LED Integrated Luminaire | 2029 | CAPITAL | NEW | office-small | USD/gigalumen_year | us | us | 363352765789.179
commercial lighting | 8ft LFL: LED Integrated Luminaire | 2029 | CAPITAL | NEW | other | USD/gigalumen_year | us | us | 363352765789.179
commercial lighting | 8ft LFL: LED Integrated Luminaire | 2029 | CAPITAL | NEW | warehouse | USD/gigalumen_year | us | us | 363352765789.179
commercial lighting | 8ft LFL: LED Integrated Luminaire | 2029 | CAPITAL | REPLACEMENT | assembly | USD/gigalumen_year | us | us | 363352765789.179
commercial lighting | 8ft LFL: LED Integrated Luminaire | 2029 | CAPITAL | REPLACEMENT | education | USD/gigalumen_year | us | us | 363352765789.179
commercial lighting | 8ft LFL: LED Integrated Luminaire | 2029 | CAPITAL | REPLACEMENT | food sales | USD/gigalumen_year | us | us | 363352765789.179
commercial lighting | 8ft LFL: LED Integrated Luminaire | 2029 | CAPITAL | REPLACEMENT | food service | USD/gigalumen_year | us | us | 363352765789.179
commercial lighting | 8ft LFL: LED Integrated Luminaire | 2029 | CAPITAL | REPLACEMENT | health | USD/gigalumen_year | us | us | 363352765789.179
commercial lighting | 8ft LFL: LED Integrated Luminaire | 2029 | CAPITAL | REPLACEMENT | lodging | USD/gigalumen_year | us | us | 363352765789.179
commercial lighting | 8ft LFL: LED Integrated Luminaire | 2029 | CAPITAL | REPLACEMENT | merc/service | USD/gigalumen_year | us | us | 363352765789.179
commercial lighting | 8ft LFL: LED Integrated Luminaire | 2029 | CAPITAL | REPLACEMENT | office-large | USD/gigalumen_year | us | us | 363352765789.179
commercial lighting | 8ft LFL: LED Integrated Luminaire | 2029 | CAPITAL | REPLACEMENT | office-small | USD/gigalumen_year | us | us | 363352765789.179
commercial lighting | 8ft LFL: LED Integrated Luminaire | 2029 | CAPITAL | REPLACEMENT | other | USD/gigalumen_year | us | us | 363352765789.179
commercial lighting | 8ft LFL: LED Integrated Luminaire | 2029 | CAPITAL | REPLACEMENT | warehouse | USD/gigalumen_year | us | us | 363352765789.179
commercial lighting | 8ft LFL: LED Integrated Luminaire | 2029 | FIXED_OM | NEW | assembly | USD/gigalumen_year | us | us | 15162699054.0075
commercial lighting | 8ft LFL: LED Integrated Luminaire | 2029 | FIXED_OM | NEW | education | USD/gigalumen_year | us | us | 15162699054.0075
commercial lighting | 8ft LFL: LED Integrated Luminaire | 2029 | FIXED_OM | NEW | food sales | USD/gigalumen_year | us | us | 15162699054.0075
commercial lighting | 8ft LFL: LED Integrated Luminaire | 2029 | FIXED_OM | NEW | food service | USD/gigalumen_year | us | us | 15162699054.0075
commercial lighting | 8ft LFL: LED Integrated Luminaire | 2029 | FIXED_OM | NEW | health | USD/gigalumen_year | us | us | 15162699054.0075
commercial lighting | 8ft LFL: LED Integrated Luminaire | 2029 | FIXED_OM | NEW | lodging | USD/gigalumen_year | us | us | 15162699054.0075
commercial lighting | 8ft LFL: LED Integrated Luminaire | 2029 | FIXED_OM | NEW | merc/service | USD/gigalumen_year | us | us | 15162699054.0075
commercial lighting | 8ft LFL: LED Integrated Luminaire | 2029 | FIXED_OM | NEW | office-large | USD/gigalumen_year | us | us | 15162699054.0075
commercial lighting | 8ft LFL: LED Integrated Luminaire | 2029 | FIXED_OM | NEW | office-small | USD/gigalumen_year | us | us | 15162699054.0075
commercial lighting | 8ft LFL: LED Integrated Luminaire | 2029 | FIXED_OM | NEW | other | USD/gigalumen_year | us | us | 15162699054.0075
commercial lighting | 8ft LFL: LED Integrated Luminaire | 2029 | FIXED_OM | NEW | warehouse | USD/gigalumen_year | us | us | 15162699054.0075
commercial lighting | 8ft LFL: LED Integrated Luminaire | 2029 | FIXED_OM | REPLACEMENT | assembly | USD/gigalumen_year | us | us | 15162699054.0075
commercial lighting | 8ft LFL: LED Integrated Luminaire | 2029 | FIXED_OM | REPLACEMENT | education | USD/gigalumen_year | us | us | 15162699054.0075
commercial lighting | 8ft LFL: LED Integrated Luminaire | 2029 | FIXED_OM | REPLACEMENT | food sales | USD/gigalumen_year | us | us | 15162699054.0075
commercial lighting | 8ft LFL: LED Integrated Luminaire | 2029 | FIXED_OM | REPLACEMENT | food service | USD/gigalumen_year | us | us | 15162699054.0075
commercial lighting | 8ft LFL: LED Integrated Luminaire | 2029 | FIXED_OM | REPLACEMENT | health | USD/gigalumen_year | us | us | 15162699054.0075
commercial lighting | 8ft LFL: LED Integrated Luminaire | 2029 | FIXED_OM | REPLACEMENT | lodging | USD/gigalumen_year | us | us | 15162699054.0075
commercial lighting | 8ft LFL: LED Integrated Luminaire | 2029 | FIXED_OM | REPLACEMENT | merc/service | USD/gigalumen_year | us | us | 15162699054.0075
commercial lighting | 8ft LFL: LED Integrated Luminaire | 2029 | FIXED_OM | REPLACEMENT | office-large | USD/gigalumen_year | us | us | 15162699054.0075
commercial lighting | 8ft LFL: LED Integrated Luminaire | 2029 | FIXED_OM | REPLACEMENT | office-small | USD/gigalumen_year | us | us | 15162699054.0075
commercial lighting | 8ft LFL: LED Integrated Luminaire | 2029 | FIXED_OM | REPLACEMENT | other | USD/gigalumen_year | us | us | 15162699054.0075
commercial lighting | 8ft LFL: LED Integrated Luminaire | 2029 | FIXED_OM | REPLACEMENT | warehouse | USD/gigalumen_year | us | us | 15162699054.0075
commercial lighting | 8ft LFL: LED Integrated Luminaire | 2030 | CAPITAL | NEW | assembly | USD/gigalumen_year | us | us | 335247158634.849
commercial lighting | 8ft LFL: LED Integrated Luminaire | 2030 | CAPITAL | NEW | education | USD/gigalumen_year | us | us | 335247158634.849
commercial lighting | 8ft LFL: LED Integrated Luminaire | 2030 | CAPITAL | NEW | food sales | USD/gigalumen_year | us | us | 335247158634.849
commercial lighting | 8ft LFL: LED Integrated Luminaire | 2030 | CAPITAL | NEW | food service | USD/gigalumen_year | us | us | 335247158634.849
commercial lighting | 8ft LFL: LED Integrated Luminaire | 2030 | CAPITAL | NEW | health | USD/gigalumen_year | us | us | 335247158634.849
commercial lighting | 8ft LFL: LED Integrated Luminaire | 2030 | CAPITAL | NEW | lodging | USD/gigalumen_year | us | us | 335247158634.849
commercial lighting | 8ft LFL: LED Integrated Luminaire | 2030 | CAPITAL | NEW | merc/service | USD/gigalumen_year | us | us | 335247158634.849
commercial lighting | 8ft LFL: LED Integrated Luminaire | 2030 | CAPITAL | NEW | office-large | USD/gigalumen_year | us | us | 335247158634.849
commercial lighting | 8ft LFL: LED Integrated Luminaire | 2030 | CAPITAL | NEW | office-small | USD/gigalumen_year | us | us | 335247158634.849
commercial lighting | 8ft LFL: LED Integrated Luminaire | 2030 | CAPITAL | NEW | other | USD/gigalumen_year | us | us | 335247158634.849
commercial lighting | 8ft LFL: LED Integrated Luminaire | 2030 | CAPITAL | NEW | warehouse | USD/gigalumen_year | us | us | 335247158634.849
commercial lighting | 8ft LFL: LED Integrated Luminaire | 2030 | CAPITAL | REPLACEMENT | assembly | USD/gigalumen_year | us | us | 335247158634.849
commercial lighting | 8ft LFL: LED Integrated Luminaire | 2030 | CAPITAL | REPLACEMENT | education | USD/gigalumen_year | us | us | 335247158634.849
commercial lighting | 8ft LFL: LED Integrated Luminaire | 2030 | CAPITAL | REPLACEMENT | food sales | USD/gigalumen_year | us | us | 335247158634.849
commercial lighting | 8ft LFL: LED Integrated Luminaire | 2030 | CAPITAL | REPLACEMENT | food service | USD/gigalumen_year | us | us | 335247158634.849
commercial lighting | 8ft LFL: LED Integrated Luminaire | 2030 | CAPITAL | REPLACEMENT | health | USD/gigalumen_year | us | us | 335247158634.849
commercial lighting | 8ft LFL: LED Integrated Luminaire | 2030 | CAPITAL | REPLACEMENT | lodging | USD/gigalumen_year | us | us | 335247158634.849
commercial lighting | 8ft LFL: LED Integrated Luminaire | 2030 | CAPITAL | REPLACEMENT | merc/service | USD/gigalumen_year | us | us | 335247158634.849
commercial lighting | 8ft LFL: LED Integrated Luminaire | 2030 | CAPITAL | REPLACEMENT | office-large | USD/gigalumen_year | us | us | 335247158634.849
commercial lighting | 8ft LFL: LED Integrated Luminaire | 2030 | CAPITAL | REPLACEMENT | office-small | USD/gigalumen_year | us | us | 335247158634.849
commercial lighting | 8ft LFL: LED Integrated Luminaire | 2030 | CAPITAL | REPLACEMENT | other | USD/gigalumen_year | us | us | 335247158634.849
commercial lighting | 8ft LFL: LED Integrated Luminaire | 2030 | CAPITAL | REPLACEMENT | warehouse | USD/gigalumen_year | us | us | 335247158634.849
commercial lighting | 8ft LFL: LED Integrated Luminaire | 2030 | FIXED_OM | NEW | assembly | USD/gigalumen_year | us | us | 13905992006.154
commercial lighting | 8ft LFL: LED Integrated Luminaire | 2030 | FIXED_OM | NEW | education | USD/gigalumen_year | us | us | 13905992006.154
commercial lighting | 8ft LFL: LED Integrated Luminaire | 2030 | FIXED_OM | NEW | food sales | USD/gigalumen_year | us | us | 13905992006.154
commercial lighting | 8ft LFL: LED Integrated Luminaire | 2030 | FIXED_OM | NEW | food service | USD/gigalumen_year | us | us | 13905992006.154
commercial lighting | 8ft LFL: LED Integrated Luminaire | 2030 | FIXED_OM | NEW | health | USD/gigalumen_year | us | us | 13905992006.154
commercial lighting | 8ft LFL: LED Integrated Luminaire | 2030 | FIXED_OM | NEW | lodging | USD/gigalumen_year | us | us | 13905992006.154
commercial lighting | 8ft LFL: LED Integrated Luminaire | 2030 | FIXED_OM | NEW | merc/service | USD/gigalumen_year | us | us | 13905992006.154
commercial lighting | 8ft LFL: LED Integrated Luminaire | 2030 | FIXED_OM | NEW | office-large | USD/gigalumen_year | us | us | 13905992006.154
commercial lighting | 8ft LFL: LED Integrated Luminaire | 2030 | FIXED_OM | NEW | office-small | USD/gigalumen_year | us | us | 13905992006.154
commercial lighting | 8ft LFL: LED Integrated Luminaire | 2030 | FIXED_OM | NEW | other | USD/gigalumen_year | us | us | 13905992006.154
commercial lighting | 8ft LFL: LED Integrated Luminaire | 2030 | FIXED_OM | NEW | warehouse | USD/gigalumen_year | us | us | 13905992006.154
commercial lighting | 8ft LFL: LED Integrated Luminaire | 2030 | FIXED_OM | REPLACEMENT | assembly | USD/gigalumen_year | us | us | 13905992006.154
commercial lighting | 8ft LFL: LED Integrated Luminaire | 2030 | FIXED_OM | REPLACEMENT | education | USD/gigalumen_year | us | us | 13905992006.154
commercial lighting | 8ft LFL: LED Integrated Luminaire | 2030 | FIXED_OM | REPLACEMENT | food sales | USD/gigalumen_year | us | us | 13905992006.154
commercial lighting | 8ft LFL: LED Integrated Luminaire | 2030 | FIXED_OM | REPLACEMENT | food service | USD/gigalumen_year | us | us | 13905992006.154
commercial lighting | 8ft LFL: LED Integrated Luminaire | 2030 | FIXED_OM | REPLACEMENT | health | USD/gigalumen_year | us | us | 13905992006.154
commercial lighting | 8ft LFL: LED Integrated Luminaire | 2030 | FIXED_OM | REPLACEMENT | lodging | USD/gigalumen_year | us | us | 13905992006.154
commercial lighting | 8ft LFL: LED Integrated Luminaire | 2030 | FIXED_OM | REPLACEMENT | merc/service | USD/gigalumen_year | us | us | 13905992006.154
commercial lighting | 8ft LFL: LED Integrated Luminaire | 2030 | FIXED_OM | REPLACEMENT | office-large | USD/gigalumen_year | us | us | 13905992006.154
commercial lighting | 8ft LFL: LED Integrated Luminaire | 2030 | FIXED_OM | REPLACEMENT | office-small | USD/gigalumen_year | us | us | 13905992006.154
commercial lighting | 8ft LFL: LED Integrated Luminaire | 2030 | FIXED_OM | REPLACEMENT | other | USD/gigalumen_year | us | us | 13905992006.154
commercial lighting | 8ft LFL: LED Integrated Luminaire | 2030 | FIXED_OM | REPLACEMENT | warehouse | USD/gigalumen_year | us | us | 13905992006.154
commercial lighting | 8ft LFL: LED Integrated Luminaire | 2031 | CAPITAL | NEW | assembly | USD/gigalumen_year | us | us | 323286126321.448
commercial lighting | 8ft LFL: LED Integrated Luminaire | 2031 | CAPITAL | NEW | education | USD/gigalumen_year | us | us | 323286126321.448
commercial lighting | 8ft LFL: LED Integrated Luminaire | 2031 | CAPITAL | NEW | food sales | USD/gigalumen_year | us | us | 323286126321.448
commercial lighting | 8ft LFL: LED Integrated Luminaire | 2031 | CAPITAL | NEW | food service | USD/gigalumen_year | us | us | 323286126321.448
commercial lighting | 8ft LFL: LED Integrated Luminaire | 2031 | CAPITAL | NEW | health | USD/gigalumen_year | us | us | 323286126321.448
commercial lighting | 8ft LFL: LED Integrated Luminaire | 2031 | CAPITAL | NEW | lodging | USD/gigalumen_year | us | us | 323286126321.448
commercial lighting | 8ft LFL: LED Integrated Luminaire | 2031 | CAPITAL | NEW | merc/service | USD/gigalumen_year | us | us | 323286126321.448
commercial lighting | 8ft LFL: LED Integrated Luminaire | 2031 | CAPITAL | NEW | office-large | USD/gigalumen_year | us | us | 323286126321.448
commercial lighting | 8ft LFL: LED Integrated Luminaire | 2031 | CAPITAL | NEW | office-small | USD/gigalumen_year | us | us | 323286126321.448
commercial lighting | 8ft LFL: LED Integrated Luminaire | 2031 | CAPITAL | NEW | other | USD/gigalumen_year | us | us | 323286126321.448
commercial lighting | 8ft LFL: LED Integrated Luminaire | 2031 | CAPITAL | NEW | warehouse | USD/gigalumen_year | us | us | 323286126321.448
commercial lighting | 8ft LFL: LED Integrated Luminaire | 2031 | CAPITAL | REPLACEMENT | assembly | USD/gigalumen_year | us | us | 323286126321.448
commercial lighting | 8ft LFL: LED Integrated Luminaire | 2031 | CAPITAL | REPLACEMENT | education | USD/gigalumen_year | us | us | 323286126321.448
commercial lighting | 8ft LFL: LED Integrated Luminaire | 2031 | CAPITAL | REPLACEMENT | food sales | USD/gigalumen_year | us | us | 323286126321.448
commercial lighting | 8ft LFL: LED Integrated Luminaire | 2031 | CAPITAL | REPLACEMENT | food service | USD/gigalumen_year | us | us | 323286126321.448
commercial lighting | 8ft LFL: LED Integrated Luminaire | 2031 | CAPITAL | REPLACEMENT | health | USD/gigalumen_year | us | us | 323286126321.448
commercial lighting | 8ft LFL: LED Integrated Luminaire | 2031 | CAPITAL | REPLACEMENT | lodging | USD/gigalumen_year | us | us | 323286126321.448
commercial lighting | 8ft LFL: LED Integrated Luminaire | 2031 | CAPITAL | REPLACEMENT | merc/service | USD/gigalumen_year | us | us | 323286126321.448
commercial lighting | 8ft LFL: LED Integrated Luminaire | 2031 | CAPITAL | REPLACEMENT | office-large | USD/gigalumen_year | us | us | 323286126321.448
commercial lighting | 8ft LFL: LED Integrated Luminaire | 2031 | CAPITAL | REPLACEMENT | office-small | USD/gigalumen_year | us | us | 323286126321.448
commercial lighting | 8ft LFL: LED Integrated Luminaire | 2031 | CAPITAL | REPLACEMENT | other | USD/gigalumen_year | us | us | 323286126321.448
commercial lighting | 8ft LFL: LED Integrated Luminaire | 2031 | CAPITAL | REPLACEMENT | warehouse | USD/gigalumen_year | us | us | 323286126321.448
commercial lighting | 8ft LFL: LED Integrated Luminaire | 2031 | FIXED_OM | NEW | assembly | USD/gigalumen_year | us | us | 13408007157.285
commercial lighting | 8ft LFL: LED Integrated Luminaire | 2031 | FIXED_OM | NEW | education | USD/gigalumen_year | us | us | 13408007157.285
commercial lighting | 8ft LFL: LED Integrated Luminaire | 2031 | FIXED_OM | NEW | food sales | USD/gigalumen_year | us | us | 13408007157.285
commercial lighting | 8ft LFL: LED Integrated Luminaire | 2031 | FIXED_OM | NEW | food service | USD/gigalumen_year | us | us | 13408007157.285
commercial lighting | 8ft LFL: LED Integrated Luminaire | 2031 | FIXED_OM | NEW | health | USD/gigalumen_year | us | us | 13408007157.285
commercial lighting | 8ft LFL: LED Integrated Luminaire | 2031 | FIXED_OM | NEW | lodging | USD/gigalumen_year | us | us | 13408007157.285
commercial lighting | 8ft LFL: LED Integrated Luminaire | 2031 | FIXED_OM | NEW | merc/service | USD/gigalumen_year | us | us | 13408007157.285
commercial lighting | 8ft LFL: LED Integrated Luminaire | 2031 | FIXED_OM | NEW | office-large | USD/gigalumen_year | us | us | 13408007157.285
commercial lighting | 8ft LFL: LED Integrated Luminaire | 2031 | FIXED_OM | NEW | office-small | USD/gigalumen_year | us | us | 13408007157.285
commercial lighting | 8ft LFL: LED Integrated Luminaire | 2031 | FIXED_OM | NEW | other | USD/gigalumen_year | us | us | 13408007157.285
commercial lighting | 8ft LFL: LED Integrated Luminaire | 2031 | FIXED_OM | NEW | warehouse | USD/gigalumen_year | us | us | 13408007157.285
commercial lighting | 8ft LFL: LED Integrated Luminaire | 2031 | FIXED_OM | REPLACEMENT | assembly | USD/gigalumen_year | us | us | 13408007157.285
commercial lighting | 8ft LFL: LED Integrated Luminaire | 2031 | FIXED_OM | REPLACEMENT | education | USD/gigalumen_year | us | us | 13408007157.285
commercial lighting | 8ft LFL: LED Integrated Luminaire | 2031 | FIXED_OM | REPLACEMENT | food sales | USD/gigalumen_year | us | us | 13408007157.285
commercial lighting | 8ft LFL: LED Integrated Luminaire | 2031 | FIXED_OM | REPLACEMENT | food service | USD/gigalumen_year | us | us | 13408007157.285
commercial lighting | 8ft LFL: LED Integrated Luminaire | 2031 | FIXED_OM | REPLACEMENT | health | USD/gigalumen_year | us | us | 13408007157.285
commercial lighting | 8ft LFL: LED Integrated Luminaire | 2031 | FIXED_OM | REPLACEMENT | lodging | USD/gigalumen_year | us | us | 13408007157.285
commercial lighting | 8ft LFL: LED Integrated Luminaire | 2031 | FIXED_OM | REPLACEMENT | merc/service | USD/gigalumen_year | us | us | 13408007157.285
commercial lighting | 8ft LFL: LED Integrated Luminaire | 2031 | FIXED_OM | REPLACEMENT | office-large | USD/gigalumen_year | us | us | 13408007157.285
commercial lighting | 8ft LFL: LED Integrated Luminaire | 2031 | FIXED_OM | REPLACEMENT | office-small | USD/gigalumen_year | us | us | 13408007157.285
commercial lighting | 8ft LFL: LED Integrated Luminaire | 2031 | FIXED_OM | REPLACEMENT | other | USD/gigalumen_year | us | us | 13408007157.285
commercial lighting | 8ft LFL: LED Integrated Luminaire | 2031 | FIXED_OM | REPLACEMENT | warehouse | USD/gigalumen_year | us | us | 13408007157.285
commercial lighting | 8ft LFL: LED Integrated Luminaire | 2032 | CAPITAL | NEW | assembly | USD/gigalumen_year | us | us | 311325094008.046
commercial lighting | 8ft LFL: LED Integrated Luminaire | 2032 | CAPITAL | NEW | education | USD/gigalumen_year | us | us | 311325094008.046
commercial lighting | 8ft LFL: LED Integrated Luminaire | 2032 | CAPITAL | NEW | food sales | USD/gigalumen_year | us | us | 311325094008.046
commercial lighting | 8ft LFL: LED Integrated Luminaire | 2032 | CAPITAL | NEW | food service | USD/gigalumen_year | us | us | 311325094008.046
commercial lighting | 8ft LFL: LED Integrated Luminaire | 2032 | CAPITAL | NEW | health | USD/gigalumen_year | us | us | 311325094008.046
commercial lighting | 8ft LFL: LED Integrated Luminaire | 2032 | CAPITAL | NEW | lodging | USD/gigalumen_year | us | us | 311325094008.046
commercial lighting | 8ft LFL: LED Integrated Luminaire | 2032 | CAPITAL | NEW | merc/service | USD/gigalumen_year | us | us | 311325094008.046
commercial lighting | 8ft LFL: LED Integrated Luminaire | 2032 | CAPITAL | NEW | office-large | USD/gigalumen_year | us | us | 311325094008.046
commercial lighting | 8ft LFL: LED Integrated Luminaire | 2032 | CAPITAL | NEW | office-small | USD/gigalumen_year | us | us | 311325094008.046
commercial lighting | 8ft LFL: LED Integrated Luminaire | 2032 | CAPITAL | NEW | other | USD/gigalumen_year | us | us | 311325094008.046
commercial lighting | 8ft LFL: LED Integrated Luminaire | 2032 | CAPITAL | NEW | warehouse | USD/gigalumen_year | us | us | 311325094008.046
commercial lighting | 8ft LFL: LED Integrated Luminaire | 2032 | CAPITAL | REPLACEMENT | assembly | USD/gigalumen_year | us | us | 311325094008.046
commercial lighting | 8ft LFL: LED Integrated Luminaire | 2032 | CAPITAL | REPLACEMENT | education | USD/gigalumen_year | us | us | 311325094008.046
commercial lighting | 8ft LFL: LED Integrated Luminaire | 2032 | CAPITAL | REPLACEMENT | food sales | USD/gigalumen_year | us | us | 311325094008.046
commercial lighting | 8ft LFL: LED Integrated Luminaire | 2032 | CAPITAL | REPLACEMENT | food service | USD/gigalumen_year | us | us | 311325094008.046
commercial lighting | 8ft LFL: LED Integrated Luminaire | 2032 | CAPITAL | REPLACEMENT | health | USD/gigalumen_year | us | us | 311325094008.046
commercial lighting | 8ft LFL: LED Integrated Luminaire | 2032 | CAPITAL | REPLACEMENT | lodging | USD/gigalumen_year | us | us | 311325094008.046
commercial lighting | 8ft LFL: LED Integrated Luminaire | 2032 | CAPITAL | REPLACEMENT | merc/service | USD/gigalumen_year | us | us | 311325094008.046
commercial lighting | 8ft LFL: LED Integrated Luminaire | 2032 | CAPITAL | REPLACEMENT | office-large | USD/gigalumen_year | us | us | 311325094008.046
commercial lighting | 8ft LFL: LED Integrated Luminaire | 2032 | CAPITAL | REPLACEMENT | office-small | USD/gigalumen_year | us | us | 311325094008.046
commercial lighting | 8ft LFL: LED Integrated Luminaire | 2032 | CAPITAL | REPLACEMENT | other | USD/gigalumen_year | us | us | 311325094008.046
commercial lighting | 8ft LFL: LED Integrated Luminaire | 2032 | CAPITAL | REPLACEMENT | warehouse | USD/gigalumen_year | us | us | 311325094008.046
commercial lighting | 8ft LFL: LED Integrated Luminaire | 2032 | FIXED_OM | NEW | assembly | USD/gigalumen_year | us | us | 12910022308.416
commercial lighting | 8ft LFL: LED Integrated Luminaire | 2032 | FIXED_OM | NEW | education | USD/gigalumen_year | us | us | 12910022308.416
commercial lighting | 8ft LFL: LED Integrated Luminaire | 2032 | FIXED_OM | NEW | food sales | USD/gigalumen_year | us | us | 12910022308.416
commercial lighting | 8ft LFL: LED Integrated Luminaire | 2032 | FIXED_OM | NEW | food service | USD/gigalumen_year | us | us | 12910022308.416
commercial lighting | 8ft LFL: LED Integrated Luminaire | 2032 | FIXED_OM | NEW | health | USD/gigalumen_year | us | us | 12910022308.416
commercial lighting | 8ft LFL: LED Integrated Luminaire | 2032 | FIXED_OM | NEW | lodging | USD/gigalumen_year | us | us | 12910022308.416
commercial lighting | 8ft LFL: LED Integrated Luminaire | 2032 | FIXED_OM | NEW | merc/service | USD/gigalumen_year | us | us | 12910022308.416
commercial lighting | 8ft LFL: LED Integrated Luminaire | 2032 | FIXED_OM | NEW | office-large | USD/gigalumen_year | us | us | 12910022308.416
commercial lighting | 8ft LFL: LED Integrated Luminaire | 2032 | FIXED_OM | NEW | office-small | USD/gigalumen_year | us | us | 12910022308.416
commercial lighting | 8ft LFL: LED Integrated Luminaire | 2032 | FIXED_OM | NEW | other | USD/gigalumen_year | us | us | 12910022308.416
commercial lighting | 8ft LFL: LED Integrated Luminaire | 2032 | FIXED_OM | NEW | warehouse | USD/gigalumen_year | us | us | 12910022308.416
commercial lighting | 8ft LFL: LED Integrated Luminaire | 2032 | FIXED_OM | REPLACEMENT | assembly | USD/gigalumen_year | us | us | 12910022308.416
commercial lighting | 8ft LFL: LED Integrated Luminaire | 2032 | FIXED_OM | REPLACEMENT | education | USD/gigalumen_year | us | us | 12910022308.416
commercial lighting | 8ft LFL: LED Integrated Luminaire | 2032 | FIXED_OM | REPLACEMENT | food sales | USD/gigalumen_year | us | us | 12910022308.416
commercial lighting | 8ft LFL: LED Integrated Luminaire | 2032 | FIXED_OM | REPLACEMENT | food service | USD/gigalumen_year | us | us | 12910022308.416
commercial lighting | 8ft LFL: LED Integrated Luminaire | 2032 | FIXED_OM | REPLACEMENT | health | USD/gigalumen_year | us | us | 12910022308.416
commercial lighting | 8ft LFL: LED Integrated Luminaire | 2032 | FIXED_OM | REPLACEMENT | lodging | USD/gigalumen_year | us | us | 12910022308.416
commercial lighting | 8ft LFL: LED Integrated Luminaire | 2032 | FIXED_OM | REPLACEMENT | merc/service | USD/gigalumen_year | us | us | 12910022308.416
commercial lighting | 8ft LFL: LED Integrated Luminaire | 2032 | FIXED_OM | REPLACEMENT | office-large | USD/gigalumen_year | us | us | 12910022308.416
commercial lighting | 8ft LFL: LED Integrated Luminaire | 2032 | FIXED_OM | REPLACEMENT | office-small | USD/gigalumen_year | us | us | 12910022308.416
commercial lighting | 8ft LFL: LED Integrated Luminaire | 2032 | FIXED_OM | REPLACEMENT | other | USD/gigalumen_year | us | us | 12910022308.416
commercial lighting | 8ft LFL: LED Integrated Luminaire | 2032 | FIXED_OM | REPLACEMENT | warehouse | USD/gigalumen_year | us | us | 12910022308.416
commercial lighting | 8ft LFL: LED Integrated Luminaire | 2033 | CAPITAL | NEW | assembly | USD/gigalumen_year | us | us | 299364061694.645
commercial lighting | 8ft LFL: LED Integrated Luminaire | 2033 | CAPITAL | NEW | education | USD/gigalumen_year | us | us | 299364061694.645
commercial lighting | 8ft LFL: LED Integrated Luminaire | 2033 | CAPITAL | NEW | food sales | USD/gigalumen_year | us | us | 299364061694.645
commercial lighting | 8ft LFL: LED Integrated Luminaire | 2033 | CAPITAL | NEW | food service | USD/gigalumen_year | us | us | 299364061694.645
commercial lighting | 8ft LFL: LED Integrated Luminaire | 2033 | CAPITAL | NEW | health | USD/gigalumen_year | us | us | 299364061694.645
commercial lighting | 8ft LFL: LED Integrated Luminaire | 2033 | CAPITAL | NEW | lodging | USD/gigalumen_year | us | us | 299364061694.645
commercial lighting | 8ft LFL: LED Integrated Luminaire | 2033 | CAPITAL | NEW | merc/service | USD/gigalumen_year | us | us | 299364061694.645
commercial lighting | 8ft LFL: LED Integrated Luminaire | 2033 | CAPITAL | NEW | office-large | USD/gigalumen_year | us | us | 299364061694.645
commercial lighting | 8ft LFL: LED Integrated Luminaire | 2033 | CAPITAL | NEW | office-small | USD/gigalumen_year | us | us | 299364061694.645
commercial lighting | 8ft LFL: LED Integrated Luminaire | 2033 | CAPITAL | NEW | other | USD/gigalumen_year | us | us | 299364061694.645
commercial lighting | 8ft LFL: LED Integrated Luminaire | 2033 | CAPITAL | NEW | warehouse | USD/gigalumen_year | us | us | 299364061694.645
commercial lighting | 8ft LFL: LED Integrated Luminaire | 2033 | CAPITAL | REPLACEMENT | assembly | USD/gigalumen_year | us | us | 299364061694.645
commercial lighting | 8ft LFL: LED Integrated Luminaire | 2033 | CAPITAL | REPLACEMENT | education | USD/gigalumen_year | us | us | 299364061694.645
commercial lighting | 8ft LFL: LED Integrated Luminaire | 2033 | CAPITAL | REPLACEMENT | food sales | USD/gigalumen_year | us | us | 299364061694.645
commercial lighting | 8ft LFL: LED Integrated Luminaire | 2033 | CAPITAL | REPLACEMENT | food service | USD/gigalumen_year | us | us | 299364061694.645
commercial lighting | 8ft LFL: LED Integrated Luminaire | 2033 | CAPITAL | REPLACEMENT | health | USD/gigalumen_year | us | us | 299364061694.645
commercial lighting | 8ft LFL: LED Integrated Luminaire | 2033 | CAPITAL | REPLACEMENT | lodging | USD/gigalumen_year | us | us | 299364061694.645
commercial lighting | 8ft LFL: LED Integrated Luminaire | 2033 | CAPITAL | REPLACEMENT | merc/service | USD/gigalumen_year | us | us | 299364061694.645
commercial lighting | 8ft LFL: LED Integrated Luminaire | 2033 | CAPITAL | REPLACEMENT | office-large | USD/gigalumen_year | us | us | 299364061694.645
commercial lighting | 8ft LFL: LED Integrated Luminaire | 2033 | CAPITAL | REPLACEMENT | office-small | USD/gigalumen_year | us | us | 299364061694.645
commercial lighting | 8ft LFL: LED Integrated Luminaire | 2033 | CAPITAL | REPLACEMENT | other | USD/gigalumen_year | us | us | 299364061694.645
commercial lighting | 8ft LFL: LED Integrated Luminaire | 2033 | CAPITAL | REPLACEMENT | warehouse | USD/gigalumen_year | us | us | 299364061694.645
commercial lighting | 8ft LFL: LED Integrated Luminaire | 2033 | FIXED_OM | NEW | assembly | USD/gigalumen_year | us | us | 12412037459.5469
commercial lighting | 8ft LFL: LED Integrated Luminaire | 2033 | FIXED_OM | NEW | education | USD/gigalumen_year | us | us | 12412037459.5469
commercial lighting | 8ft LFL: LED Integrated Luminaire | 2033 | FIXED_OM | NEW | food sales | USD/gigalumen_year | us | us | 12412037459.5469
commercial lighting | 8ft LFL: LED Integrated Luminaire | 2033 | FIXED_OM | NEW | food service | USD/gigalumen_year | us | us | 12412037459.5469
commercial lighting | 8ft LFL: LED Integrated Luminaire | 2033 | FIXED_OM | NEW | health | USD/gigalumen_year | us | us | 12412037459.5469
commercial lighting | 8ft LFL: LED Integrated Luminaire | 2033 | FIXED_OM | NEW | lodging | USD/gigalumen_year | us | us | 12412037459.5469
commercial lighting | 8ft LFL: LED Integrated Luminaire | 2033 | FIXED_OM | NEW | merc/service | USD/gigalumen_year | us | us | 12412037459.5469
commercial lighting | 8ft LFL: LED Integrated Luminaire | 2033 | FIXED_OM | NEW | office-large | USD/gigalumen_year | us | us | 12412037459.5469
commercial lighting | 8ft LFL: LED Integrated Luminaire | 2033 | FIXED_OM | NEW | office-small | USD/gigalumen_year | us | us | 12412037459.5469
commercial lighting | 8ft LFL: LED Integrated Luminaire | 2033 | FIXED_OM | NEW | other | USD/gigalumen_year | us | us | 12412037459.5469
commercial lighting | 8ft LFL: LED Integrated Luminaire | 2033 | FIXED_OM | NEW | warehouse | USD/gigalumen_year | us | us | 12412037459.5469
commercial lighting | 8ft LFL: LED Integrated Luminaire | 2033 | FIXED_OM | REPLACEMENT | assembly | USD/gigalumen_year | us | us | 12412037459.5469
commercial lighting | 8ft LFL: LED Integrated Luminaire | 2033 | FIXED_OM | REPLACEMENT | education | USD/gigalumen_year | us | us | 12412037459.5469
commercial lighting | 8ft LFL: LED Integrated Luminaire | 2033 | FIXED_OM | REPLACEMENT | food sales | USD/gigalumen_year | us | us | 12412037459.5469
commercial lighting | 8ft LFL: LED Integrated Luminaire | 2033 | FIXED_OM | REPLACEMENT | food service | USD/gigalumen_year | us | us | 12412037459.5469
commercial lighting | 8ft LFL: LED Integrated Luminaire | 2033 | FIXED_OM | REPLACEMENT | health | USD/gigalumen_year | us | us | 12412037459.5469
commercial lighting | 8ft LFL: LED Integrated Luminaire | 2033 | FIXED_OM | REPLACEMENT | lodging | USD/gigalumen_year | us | us | 12412037459.5469
commercial lighting | 8ft LFL: LED Integrated Luminaire | 2033 | FIXED_OM | REPLACEMENT | merc/service | USD/gigalumen_year | us | us | 12412037459.5469
commercial lighting | 8ft LFL: LED Integrated Luminaire | 2033 | FIXED_OM | REPLACEMENT | office-large | USD/gigalumen_year | us | us | 12412037459.5469
commercial lighting | 8ft LFL: LED Integrated Luminaire | 2033 | FIXED_OM | REPLACEMENT | office-small | USD/gigalumen_year | us | us | 12412037459.5469
commercial lighting | 8ft LFL: LED Integrated Luminaire | 2033 | FIXED_OM | REPLACEMENT | other | USD/gigalumen_year | us | us | 12412037459.5469
commercial lighting | 8ft LFL: LED Integrated Luminaire | 2033 | FIXED_OM | REPLACEMENT | warehouse | USD/gigalumen_year | us | us | 12412037459.5469
commercial lighting | 8ft LFL: LED Integrated Luminaire | 2034 | CAPITAL | NEW | assembly | USD/gigalumen_year | us | us | 287403029381.243
commercial lighting | 8ft LFL: LED Integrated Luminaire | 2034 | CAPITAL | NEW | education | USD/gigalumen_year | us | us | 287403029381.243
commercial lighting | 8ft LFL: LED Integrated Luminaire | 2034 | CAPITAL | NEW | food sales | USD/gigalumen_year | us | us | 287403029381.243
commercial lighting | 8ft LFL: LED Integrated Luminaire | 2034 | CAPITAL | NEW | food service | USD/gigalumen_year | us | us | 287403029381.243
commercial lighting | 8ft LFL: LED Integrated Luminaire | 2034 | CAPITAL | NEW | health | USD/gigalumen_year | us | us | 287403029381.243
commercial lighting | 8ft LFL: LED Integrated Luminaire | 2034 | CAPITAL | NEW | lodging | USD/gigalumen_year | us | us | 287403029381.243
commercial lighting | 8ft LFL: LED Integrated Luminaire | 2034 | CAPITAL | NEW | merc/service | USD/gigalumen_year | us | us | 287403029381.243
commercial lighting | 8ft LFL: LED Integrated Luminaire | 2034 | CAPITAL | NEW | office-large | USD/gigalumen_year | us | us | 287403029381.243
commercial lighting | 8ft LFL: LED Integrated Luminaire | 2034 | CAPITAL | NEW | office-small | USD/gigalumen_year | us | us | 287403029381.243
commercial lighting | 8ft LFL: LED Integrated Luminaire | 2034 | CAPITAL | NEW | other | USD/gigalumen_year | us | us | 287403029381.243
commercial lighting | 8ft LFL: LED Integrated Luminaire | 2034 | CAPITAL | NEW | warehouse | USD/gigalumen_year | us | us | 287403029381.243
commercial lighting | 8ft LFL: LED Integrated Luminaire | 2034 | CAPITAL | REPLACEMENT | assembly | USD/gigalumen_year | us | us | 287403029381.243
commercial lighting | 8ft LFL: LED Integrated Luminaire | 2034 | CAPITAL | REPLACEMENT | education | USD/gigalumen_year | us | us | 287403029381.243
commercial lighting | 8ft LFL: LED Integrated Luminaire | 2034 | CAPITAL | REPLACEMENT | food sales | USD/gigalumen_year | us | us | 287403029381.243
commercial lighting | 8ft LFL: LED Integrated Luminaire | 2034 | CAPITAL | REPLACEMENT | food service | USD/gigalumen_year | us | us | 287403029381.243
commercial lighting | 8ft LFL: LED Integrated Luminaire | 2034 | CAPITAL | REPLACEMENT | health | USD/gigalumen_year | us | us | 287403029381.243
commercial lighting | 8ft LFL: LED Integrated Luminaire | 2034 | CAPITAL | REPLACEMENT | lodging | USD/gigalumen_year | us | us | 287403029381.243
commercial lighting | 8ft LFL: LED Integrated Luminaire | 2034 | CAPITAL | REPLACEMENT | merc/service | USD/gigalumen_year | us | us | 287403029381.243
commercial lighting | 8ft LFL: LED Integrated Luminaire | 2034 | CAPITAL | REPLACEMENT | office-large | USD/gigalumen_year | us | us | 287403029381.243
commercial lighting | 8ft LFL: LED Integrated Luminaire | 2034 | CAPITAL | REPLACEMENT | office-small | USD/gigalumen_year | us | us | 287403029381.243
commercial lighting | 8ft LFL: LED Integrated Luminaire | 2034 | CAPITAL | REPLACEMENT | other | USD/gigalumen_year | us | us | 287403029381.243
commercial lighting | 8ft LFL: LED Integrated Luminaire | 2034 | CAPITAL | REPLACEMENT | warehouse | USD/gigalumen_year | us | us | 287403029381.243
commercial lighting | 8ft LFL: LED Integrated Luminaire | 2034 | FIXED_OM | NEW | assembly | USD/gigalumen_year | us | us | 11914052610.6779
commercial lighting | 8ft LFL: LED Integrated Luminaire | 2034 | FIXED_OM | NEW | education | USD/gigalumen_year | us | us | 11914052610.6779
commercial lighting | 8ft LFL: LED Integrated Luminaire | 2034 | FIXED_OM | NEW | food sales | USD/gigalumen_year | us | us | 11914052610.6779
commercial lighting | 8ft LFL: LED Integrated Luminaire | 2034 | FIXED_OM | NEW | food service | USD/gigalumen_year | us | us | 11914052610.6779
commercial lighting | 8ft LFL: LED Integrated Luminaire | 2034 | FIXED_OM | NEW | health | USD/gigalumen_year | us | us | 11914052610.6779
commercial lighting | 8ft LFL: LED Integrated Luminaire | 2034 | FIXED_OM | NEW | lodging | USD/gigalumen_year | us | us | 11914052610.6779
commercial lighting | 8ft LFL: LED Integrated Luminaire | 2034 | FIXED_OM | NEW | merc/service | USD/gigalumen_year | us | us | 11914052610.6779
commercial lighting | 8ft LFL: LED Integrated Luminaire | 2034 | FIXED_OM | NEW | office-large | USD/gigalumen_year | us | us | 11914052610.6779
commercial lighting | 8ft LFL: LED Integrated Luminaire | 2034 | FIXED_OM | NEW | office-small | USD/gigalumen_year | us | us | 11914052610.6779
commercial lighting | 8ft LFL: LED Integrated Luminaire | 2034 | FIXED_OM | NEW | other | USD/gigalumen_year | us | us | 11914052610.6779
commercial lighting | 8ft LFL: LED Integrated Luminaire | 2034 | FIXED_OM | NEW | warehouse | USD/gigalumen_year | us | us | 11914052610.6779
commercial lighting | 8ft LFL: LED Integrated Luminaire | 2034 | FIXED_OM | REPLACEMENT | assembly | USD/gigalumen_year | us | us | 11914052610.6779
commercial lighting | 8ft LFL: LED Integrated Luminaire | 2034 | FIXED_OM | REPLACEMENT | education | USD/gigalumen_year | us | us | 11914052610.6779
commercial lighting | 8ft LFL: LED Integrated Luminaire | 2034 | FIXED_OM | REPLACEMENT | food sales | USD/gigalumen_year | us | us | 11914052610.6779
commercial lighting | 8ft LFL: LED Integrated Luminaire | 2034 | FIXED_OM | REPLACEMENT | food service | USD/gigalumen_year | us | us | 11914052610.6779
commercial lighting | 8ft LFL: LED Integrated Luminaire | 2034 | FIXED_OM | REPLACEMENT | health | USD/gigalumen_year | us | us | 11914052610.6779
commercial lighting | 8ft LFL: LED Integrated Luminaire | 2034 | FIXED_OM | REPLACEMENT | lodging | USD/gigalumen_year | us | us | 11914052610.6779
commercial lighting | 8ft LFL: LED Integrated Luminaire | 2034 | FIXED_OM | REPLACEMENT | merc/service | USD/gigalumen_year | us | us | 11914052610.6779
commercial lighting | 8ft LFL: LED Integrated Luminaire | 2034 | FIXED_OM | REPLACEMENT | office-large | USD/gigalumen_year | us | us | 11914052610.6779
commercial lighting | 8ft LFL: LED Integrated Luminaire | 2034 | FIXED_OM | REPLACEMENT | office-small | USD/gigalumen_year | us | us | 11914052610.6779
commercial lighting | 8ft LFL: LED Integrated Luminaire | 2034 | FIXED_OM | REPLACEMENT | other | USD/gigalumen_year | us | us | 11914052610.6779
commercial lighting | 8ft LFL: LED Integrated Luminaire | 2034 | FIXED_OM | REPLACEMENT | warehouse | USD/gigalumen_year | us | us | 11914052610.6779
commercial lighting | 8ft LFL: LED Integrated Luminaire | 2035 | CAPITAL | NEW | assembly | USD/gigalumen_year | us | us | 275441997067.842
commercial lighting | 8ft LFL: LED Integrated Luminaire | 2035 | CAPITAL | NEW | education | USD/gigalumen_year | us | us | 275441997067.842
commercial lighting | 8ft LFL: LED Integrated Luminaire | 2035 | CAPITAL | NEW | food sales | USD/gigalumen_year | us | us | 275441997067.842
commercial lighting | 8ft LFL: LED Integrated Luminaire | 2035 | CAPITAL | NEW | food service | USD/gigalumen_year | us | us | 275441997067.842
commercial lighting | 8ft LFL: LED Integrated Luminaire | 2035 | CAPITAL | NEW | health | USD/gigalumen_year | us | us | 275441997067.842
commercial lighting | 8ft LFL: LED Integrated Luminaire | 2035 | CAPITAL | NEW | lodging | USD/gigalumen_year | us | us | 275441997067.842
commercial lighting | 8ft LFL: LED Integrated Luminaire | 2035 | CAPITAL | NEW | merc/service | USD/gigalumen_year | us | us | 275441997067.842
commercial lighting | 8ft LFL: LED Integrated Luminaire | 2035 | CAPITAL | NEW | office-large | USD/gigalumen_year | us | us | 275441997067.842
commercial lighting | 8ft LFL: LED Integrated Luminaire | 2035 | CAPITAL | NEW | office-small | USD/gigalumen_year | us | us | 275441997067.842
commercial lighting | 8ft LFL: LED Integrated Luminaire | 2035 | CAPITAL | NEW | other | USD/gigalumen_year | us | us | 275441997067.842
commercial lighting | 8ft LFL: LED Integrated Luminaire | 2035 | CAPITAL | NEW | warehouse | USD/gigalumen_year | us | us | 275441997067.842
commercial lighting | 8ft LFL: LED Integrated Luminaire | 2035 | CAPITAL | REPLACEMENT | assembly | USD/gigalumen_year | us | us | 275441997067.842
commercial lighting | 8ft LFL: LED Integrated Luminaire | 2035 | CAPITAL | REPLACEMENT | education | USD/gigalumen_year | us | us | 275441997067.842
commercial lighting | 8ft LFL: LED Integrated Luminaire | 2035 | CAPITAL | REPLACEMENT | food sales | USD/gigalumen_year | us | us | 275441997067.842
commercial lighting | 8ft LFL: LED Integrated Luminaire | 2035 | CAPITAL | REPLACEMENT | food service | USD/gigalumen_year | us | us | 275441997067.842
commercial lighting | 8ft LFL: LED Integrated Luminaire | 2035 | CAPITAL | REPLACEMENT | health | USD/gigalumen_year | us | us | 275441997067.842
commercial lighting | 8ft LFL: LED Integrated Luminaire | 2035 | CAPITAL | REPLACEMENT | lodging | USD/gigalumen_year | us | us | 275441997067.842
commercial lighting | 8ft LFL: LED Integrated Luminaire | 2035 | CAPITAL | REPLACEMENT | merc/service | USD/gigalumen_year | us | us | 275441997067.842
commercial lighting | 8ft LFL: LED Integrated Luminaire | 2035 | CAPITAL | REPLACEMENT | office-large | USD/gigalumen_year | us | us | 275441997067.842
commercial lighting | 8ft LFL: LED Integrated Luminaire | 2035 | CAPITAL | REPLACEMENT | office-small | USD/gigalumen_year | us | us | 275441997067.842
commercial lighting | 8ft LFL: LED Integrated Luminaire | 2035 | CAPITAL | REPLACEMENT | other | USD/gigalumen_year | us | us | 275441997067.842
commercial lighting | 8ft LFL: LED Integrated Luminaire | 2035 | CAPITAL | REPLACEMENT | warehouse | USD/gigalumen_year | us | us | 275441997067.842
commercial lighting | 8ft LFL: LED Integrated Luminaire | 2035 | FIXED_OM | NEW | assembly | USD/gigalumen_year | us | us | 11416067761.8089
commercial lighting | 8ft LFL: LED Integrated Luminaire | 2035 | FIXED_OM | NEW | education | USD/gigalumen_year | us | us | 11416067761.8089
commercial lighting | 8ft LFL: LED Integrated Luminaire | 2035 | FIXED_OM | NEW | food sales | USD/gigalumen_year | us | us | 11416067761.8089
commercial lighting | 8ft LFL: LED Integrated Luminaire | 2035 | FIXED_OM | NEW | food service | USD/gigalumen_year | us | us | 11416067761.8089
commercial lighting | 8ft LFL: LED Integrated Luminaire | 2035 | FIXED_OM | NEW | health | USD/gigalumen_year | us | us | 11416067761.8089
commercial lighting | 8ft LFL: LED Integrated Luminaire | 2035 | FIXED_OM | NEW | lodging | USD/gigalumen_year | us | us | 11416067761.8089
commercial lighting | 8ft LFL: LED Integrated Luminaire | 2035 | FIXED_OM | NEW | merc/service | USD/gigalumen_year | us | us | 11416067761.8089
commercial lighting | 8ft LFL: LED Integrated Luminaire | 2035 | FIXED_OM | NEW | office-large | USD/gigalumen_year | us | us | 11416067761.8089
commercial lighting | 8ft LFL: LED Integrated Luminaire | 2035 | FIXED_OM | NEW | office-small | USD/gigalumen_year | us | us | 11416067761.8089
commercial lighting | 8ft LFL: LED Integrated Luminaire | 2035 | FIXED_OM | NEW | other | USD/gigalumen_year | us | us | 11416067761.8089
commercial lighting | 8ft LFL: LED Integrated Luminaire | 2035 | FIXED_OM | NEW | warehouse | USD/gigalumen_year | us | us | 11416067761.8089
commercial lighting | 8ft LFL: LED Integrated Luminaire | 2035 | FIXED_OM | REPLACEMENT | assembly | USD/gigalumen_year | us | us | 11416067761.8089
commercial lighting | 8ft LFL: LED Integrated Luminaire | 2035 | FIXED_OM | REPLACEMENT | education | USD/gigalumen_year | us | us | 11416067761.8089
commercial lighting | 8ft LFL: LED Integrated Luminaire | 2035 | FIXED_OM | REPLACEMENT | food sales | USD/gigalumen_year | us | us | 11416067761.8089
commercial lighting | 8ft LFL: LED Integrated Luminaire | 2035 | FIXED_OM | REPLACEMENT | food service | USD/gigalumen_year | us | us | 11416067761.8089
commercial lighting | 8ft LFL: LED Integrated Luminaire | 2035 | FIXED_OM | REPLACEMENT | health | USD/gigalumen_year | us | us | 11416067761.8089
commercial lighting | 8ft LFL: LED Integrated Luminaire | 2035 | FIXED_OM | REPLACEMENT | lodging | USD/gigalumen_year | us | us | 11416067761.8089
commercial lighting | 8ft LFL: LED Integrated Luminaire | 2035 | FIXED_OM | REPLACEMENT | merc/service | USD/gigalumen_year | us | us | 11416067761.8089
commercial lighting | 8ft LFL: LED Integrated Luminaire | 2035 | FIXED_OM | REPLACEMENT | office-large | USD/gigalumen_year | us | us | 11416067761.8089
commercial lighting | 8ft LFL: LED Integrated Luminaire | 2035 | FIXED_OM | REPLACEMENT | office-small | USD/gigalumen_year | us | us | 11416067761.8089
commercial lighting | 8ft LFL: LED Integrated Luminaire | 2035 | FIXED_OM | REPLACEMENT | other | USD/gigalumen_year | us | us | 11416067761.8089
commercial lighting | 8ft LFL: LED Integrated Luminaire | 2035 | FIXED_OM | REPLACEMENT | warehouse | USD/gigalumen_year | us | us | 11416067761.8089
commercial lighting | 8ft LFL: LED Integrated Luminaire | 2036 | CAPITAL | NEW | assembly | USD/gigalumen_year | us | us | 263480964754.44
commercial lighting | 8ft LFL: LED Integrated Luminaire | 2036 | CAPITAL | NEW | education | USD/gigalumen_year | us | us | 263480964754.44
commercial lighting | 8ft LFL: LED Integrated Luminaire | 2036 | CAPITAL | NEW | food sales | USD/gigalumen_year | us | us | 263480964754.44
commercial lighting | 8ft LFL: LED Integrated Luminaire | 2036 | CAPITAL | NEW | food service | USD/gigalumen_year | us | us | 263480964754.44
commercial lighting | 8ft LFL: LED Integrated Luminaire | 2036 | CAPITAL | NEW | health | USD/gigalumen_year | us | us | 263480964754.44
commercial lighting | 8ft LFL: LED Integrated Luminaire | 2036 | CAPITAL | NEW | lodging | USD/gigalumen_year | us | us | 263480964754.44
commercial lighting | 8ft LFL: LED Integrated Luminaire | 2036 | CAPITAL | NEW | merc/service | USD/gigalumen_year | us | us | 263480964754.44
commercial lighting | 8ft LFL: LED Integrated Luminaire | 2036 | CAPITAL | NEW | office-large | USD/gigalumen_year | us | us | 263480964754.44
commercial lighting | 8ft LFL: LED Integrated Luminaire | 2036 | CAPITAL | NEW | office-small | USD/gigalumen_year | us | us | 263480964754.44
commercial lighting | 8ft LFL: LED Integrated Luminaire | 2036 | CAPITAL | NEW | other | USD/gigalumen_year | us | us | 263480964754.44
commercial lighting | 8ft LFL: LED Integrated Luminaire | 2036 | CAPITAL | NEW | warehouse | USD/gigalumen_year | us | us | 263480964754.44
commercial lighting | 8ft LFL: LED Integrated Luminaire | 2036 | CAPITAL | REPLACEMENT | assembly | USD/gigalumen_year | us | us | 263480964754.44
commercial lighting | 8ft LFL: LED Integrated Luminaire | 2036 | CAPITAL | REPLACEMENT | education | USD/gigalumen_year | us | us | 263480964754.44
commercial lighting | 8ft LFL: LED Integrated Luminaire | 2036 | CAPITAL | REPLACEMENT | food sales | USD/gigalumen_year | us | us | 263480964754.44
commercial lighting | 8ft LFL: LED Integrated Luminaire | 2036 | CAPITAL | REPLACEMENT | food service | USD/gigalumen_year | us | us | 263480964754.44
commercial lighting | 8ft LFL: LED Integrated Luminaire | 2036 | CAPITAL | REPLACEMENT | health | USD/gigalumen_year | us | us | 263480964754.44
commercial lighting | 8ft LFL: LED Integrated Luminaire | 2036 | CAPITAL | REPLACEMENT | lodging | USD/gigalumen_year | us | us | 263480964754.44
commercial lighting | 8ft LFL: LED Integrated Luminaire | 2036 | CAPITAL | REPLACEMENT | merc/service | USD/gigalumen_year | us | us | 263480964754.44
commercial lighting | 8ft LFL: LED Integrated Luminaire | 2036 | CAPITAL | REPLACEMENT | office-large | USD/gigalumen_year | us | us | 263480964754.44
commercial lighting | 8ft LFL: LED Integrated Luminaire | 2036 | CAPITAL | REPLACEMENT | office-small | USD/gigalumen_year | us | us | 263480964754.44
commercial lighting | 8ft LFL: LED Integrated Luminaire | 2036 | CAPITAL | REPLACEMENT | other | USD/gigalumen_year | us | us | 263480964754.44
commercial lighting | 8ft LFL: LED Integrated Luminaire | 2036 | CAPITAL | REPLACEMENT | warehouse | USD/gigalumen_year | us | us | 263480964754.44
commercial lighting | 8ft LFL: LED Integrated Luminaire | 2036 | FIXED_OM | NEW | assembly | USD/gigalumen_year | us | us | 10918082912.9398
commercial lighting | 8ft LFL: LED Integrated Luminaire | 2036 | FIXED_OM | NEW | education | USD/gigalumen_year | us | us | 10918082912.9398
commercial lighting | 8ft LFL: LED Integrated Luminaire | 2036 | FIXED_OM | NEW | food sales | USD/gigalumen_year | us | us | 10918082912.9398
commercial lighting | 8ft LFL: LED Integrated Luminaire | 2036 | FIXED_OM | NEW | food service | USD/gigalumen_year | us | us | 10918082912.9398
commercial lighting | 8ft LFL: LED Integrated Luminaire | 2036 | FIXED_OM | NEW | health | USD/gigalumen_year | us | us | 10918082912.9398
commercial lighting | 8ft LFL: LED Integrated Luminaire | 2036 | FIXED_OM | NEW | lodging | USD/gigalumen_year | us | us | 10918082912.9398
commercial lighting | 8ft LFL: LED Integrated Luminaire | 2036 | FIXED_OM | NEW | merc/service | USD/gigalumen_year | us | us | 10918082912.9398
commercial lighting | 8ft LFL: LED Integrated Luminaire | 2036 | FIXED_OM | NEW | office-large | USD/gigalumen_year | us | us | 10918082912.9398
commercial lighting | 8ft LFL: LED Integrated Luminaire | 2036 | FIXED_OM | NEW | office-small | USD/gigalumen_year | us | us | 10918082912.9398
commercial lighting | 8ft LFL: LED Integrated Luminaire | 2036 | FIXED_OM | NEW | other | USD/gigalumen_year | us | us | 10918082912.9398
commercial lighting | 8ft LFL: LED Integrated Luminaire | 2036 | FIXED_OM | NEW | warehouse | USD/gigalumen_year | us | us | 10918082912.9398
commercial lighting | 8ft LFL: LED Integrated Luminaire | 2036 | FIXED_OM | REPLACEMENT | assembly | USD/gigalumen_year | us | us | 10918082912.9398
commercial lighting | 8ft LFL: LED Integrated Luminaire | 2036 | FIXED_OM | REPLACEMENT | education | USD/gigalumen_year | us | us | 10918082912.9398
commercial lighting | 8ft LFL: LED Integrated Luminaire | 2036 | FIXED_OM | REPLACEMENT | food sales | USD/gigalumen_year | us | us | 10918082912.9398
commercial lighting | 8ft LFL: LED Integrated Luminaire | 2036 | FIXED_OM | REPLACEMENT | food service | USD/gigalumen_year | us | us | 10918082912.9398
commercial lighting | 8ft LFL: LED Integrated Luminaire | 2036 | FIXED_OM | REPLACEMENT | health | USD/gigalumen_year | us | us | 10918082912.9398
commercial lighting | 8ft LFL: LED Integrated Luminaire | 2036 | FIXED_OM | REPLACEMENT | lodging | USD/gigalumen_year | us | us | 10918082912.9398
commercial lighting | 8ft LFL: LED Integrated Luminaire | 2036 | FIXED_OM | REPLACEMENT | merc/service | USD/gigalumen_year | us | us | 10918082912.9398
commercial lighting | 8ft LFL: LED Integrated Luminaire | 2036 | FIXED_OM | REPLACEMENT | office-large | USD/gigalumen_year | us | us | 10918082912.9398
commercial lighting | 8ft LFL: LED Integrated Luminaire | 2036 | FIXED_OM | REPLACEMENT | office-small | USD/gigalumen_year | us | us | 10918082912.9398
commercial lighting | 8ft LFL: LED Integrated Luminaire | 2036 | FIXED_OM | REPLACEMENT | other | USD/gigalumen_year | us | us | 10918082912.9398
commercial lighting | 8ft LFL: LED Integrated Luminaire | 2036 | FIXED_OM | REPLACEMENT | warehouse | USD/gigalumen_year | us | us | 10918082912.9398
commercial lighting | 8ft LFL: LED Integrated Luminaire | 2037 | CAPITAL | NEW | assembly | USD/gigalumen_year | us | us | 251519932441.039
commercial lighting | 8ft LFL: LED Integrated Luminaire | 2037 | CAPITAL | NEW | education | USD/gigalumen_year | us | us | 251519932441.039
commercial lighting | 8ft LFL: LED Integrated Luminaire | 2037 | CAPITAL | NEW | food sales | USD/gigalumen_year | us | us | 251519932441.039
commercial lighting | 8ft LFL: LED Integrated Luminaire | 2037 | CAPITAL | NEW | food service | USD/gigalumen_year | us | us | 251519932441.039
commercial lighting | 8ft LFL: LED Integrated Luminaire | 2037 | CAPITAL | NEW | health | USD/gigalumen_year | us | us | 251519932441.039
commercial lighting | 8ft LFL: LED Integrated Luminaire | 2037 | CAPITAL | NEW | lodging | USD/gigalumen_year | us | us | 251519932441.039
commercial lighting | 8ft LFL: LED Integrated Luminaire | 2037 | CAPITAL | NEW | merc/service | USD/gigalumen_year | us | us | 251519932441.039
commercial lighting | 8ft LFL: LED Integrated Luminaire | 2037 | CAPITAL | NEW | office-large | USD/gigalumen_year | us | us | 251519932441.039
commercial lighting | 8ft LFL: LED Integrated Luminaire | 2037 | CAPITAL | NEW | office-small | USD/gigalumen_year | us | us | 251519932441.039
commercial lighting | 8ft LFL: LED Integrated Luminaire | 2037 | CAPITAL | NEW | other | USD/gigalumen_year | us | us | 251519932441.039
commercial lighting | 8ft LFL: LED Integrated Luminaire | 2037 | CAPITAL | NEW | warehouse | USD/gigalumen_year | us | us | 251519932441.039
commercial lighting | 8ft LFL: LED Integrated Luminaire | 2037 | CAPITAL | REPLACEMENT | assembly | USD/gigalumen_year | us | us | 251519932441.039
commercial lighting | 8ft LFL: LED Integrated Luminaire | 2037 | CAPITAL | REPLACEMENT | education | USD/gigalumen_year | us | us | 251519932441.039
commercial lighting | 8ft LFL: LED Integrated Luminaire | 2037 | CAPITAL | REPLACEMENT | food sales | USD/gigalumen_year | us | us | 251519932441.039
commercial lighting | 8ft LFL: LED Integrated Luminaire | 2037 | CAPITAL | REPLACEMENT | food service | USD/gigalumen_year | us | us | 251519932441.039
commercial lighting | 8ft LFL: LED Integrated Luminaire | 2037 | CAPITAL | REPLACEMENT | health | USD/gigalumen_year | us | us | 251519932441.039
commercial lighting | 8ft LFL: LED Integrated Luminaire | 2037 | CAPITAL | REPLACEMENT | lodging | USD/gigalumen_year | us | us | 251519932441.039
commercial lighting | 8ft LFL: LED Integrated Luminaire | 2037 | CAPITAL | REPLACEMENT | merc/service | USD/gigalumen_year | us | us | 251519932441.039
commercial lighting | 8ft LFL: LED Integrated Luminaire | 2037 | CAPITAL | REPLACEMENT | office-large | USD/gigalumen_year | us | us | 251519932441.039
commercial lighting | 8ft LFL: LED Integrated Luminaire | 2037 | CAPITAL | REPLACEMENT | office-small | USD/gigalumen_year | us | us | 251519932441.039
commercial lighting | 8ft LFL: LED Integrated Luminaire | 2037 | CAPITAL | REPLACEMENT | other | USD/gigalumen_year | us | us | 251519932441.039
commercial lighting | 8ft LFL: LED Integrated Luminaire | 2037 | CAPITAL | REPLACEMENT | warehouse | USD/gigalumen_year | us | us | 251519932441.039
commercial lighting | 8ft LFL: LED Integrated Luminaire | 2037 | FIXED_OM | NEW | assembly | USD/gigalumen_year | us | us | 10420098064.0708
commercial lighting | 8ft LFL: LED Integrated Luminaire | 2037 | FIXED_OM | NEW | education | USD/gigalumen_year | us | us | 10420098064.0708
commercial lighting | 8ft LFL: LED Integrated Luminaire | 2037 | FIXED_OM | NEW | food sales | USD/gigalumen_year | us | us | 10420098064.0708
commercial lighting | 8ft LFL: LED Integrated Luminaire | 2037 | FIXED_OM | NEW | food service | USD/gigalumen_year | us | us | 10420098064.0708
commercial lighting | 8ft LFL: LED Integrated Luminaire | 2037 | FIXED_OM | NEW | health | USD/gigalumen_year | us | us | 10420098064.0708
commercial lighting | 8ft LFL: LED Integrated Luminaire | 2037 | FIXED_OM | NEW | lodging | USD/gigalumen_year | us | us | 10420098064.0708
commercial lighting | 8ft LFL: LED Integrated Luminaire | 2037 | FIXED_OM | NEW | merc/service | USD/gigalumen_year | us | us | 10420098064.0708
commercial lighting | 8ft LFL: LED Integrated Luminaire | 2037 | FIXED_OM | NEW | office-large | USD/gigalumen_year | us | us | 10420098064.0708
commercial lighting | 8ft LFL: LED Integrated Luminaire | 2037 | FIXED_OM | NEW | office-small | USD/gigalumen_year | us | us | 10420098064.0708
commercial lighting | 8ft LFL: LED Integrated Luminaire | 2037 | FIXED_OM | NEW | other | USD/gigalumen_year | us | us | 10420098064.0708
commercial lighting | 8ft LFL: LED Integrated Luminaire | 2037 | FIXED_OM | NEW | warehouse | USD/gigalumen_year | us | us | 10420098064.0708
commercial lighting | 8ft LFL: LED Integrated Luminaire | 2037 | FIXED_OM | REPLACEMENT | assembly | USD/gigalumen_year | us | us | 10420098064.0708
commercial lighting | 8ft LFL: LED Integrated Luminaire | 2037 | FIXED_OM | REPLACEMENT | education | USD/gigalumen_year | us | us | 10420098064.0708
commercial lighting | 8ft LFL: LED Integrated Luminaire | 2037 | FIXED_OM | REPLACEMENT | food sales | USD/gigalumen_year | us | us | 10420098064.0708
commercial lighting | 8ft LFL: LED Integrated Luminaire | 2037 | FIXED_OM | REPLACEMENT | food service | USD/gigalumen_year | us | us | 10420098064.0708
commercial lighting | 8ft LFL: LED Integrated Luminaire | 2037 | FIXED_OM | REPLACEMENT | health | USD/gigalumen_year | us | us | 10420098064.0708
commercial lighting | 8ft LFL: LED Integrated Luminaire | 2037 | FIXED_OM | REPLACEMENT | lodging | USD/gigalumen_year | us | us | 10420098064.0708
commercial lighting | 8ft LFL: LED Integrated Luminaire | 2037 | FIXED_OM | REPLACEMENT | merc/service | USD/gigalumen_year | us | us | 10420098064.0708
commercial lighting | 8ft LFL: LED Integrated Luminaire | 2037 | FIXED_OM | REPLACEMENT | office-large | USD/gigalumen_year | us | us | 10420098064.0708
commercial lighting | 8ft LFL: LED Integrated Luminaire | 2037 | FIXED_OM | REPLACEMENT | office-small | USD/gigalumen_year | us | us | 10420098064.0708
commercial lighting | 8ft LFL: LED Integrated Luminaire | 2037 | FIXED_OM | REPLACEMENT | other | USD/gigalumen_year | us | us | 10420098064.0708
commercial lighting | 8ft LFL: LED Integrated Luminaire | 2037 | FIXED_OM | REPLACEMENT | warehouse | USD/gigalumen_year | us | us | 10420098064.0708
commercial lighting | 8ft LFL: LED Integrated Luminaire | 2038 | CAPITAL | NEW | assembly | USD/gigalumen_year | us | us | 239558900127.637
commercial lighting | 8ft LFL: LED Integrated Luminaire | 2038 | CAPITAL | NEW | education | USD/gigalumen_year | us | us | 239558900127.637
commercial lighting | 8ft LFL: LED Integrated Luminaire | 2038 | CAPITAL | NEW | food sales | USD/gigalumen_year | us | us | 239558900127.637
commercial lighting | 8ft LFL: LED Integrated Luminaire | 2038 | CAPITAL | NEW | food service | USD/gigalumen_year | us | us | 239558900127.637
commercial lighting | 8ft LFL: LED Integrated Luminaire | 2038 | CAPITAL | NEW | health | USD/gigalumen_year | us | us | 239558900127.637
commercial lighting | 8ft LFL: LED Integrated Luminaire | 2038 | CAPITAL | NEW | lodging | USD/gigalumen_year | us | us | 239558900127.637
commercial lighting | 8ft LFL: LED Integrated Luminaire | 2038 | CAPITAL | NEW | merc/service | USD/gigalumen_year | us | us | 239558900127.637
commercial lighting | 8ft LFL: LED Integrated Luminaire | 2038 | CAPITAL | NEW | office-large | USD/gigalumen_year | us | us | 239558900127.637
commercial lighting | 8ft LFL: LED Integrated Luminaire | 2038 | CAPITAL | NEW | office-small | USD/gigalumen_year | us | us | 239558900127.637
commercial lighting | 8ft LFL: LED Integrated Luminaire | 2038 | CAPITAL | NEW | other | USD/gigalumen_year | us | us | 239558900127.637
commercial lighting | 8ft LFL: LED Integrated Luminaire | 2038 | CAPITAL | NEW | warehouse | USD/gigalumen_year | us | us | 239558900127.637
commercial lighting | 8ft LFL: LED Integrated Luminaire | 2038 | CAPITAL | REPLACEMENT | assembly | USD/gigalumen_year | us | us | 239558900127.637
commercial lighting | 8ft LFL: LED Integrated Luminaire | 2038 | CAPITAL | REPLACEMENT | education | USD/gigalumen_year | us | us | 239558900127.637
commercial lighting | 8ft LFL: LED Integrated Luminaire | 2038 | CAPITAL | REPLACEMENT | food sales | USD/gigalumen_year | us | us | 239558900127.637
commercial lighting | 8ft LFL: LED Integrated Luminaire | 2038 | CAPITAL | REPLACEMENT | food service | USD/gigalumen_year | us | us | 239558900127.637
commercial lighting | 8ft LFL: LED Integrated Luminaire | 2038 | CAPITAL | REPLACEMENT | health | USD/gigalumen_year | us | us | 239558900127.637
commercial lighting | 8ft LFL: LED Integrated Luminaire | 2038 | CAPITAL | REPLACEMENT | lodging | USD/gigalumen_year | us | us | 239558900127.637
commercial lighting | 8ft LFL: LED Integrated Luminaire | 2038 | CAPITAL | REPLACEMENT | merc/service | USD/gigalumen_year | us | us | 239558900127.637
commercial lighting | 8ft LFL: LED Integrated Luminaire | 2038 | CAPITAL | REPLACEMENT | office-large | USD/gigalumen_year | us | us | 239558900127.637
commercial lighting | 8ft LFL: LED Integrated Luminaire | 2038 | CAPITAL | REPLACEMENT | office-small | USD/gigalumen_year | us | us | 239558900127.637
commercial lighting | 8ft LFL: LED Integrated Luminaire | 2038 | CAPITAL | REPLACEMENT | other | USD/gigalumen_year | us | us | 239558900127.637
commercial lighting | 8ft LFL: LED Integrated Luminaire | 2038 | CAPITAL | REPLACEMENT | warehouse | USD/gigalumen_year | us | us | 239558900127.637
commercial lighting | 8ft LFL: LED Integrated Luminaire | 2038 | FIXED_OM | NEW | assembly | USD/gigalumen_year | us | us | 9922113215.2018
commercial lighting | 8ft LFL: LED Integrated Luminaire | 2038 | FIXED_OM | NEW | education | USD/gigalumen_year | us | us | 9922113215.2018
commercial lighting | 8ft LFL: LED Integrated Luminaire | 2038 | FIXED_OM | NEW | food sales | USD/gigalumen_year | us | us | 9922113215.2018
commercial lighting | 8ft LFL: LED Integrated Luminaire | 2038 | FIXED_OM | NEW | food service | USD/gigalumen_year | us | us | 9922113215.2018
commercial lighting | 8ft LFL: LED Integrated Luminaire | 2038 | FIXED_OM | NEW | health | USD/gigalumen_year | us | us | 9922113215.2018
commercial lighting | 8ft LFL: LED Integrated Luminaire | 2038 | FIXED_OM | NEW | lodging | USD/gigalumen_year | us | us | 9922113215.2018
commercial lighting | 8ft LFL: LED Integrated Luminaire | 2038 | FIXED_OM | NEW | merc/service | USD/gigalumen_year | us | us | 9922113215.2018
commercial lighting | 8ft LFL: LED Integrated Luminaire | 2038 | FIXED_OM | NEW | office-large | USD/gigalumen_year | us | us | 9922113215.2018
commercial lighting | 8ft LFL: LED Integrated Luminaire | 2038 | FIXED_OM | NEW | office-small | USD/gigalumen_year | us | us | 9922113215.2018
commercial lighting | 8ft LFL: LED Integrated Luminaire | 2038 | FIXED_OM | NEW | other | USD/gigalumen_year | us | us | 9922113215.2018
commercial lighting | 8ft LFL: LED Integrated Luminaire | 2038 | FIXED_OM | NEW | warehouse | USD/gigalumen_year | us | us | 9922113215.2018
commercial lighting | 8ft LFL: LED Integrated Luminaire | 2038 | FIXED_OM | REPLACEMENT | assembly | USD/gigalumen_year | us | us | 9922113215.2018
commercial lighting | 8ft LFL: LED Integrated Luminaire | 2038 | FIXED_OM | REPLACEMENT | education | USD/gigalumen_year | us | us | 9922113215.2018
commercial lighting | 8ft LFL: LED Integrated Luminaire | 2038 | FIXED_OM | REPLACEMENT | food sales | USD/gigalumen_year | us | us | 9922113215.2018
commercial lighting | 8ft LFL: LED Integrated Luminaire | 2038 | FIXED_OM | REPLACEMENT | food service | USD/gigalumen_year | us | us | 9922113215.2018
commercial lighting | 8ft LFL: LED Integrated Luminaire | 2038 | FIXED_OM | REPLACEMENT | health | USD/gigalumen_year | us | us | 9922113215.2018
commercial lighting | 8ft LFL: LED Integrated Luminaire | 2038 | FIXED_OM | REPLACEMENT | lodging | USD/gigalumen_year | us | us | 9922113215.2018
commercial lighting | 8ft LFL: LED Integrated Luminaire | 2038 | FIXED_OM | REPLACEMENT | merc/service | USD/gigalumen_year | us | us | 9922113215.2018
commercial lighting | 8ft LFL: LED Integrated Luminaire | 2038 | FIXED_OM | REPLACEMENT | office-large | USD/gigalumen_year | us | us | 9922113215.2018
commercial lighting | 8ft LFL: LED Integrated Luminaire | 2038 | FIXED_OM | REPLACEMENT | office-small | USD/gigalumen_year | us | us | 9922113215.2018
commercial lighting | 8ft LFL: LED Integrated Luminaire | 2038 | FIXED_OM | REPLACEMENT | other | USD/gigalumen_year | us | us | 9922113215.2018
commercial lighting | 8ft LFL: LED Integrated Luminaire | 2038 | FIXED_OM | REPLACEMENT | warehouse | USD/gigalumen_year | us | us | 9922113215.2018
commercial lighting | 8ft LFL: LED Integrated Luminaire | 2039 | CAPITAL | NEW | assembly | USD/gigalumen_year | us | us | 227597867814.236
commercial lighting | 8ft LFL: LED Integrated Luminaire | 2039 | CAPITAL | NEW | education | USD/gigalumen_year | us | us | 227597867814.236
commercial lighting | 8ft LFL: LED Integrated Luminaire | 2039 | CAPITAL | NEW | food sales | USD/gigalumen_year | us | us | 227597867814.236
commercial lighting | 8ft LFL: LED Integrated Luminaire | 2039 | CAPITAL | NEW | food service | USD/gigalumen_year | us | us | 227597867814.236
commercial lighting | 8ft LFL: LED Integrated Luminaire | 2039 | CAPITAL | NEW | health | USD/gigalumen_year | us | us | 227597867814.236
commercial lighting | 8ft LFL: LED Integrated Luminaire | 2039 | CAPITAL | NEW | lodging | USD/gigalumen_year | us | us | 227597867814.236
commercial lighting | 8ft LFL: LED Integrated Luminaire | 2039 | CAPITAL | NEW | merc/service | USD/gigalumen_year | us | us | 227597867814.236
commercial lighting | 8ft LFL: LED Integrated Luminaire | 2039 | CAPITAL | NEW | office-large | USD/gigalumen_year | us | us | 227597867814.236
commercial lighting | 8ft LFL: LED Integrated Luminaire | 2039 | CAPITAL | NEW | office-small | USD/gigalumen_year | us | us | 227597867814.236
commercial lighting | 8ft LFL: LED Integrated Luminaire | 2039 | CAPITAL | NEW | other | USD/gigalumen_year | us | us | 227597867814.236
commercial lighting | 8ft LFL: LED Integrated Luminaire | 2039 | CAPITAL | NEW | warehouse | USD/gigalumen_year | us | us | 227597867814.236
commercial lighting | 8ft LFL: LED Integrated Luminaire | 2039 | CAPITAL | REPLACEMENT | assembly | USD/gigalumen_year | us | us | 227597867814.236
commercial lighting | 8ft LFL: LED Integrated Luminaire | 2039 | CAPITAL | REPLACEMENT | education | USD/gigalumen_year | us | us | 227597867814.236
commercial lighting | 8ft LFL: LED Integrated Luminaire | 2039 | CAPITAL | REPLACEMENT | food sales | USD/gigalumen_year | us | us | 227597867814.236
commercial lighting | 8ft LFL: LED Integrated Luminaire | 2039 | CAPITAL | REPLACEMENT | food service | USD/gigalumen_year | us | us | 227597867814.236
commercial lighting | 8ft LFL: LED Integrated Luminaire | 2039 | CAPITAL | REPLACEMENT | health | USD/gigalumen_year | us | us | 227597867814.236
commercial lighting | 8ft LFL: LED Integrated Luminaire | 2039 | CAPITAL | REPLACEMENT | lodging | USD/gigalumen_year | us | us | 227597867814.236
commercial lighting | 8ft LFL: LED Integrated Luminaire | 2039 | CAPITAL | REPLACEMENT | merc/service | USD/gigalumen_year | us | us | 227597867814.236
commercial lighting | 8ft LFL: LED Integrated Luminaire | 2039 | CAPITAL | REPLACEMENT | office-large | USD/gigalumen_year | us | us | 227597867814.236
commercial lighting | 8ft LFL: LED Integrated Luminaire | 2039 | CAPITAL | REPLACEMENT | office-small | USD/gigalumen_year | us | us | 227597867814.236
commercial lighting | 8ft LFL: LED Integrated Luminaire | 2039 | CAPITAL | REPLACEMENT | other | USD/gigalumen_year | us | us | 227597867814.236
commercial lighting | 8ft LFL: LED Integrated Luminaire | 2039 | CAPITAL | REPLACEMENT | warehouse | USD/gigalumen_year | us | us | 227597867814.236
commercial lighting | 8ft LFL: LED Integrated Luminaire | 2039 | FIXED_OM | NEW | assembly | USD/gigalumen_year | us | us | 9424128366.3328
commercial lighting | 8ft LFL: LED Integrated Luminaire | 2039 | FIXED_OM | NEW | education | USD/gigalumen_year | us | us | 9424128366.3328
commercial lighting | 8ft LFL: LED Integrated Luminaire | 2039 | FIXED_OM | NEW | food sales | USD/gigalumen_year | us | us | 9424128366.3328
commercial lighting | 8ft LFL: LED Integrated Luminaire | 2039 | FIXED_OM | NEW | food service | USD/gigalumen_year | us | us | 9424128366.3328
commercial lighting | 8ft LFL: LED Integrated Luminaire | 2039 | FIXED_OM | NEW | health | USD/gigalumen_year | us | us | 9424128366.3328
commercial lighting | 8ft LFL: LED Integrated Luminaire | 2039 | FIXED_OM | NEW | lodging | USD/gigalumen_year | us | us | 9424128366.3328
commercial lighting | 8ft LFL: LED Integrated Luminaire | 2039 | FIXED_OM | NEW | merc/service | USD/gigalumen_year | us | us | 9424128366.3328
commercial lighting | 8ft LFL: LED Integrated Luminaire | 2039 | FIXED_OM | NEW | office-large | USD/gigalumen_year | us | us | 9424128366.3328
commercial lighting | 8ft LFL: LED Integrated Luminaire | 2039 | FIXED_OM | NEW | office-small | USD/gigalumen_year | us | us | 9424128366.3328
commercial lighting | 8ft LFL: LED Integrated Luminaire | 2039 | FIXED_OM | NEW | other | USD/gigalumen_year | us | us | 9424128366.3328
commercial lighting | 8ft LFL: LED Integrated Luminaire | 2039 | FIXED_OM | NEW | warehouse | USD/gigalumen_year | us | us | 9424128366.3328
commercial lighting | 8ft LFL: LED Integrated Luminaire | 2039 | FIXED_OM | REPLACEMENT | assembly | USD/gigalumen_year | us | us | 9424128366.3328
commercial lighting | 8ft LFL: LED Integrated Luminaire | 2039 | FIXED_OM | REPLACEMENT | education | USD/gigalumen_year | us | us | 9424128366.3328
commercial lighting | 8ft LFL: LED Integrated Luminaire | 2039 | FIXED_OM | REPLACEMENT | food sales | USD/gigalumen_year | us | us | 9424128366.3328
commercial lighting | 8ft LFL: LED Integrated Luminaire | 2039 | FIXED_OM | REPLACEMENT | food service | USD/gigalumen_year | us | us | 9424128366.3328
commercial lighting | 8ft LFL: LED Integrated Luminaire | 2039 | FIXED_OM | REPLACEMENT | health | USD/gigalumen_year | us | us | 9424128366.3328
commercial lighting | 8ft LFL: LED Integrated Luminaire | 2039 | FIXED_OM | REPLACEMENT | lodging | USD/gigalumen_year | us | us | 9424128366.3328
commercial lighting | 8ft LFL: LED Integrated Luminaire | 2039 | FIXED_OM | REPLACEMENT | merc/service | USD/gigalumen_year | us | us | 9424128366.3328
commercial lighting | 8ft LFL: LED Integrated Luminaire | 2039 | FIXED_OM | REPLACEMENT | office-large | USD/gigalumen_year | us | us | 9424128366.3328
commercial lighting | 8ft LFL: LED Integrated Luminaire | 2039 | FIXED_OM | REPLACEMENT | office-small | USD/gigalumen_year | us | us | 9424128366.3328
commercial lighting | 8ft LFL: LED Integrated Luminaire | 2039 | FIXED_OM | REPLACEMENT | other | USD/gigalumen_year | us | us | 9424128366.3328
commercial lighting | 8ft LFL: LED Integrated Luminaire | 2039 | FIXED_OM | REPLACEMENT | warehouse | USD/gigalumen_year | us | us | 9424128366.3328
commercial lighting | 8ft LFL: LED Integrated Luminaire | 2040 | CAPITAL | NEW | assembly | USD/gigalumen_year | us | us | 215636835500.835
commercial lighting | 8ft LFL: LED Integrated Luminaire | 2040 | CAPITAL | NEW | education | USD/gigalumen_year | us | us | 215636835500.835
commercial lighting | 8ft LFL: LED Integrated Luminaire | 2040 | CAPITAL | NEW | food sales | USD/gigalumen_year | us | us | 215636835500.835
commercial lighting | 8ft LFL: LED Integrated Luminaire | 2040 | CAPITAL | NEW | food service | USD/gigalumen_year | us | us | 215636835500.835
commercial lighting | 8ft LFL: LED Integrated Luminaire | 2040 | CAPITAL | NEW | health | USD/gigalumen_year | us | us | 215636835500.835
commercial lighting | 8ft LFL: LED Integrated Luminaire | 2040 | CAPITAL | NEW | lodging | USD/gigalumen_year | us | us | 215636835500.835
commercial lighting | 8ft LFL: LED Integrated Luminaire | 2040 | CAPITAL | NEW | merc/service | USD/gigalumen_year | us | us | 215636835500.835
commercial lighting | 8ft LFL: LED Integrated Luminaire | 2040 | CAPITAL | NEW | office-large | USD/gigalumen_year | us | us | 215636835500.835
commercial lighting | 8ft LFL: LED Integrated Luminaire | 2040 | CAPITAL | NEW | office-small | USD/gigalumen_year | us | us | 215636835500.835
commercial lighting | 8ft LFL: LED Integrated Luminaire | 2040 | CAPITAL | NEW | other | USD/gigalumen_year | us | us | 215636835500.835
commercial lighting | 8ft LFL: LED Integrated Luminaire | 2040 | CAPITAL | NEW | warehouse | USD/gigalumen_year | us | us | 215636835500.835
commercial lighting | 8ft LFL: LED Integrated Luminaire | 2040 | CAPITAL | REPLACEMENT | assembly | USD/gigalumen_year | us | us | 215636835500.835
commercial lighting | 8ft LFL: LED Integrated Luminaire | 2040 | CAPITAL | REPLACEMENT | education | USD/gigalumen_year | us | us | 215636835500.835
commercial lighting | 8ft LFL: LED Integrated Luminaire | 2040 | CAPITAL | REPLACEMENT | food sales | USD/gigalumen_year | us | us | 215636835500.835
commercial lighting | 8ft LFL: LED Integrated Luminaire | 2040 | CAPITAL | REPLACEMENT | food service | USD/gigalumen_year | us | us | 215636835500.835
commercial lighting | 8ft LFL: LED Integrated Luminaire | 2040 | CAPITAL | REPLACEMENT | health | USD/gigalumen_year | us | us | 215636835500.835
commercial lighting | 8ft LFL: LED Integrated Luminaire | 2040 | CAPITAL | REPLACEMENT | lodging | USD/gigalumen_year | us | us | 215636835500.835
commercial lighting | 8ft LFL: LED Integrated Luminaire | 2040 | CAPITAL | REPLACEMENT | merc/service | USD/gigalumen_year | us | us | 215636835500.835
commercial lighting | 8ft LFL: LED Integrated Luminaire | 2040 | CAPITAL | REPLACEMENT | office-large | USD/gigalumen_year | us | us | 215636835500.835
commercial lighting | 8ft LFL: LED Integrated Luminaire | 2040 | CAPITAL | REPLACEMENT | office-small | USD/gigalumen_year | us | us | 215636835500.835
commercial lighting | 8ft LFL: LED Integrated Luminaire | 2040 | CAPITAL | REPLACEMENT | other | USD/gigalumen_year | us | us | 215636835500.835
commercial lighting | 8ft LFL: LED Integrated Luminaire | 2040 | CAPITAL | REPLACEMENT | warehouse | USD/gigalumen_year | us | us | 215636835500.835
commercial lighting | 8ft LFL: LED Integrated Luminaire | 2040 | FIXED_OM | NEW | assembly | USD/gigalumen_year | us | us | 8926143517.4638
commercial lighting | 8ft LFL: LED Integrated Luminaire | 2040 | FIXED_OM | NEW | education | USD/gigalumen_year | us | us | 8926143517.4638
commercial lighting | 8ft LFL: LED Integrated Luminaire | 2040 | FIXED_OM | NEW | food sales | USD/gigalumen_year | us | us | 8926143517.4638
commercial lighting | 8ft LFL: LED Integrated Luminaire | 2040 | FIXED_OM | NEW | food service | USD/gigalumen_year | us | us | 8926143517.4638
commercial lighting | 8ft LFL: LED Integrated Luminaire | 2040 | FIXED_OM | NEW | health | USD/gigalumen_year | us | us | 8926143517.4638
commercial lighting | 8ft LFL: LED Integrated Luminaire | 2040 | FIXED_OM | NEW | lodging | USD/gigalumen_year | us | us | 8926143517.4638
commercial lighting | 8ft LFL: LED Integrated Luminaire | 2040 | FIXED_OM | NEW | merc/service | USD/gigalumen_year | us | us | 8926143517.4638
commercial lighting | 8ft LFL: LED Integrated Luminaire | 2040 | FIXED_OM | NEW | office-large | USD/gigalumen_year | us | us | 8926143517.4638
commercial lighting | 8ft LFL: LED Integrated Luminaire | 2040 | FIXED_OM | NEW | office-small | USD/gigalumen_year | us | us | 8926143517.4638
commercial lighting | 8ft LFL: LED Integrated Luminaire | 2040 | FIXED_OM | NEW | other | USD/gigalumen_year | us | us | 8926143517.4638
commercial lighting | 8ft LFL: LED Integrated Luminaire | 2040 | FIXED_OM | NEW | warehouse | USD/gigalumen_year | us | us | 8926143517.4638
commercial lighting | 8ft LFL: LED Integrated Luminaire | 2040 | FIXED_OM | REPLACEMENT | assembly | USD/gigalumen_year | us | us | 8926143517.4638
commercial lighting | 8ft LFL: LED Integrated Luminaire | 2040 | FIXED_OM | REPLACEMENT | education | USD/gigalumen_year | us | us | 8926143517.4638
commercial lighting | 8ft LFL: LED Integrated Luminaire | 2040 | FIXED_OM | REPLACEMENT | food sales | USD/gigalumen_year | us | us | 8926143517.4638
commercial lighting | 8ft LFL: LED Integrated Luminaire | 2040 | FIXED_OM | REPLACEMENT | food service | USD/gigalumen_year | us | us | 8926143517.4638
commercial lighting | 8ft LFL: LED Integrated Luminaire | 2040 | FIXED_OM | REPLACEMENT | health | USD/gigalumen_year | us | us | 8926143517.4638
commercial lighting | 8ft LFL: LED Integrated Luminaire | 2040 | FIXED_OM | REPLACEMENT | lodging | USD/gigalumen_year | us | us | 8926143517.4638
commercial lighting | 8ft LFL: LED Integrated Luminaire | 2040 | FIXED_OM | REPLACEMENT | merc/service | USD/gigalumen_year | us | us | 8926143517.4638
commercial lighting | 8ft LFL: LED Integrated Luminaire | 2040 | FIXED_OM | REPLACEMENT | office-large | USD/gigalumen_year | us | us | 8926143517.4638
commercial lighting | 8ft LFL: LED Integrated Luminaire | 2040 | FIXED_OM | REPLACEMENT | office-small | USD/gigalumen_year | us | us | 8926143517.4638
commercial lighting | 8ft LFL: LED Integrated Luminaire | 2040 | FIXED_OM | REPLACEMENT | other | USD/gigalumen_year | us | us | 8926143517.4638
commercial lighting | 8ft LFL: LED Integrated Luminaire | 2040 | FIXED_OM | REPLACEMENT | warehouse | USD/gigalumen_year | us | us | 8926143517.4638
commercial lighting | 8ft LFL: LED Integrated Luminaire | 2041 | CAPITAL | NEW | assembly | USD/gigalumen_year | us | us | 215636835500.835
commercial lighting | 8ft LFL: LED Integrated Luminaire | 2041 | CAPITAL | NEW | education | USD/gigalumen_year | us | us | 215636835500.835
commercial lighting | 8ft LFL: LED Integrated Luminaire | 2041 | CAPITAL | NEW | food sales | USD/gigalumen_year | us | us | 215636835500.835
commercial lighting | 8ft LFL: LED Integrated Luminaire | 2041 | CAPITAL | NEW | food service | USD/gigalumen_year | us | us | 215636835500.835
commercial lighting | 8ft LFL: LED Integrated Luminaire | 2041 | CAPITAL | NEW | health | USD/gigalumen_year | us | us | 215636835500.835
commercial lighting | 8ft LFL: LED Integrated Luminaire | 2041 | CAPITAL | NEW | lodging | USD/gigalumen_year | us | us | 215636835500.835
commercial lighting | 8ft LFL: LED Integrated Luminaire | 2041 | CAPITAL | NEW | merc/service | USD/gigalumen_year | us | us | 215636835500.835
commercial lighting | 8ft LFL: LED Integrated Luminaire | 2041 | CAPITAL | NEW | office-large | USD/gigalumen_year | us | us | 215636835500.835
commercial lighting | 8ft LFL: LED Integrated Luminaire | 2041 | CAPITAL | NEW | office-small | USD/gigalumen_year | us | us | 215636835500.835
commercial lighting | 8ft LFL: LED Integrated Luminaire | 2041 | CAPITAL | NEW | other | USD/gigalumen_year | us | us | 215636835500.835
commercial lighting | 8ft LFL: LED Integrated Luminaire | 2041 | CAPITAL | NEW | warehouse | USD/gigalumen_year | us | us | 215636835500.835
commercial lighting | 8ft LFL: LED Integrated Luminaire | 2041 | CAPITAL | REPLACEMENT | assembly | USD/gigalumen_year | us | us | 215636835500.835
commercial lighting | 8ft LFL: LED Integrated Luminaire | 2041 | CAPITAL | REPLACEMENT | education | USD/gigalumen_year | us | us | 215636835500.835
commercial lighting | 8ft LFL: LED Integrated Luminaire | 2041 | CAPITAL | REPLACEMENT | food sales | USD/gigalumen_year | us | us | 215636835500.835
commercial lighting | 8ft LFL: LED Integrated Luminaire | 2041 | CAPITAL | REPLACEMENT | food service | USD/gigalumen_year | us | us | 215636835500.835
commercial lighting | 8ft LFL: LED Integrated Luminaire | 2041 | CAPITAL | REPLACEMENT | health | USD/gigalumen_year | us | us | 215636835500.835
commercial lighting | 8ft LFL: LED Integrated Luminaire | 2041 | CAPITAL | REPLACEMENT | lodging | USD/gigalumen_year | us | us | 215636835500.835
commercial lighting | 8ft LFL: LED Integrated Luminaire | 2041 | CAPITAL | REPLACEMENT | merc/service | USD/gigalumen_year | us | us | 215636835500.835
commercial lighting | 8ft LFL: LED Integrated Luminaire | 2041 | CAPITAL | REPLACEMENT | office-large | USD/gigalumen_year | us | us | 215636835500.835
commercial lighting | 8ft LFL: LED Integrated Luminaire | 2041 | CAPITAL | REPLACEMENT | office-small | USD/gigalumen_year | us | us | 215636835500.835
commercial lighting | 8ft LFL: LED Integrated Luminaire | 2041 | CAPITAL | REPLACEMENT | other | USD/gigalumen_year | us | us | 215636835500.835
commercial lighting | 8ft LFL: LED Integrated Luminaire | 2041 | CAPITAL | REPLACEMENT | warehouse | USD/gigalumen_year | us | us | 215636835500.835
commercial lighting | 8ft LFL: LED Integrated Luminaire | 2041 | FIXED_OM | NEW | assembly | USD/gigalumen_year | us | us | 8926143517.4638
commercial lighting | 8ft LFL: LED Integrated Luminaire | 2041 | FIXED_OM | NEW | education | USD/gigalumen_year | us | us | 8926143517.4638
commercial lighting | 8ft LFL: LED Integrated Luminaire | 2041 | FIXED_OM | NEW | food sales | USD/gigalumen_year | us | us | 8926143517.4638
commercial lighting | 8ft LFL: LED Integrated Luminaire | 2041 | FIXED_OM | NEW | food service | USD/gigalumen_year | us | us | 8926143517.4638
commercial lighting | 8ft LFL: LED Integrated Luminaire | 2041 | FIXED_OM | NEW | health | USD/gigalumen_year | us | us | 8926143517.4638
commercial lighting | 8ft LFL: LED Integrated Luminaire | 2041 | FIXED_OM | NEW | lodging | USD/gigalumen_year | us | us | 8926143517.4638
commercial lighting | 8ft LFL: LED Integrated Luminaire | 2041 | FIXED_OM | NEW | merc/service | USD/gigalumen_year | us | us | 8926143517.4638
commercial lighting | 8ft LFL: LED Integrated Luminaire | 2041 | FIXED_OM | NEW | office-large | USD/gigalumen_year | us | us | 8926143517.4638
commercial lighting | 8ft LFL: LED Integrated Luminaire | 2041 | FIXED_OM | NEW | office-small | USD/gigalumen_year | us | us | 8926143517.4638
commercial lighting | 8ft LFL: LED Integrated Luminaire | 2041 | FIXED_OM | NEW | other | USD/gigalumen_year | us | us | 8926143517.4638
commercial lighting | 8ft LFL: LED Integrated Luminaire | 2041 | FIXED_OM | NEW | warehouse | USD/gigalumen_year | us | us | 8926143517.4638
commercial lighting | 8ft LFL: LED Integrated Luminaire | 2041 | FIXED_OM | REPLACEMENT | assembly | USD/gigalumen_year | us | us | 8926143517.4638
commercial lighting | 8ft LFL: LED Integrated Luminaire | 2041 | FIXED_OM | REPLACEMENT | education | USD/gigalumen_year | us | us | 8926143517.4638
commercial lighting | 8ft LFL: LED Integrated Luminaire | 2041 | FIXED_OM | REPLACEMENT | food sales | USD/gigalumen_year | us | us | 8926143517.4638
commercial lighting | 8ft LFL: LED Integrated Luminaire | 2041 | FIXED_OM | REPLACEMENT | food service | USD/gigalumen_year | us | us | 8926143517.4638
commercial lighting | 8ft LFL: LED Integrated Luminaire | 2041 | FIXED_OM | REPLACEMENT | health | USD/gigalumen_year | us | us | 8926143517.4638
commercial lighting | 8ft LFL: LED Integrated Luminaire | 2041 | FIXED_OM | REPLACEMENT | lodging | USD/gigalumen_year | us | us | 8926143517.4638
commercial lighting | 8ft LFL: LED Integrated Luminaire | 2041 | FIXED_OM | REPLACEMENT | merc/service | USD/gigalumen_year | us | us | 8926143517.4638
commercial lighting | 8ft LFL: LED Integrated Luminaire | 2041 | FIXED_OM | REPLACEMENT | office-large | USD/gigalumen_year | us | us | 8926143517.4638
commercial lighting | 8ft LFL: LED Integrated Luminaire | 2041 | FIXED_OM | REPLACEMENT | office-small | USD/gigalumen_year | us | us | 8926143517.4638
commercial lighting | 8ft LFL: LED Integrated Luminaire | 2041 | FIXED_OM | REPLACEMENT | other | USD/gigalumen_year | us | us | 8926143517.4638
commercial lighting | 8ft LFL: LED Integrated Luminaire | 2041 | FIXED_OM | REPLACEMENT | warehouse | USD/gigalumen_year | us | us | 8926143517.4638
commercial lighting | 8ft LFL: LED Integrated Luminaire | 2042 | CAPITAL | NEW | assembly | USD/gigalumen_year | us | us | 215636835500.835
commercial lighting | 8ft LFL: LED Integrated Luminaire | 2042 | CAPITAL | NEW | education | USD/gigalumen_year | us | us | 215636835500.835
commercial lighting | 8ft LFL: LED Integrated Luminaire | 2042 | CAPITAL | NEW | food sales | USD/gigalumen_year | us | us | 215636835500.835
commercial lighting | 8ft LFL: LED Integrated Luminaire | 2042 | CAPITAL | NEW | food service | USD/gigalumen_year | us | us | 215636835500.835
commercial lighting | 8ft LFL: LED Integrated Luminaire | 2042 | CAPITAL | NEW | health | USD/gigalumen_year | us | us | 215636835500.835
commercial lighting | 8ft LFL: LED Integrated Luminaire | 2042 | CAPITAL | NEW | lodging | USD/gigalumen_year | us | us | 215636835500.835
commercial lighting | 8ft LFL: LED Integrated Luminaire | 2042 | CAPITAL | NEW | merc/service | USD/gigalumen_year | us | us | 215636835500.835
commercial lighting | 8ft LFL: LED Integrated Luminaire | 2042 | CAPITAL | NEW | office-large | USD/gigalumen_year | us | us | 215636835500.835
commercial lighting | 8ft LFL: LED Integrated Luminaire | 2042 | CAPITAL | NEW | office-small | USD/gigalumen_year | us | us | 215636835500.835
commercial lighting | 8ft LFL: LED Integrated Luminaire | 2042 | CAPITAL | NEW | other | USD/gigalumen_year | us | us | 215636835500.835
commercial lighting | 8ft LFL: LED Integrated Luminaire | 2042 | CAPITAL | NEW | warehouse | USD/gigalumen_year | us | us | 215636835500.835
commercial lighting | 8ft LFL: LED Integrated Luminaire | 2042 | CAPITAL | REPLACEMENT | assembly | USD/gigalumen_year | us | us | 215636835500.835
commercial lighting | 8ft LFL: LED Integrated Luminaire | 2042 | CAPITAL | REPLACEMENT | education | USD/gigalumen_year | us | us | 215636835500.835
commercial lighting | 8ft LFL: LED Integrated Luminaire | 2042 | CAPITAL | REPLACEMENT | food sales | USD/gigalumen_year | us | us | 215636835500.835
commercial lighting | 8ft LFL: LED Integrated Luminaire | 2042 | CAPITAL | REPLACEMENT | food service | USD/gigalumen_year | us | us | 215636835500.835
commercial lighting | 8ft LFL: LED Integrated Luminaire | 2042 | CAPITAL | REPLACEMENT | health | USD/gigalumen_year | us | us | 215636835500.835
commercial lighting | 8ft LFL: LED Integrated Luminaire | 2042 | CAPITAL | REPLACEMENT | lodging | USD/gigalumen_year | us | us | 215636835500.835
commercial lighting | 8ft LFL: LED Integrated Luminaire | 2042 | CAPITAL | REPLACEMENT | merc/service | USD/gigalumen_year | us | us | 215636835500.835
commercial lighting | 8ft LFL: LED Integrated Luminaire | 2042 | CAPITAL | REPLACEMENT | office-large | USD/gigalumen_year | us | us | 215636835500.835
commercial lighting | 8ft LFL: LED Integrated Luminaire | 2042 | CAPITAL | REPLACEMENT | office-small | USD/gigalumen_year | us | us | 215636835500.835
commercial lighting | 8ft LFL: LED Integrated Luminaire | 2042 | CAPITAL | REPLACEMENT | other | USD/gigalumen_year | us | us | 215636835500.835
commercial lighting | 8ft LFL: LED Integrated Luminaire | 2042 | CAPITAL | REPLACEMENT | warehouse | USD/gigalumen_year | us | us | 215636835500.835
commercial lighting | 8ft LFL: LED Integrated Luminaire | 2042 | FIXED_OM | NEW | assembly | USD/gigalumen_year | us | us | 8926143517.4638
commercial lighting | 8ft LFL: LED Integrated Luminaire | 2042 | FIXED_OM | NEW | education | USD/gigalumen_year | us | us | 8926143517.4638
commercial lighting | 8ft LFL: LED Integrated Luminaire | 2042 | FIXED_OM | NEW | food sales | USD/gigalumen_year | us | us | 8926143517.4638
commercial lighting | 8ft LFL: LED Integrated Luminaire | 2042 | FIXED_OM | NEW | food service | USD/gigalumen_year | us | us | 8926143517.4638
commercial lighting | 8ft LFL: LED Integrated Luminaire | 2042 | FIXED_OM | NEW | health | USD/gigalumen_year | us | us | 8926143517.4638
commercial lighting | 8ft LFL: LED Integrated Luminaire | 2042 | FIXED_OM | NEW | lodging | USD/gigalumen_year | us | us | 8926143517.4638
commercial lighting | 8ft LFL: LED Integrated Luminaire | 2042 | FIXED_OM | NEW | merc/service | USD/gigalumen_year | us | us | 8926143517.4638
commercial lighting | 8ft LFL: LED Integrated Luminaire | 2042 | FIXED_OM | NEW | office-large | USD/gigalumen_year | us | us | 8926143517.4638
commercial lighting | 8ft LFL: LED Integrated Luminaire | 2042 | FIXED_OM | NEW | office-small | USD/gigalumen_year | us | us | 8926143517.4638
commercial lighting | 8ft LFL: LED Integrated Luminaire | 2042 | FIXED_OM | NEW | other | USD/gigalumen_year | us | us | 8926143517.4638
commercial lighting | 8ft LFL: LED Integrated Luminaire | 2042 | FIXED_OM | NEW | warehouse | USD/gigalumen_year | us | us | 8926143517.4638
commercial lighting | 8ft LFL: LED Integrated Luminaire | 2042 | FIXED_OM | REPLACEMENT | assembly | USD/gigalumen_year | us | us | 8926143517.4638
commercial lighting | 8ft LFL: LED Integrated Luminaire | 2042 | FIXED_OM | REPLACEMENT | education | USD/gigalumen_year | us | us | 8926143517.4638
commercial lighting | 8ft LFL: LED Integrated Luminaire | 2042 | FIXED_OM | REPLACEMENT | food sales | USD/gigalumen_year | us | us | 8926143517.4638
commercial lighting | 8ft LFL: LED Integrated Luminaire | 2042 | FIXED_OM | REPLACEMENT | food service | USD/gigalumen_year | us | us | 8926143517.4638
commercial lighting | 8ft LFL: LED Integrated Luminaire | 2042 | FIXED_OM | REPLACEMENT | health | USD/gigalumen_year | us | us | 8926143517.4638
commercial lighting | 8ft LFL: LED Integrated Luminaire | 2042 | FIXED_OM | REPLACEMENT | lodging | USD/gigalumen_year | us | us | 8926143517.4638
commercial lighting | 8ft LFL: LED Integrated Luminaire | 2042 | FIXED_OM | REPLACEMENT | merc/service | USD/gigalumen_year | us | us | 8926143517.4638
commercial lighting | 8ft LFL: LED Integrated Luminaire | 2042 | FIXED_OM | REPLACEMENT | office-large | USD/gigalumen_year | us | us | 8926143517.4638
commercial lighting | 8ft LFL: LED Integrated Luminaire | 2042 | FIXED_OM | REPLACEMENT | office-small | USD/gigalumen_year | us | us | 8926143517.4638
commercial lighting | 8ft LFL: LED Integrated Luminaire | 2042 | FIXED_OM | REPLACEMENT | other | USD/gigalumen_year | us | us | 8926143517.4638
commercial lighting | 8ft LFL: LED Integrated Luminaire | 2042 | FIXED_OM | REPLACEMENT | warehouse | USD/gigalumen_year | us | us | 8926143517.4638
commercial lighting | 8ft LFL: LED Integrated Luminaire | 2043 | CAPITAL | NEW | assembly | USD/gigalumen_year | us | us | 215636835500.835
commercial lighting | 8ft LFL: LED Integrated Luminaire | 2043 | CAPITAL | NEW | education | USD/gigalumen_year | us | us | 215636835500.835
commercial lighting | 8ft LFL: LED Integrated Luminaire | 2043 | CAPITAL | NEW | food sales | USD/gigalumen_year | us | us | 215636835500.835
commercial lighting | 8ft LFL: LED Integrated Luminaire | 2043 | CAPITAL | NEW | food service | USD/gigalumen_year | us | us | 215636835500.835
commercial lighting | 8ft LFL: LED Integrated Luminaire | 2043 | CAPITAL | NEW | health | USD/gigalumen_year | us | us | 215636835500.835
commercial lighting | 8ft LFL: LED Integrated Luminaire | 2043 | CAPITAL | NEW | lodging | USD/gigalumen_year | us | us | 215636835500.835
commercial lighting | 8ft LFL: LED Integrated Luminaire | 2043 | CAPITAL | NEW | merc/service | USD/gigalumen_year | us | us | 215636835500.835
commercial lighting | 8ft LFL: LED Integrated Luminaire | 2043 | CAPITAL | NEW | office-large | USD/gigalumen_year | us | us | 215636835500.835
commercial lighting | 8ft LFL: LED Integrated Luminaire | 2043 | CAPITAL | NEW | office-small | USD/gigalumen_year | us | us | 215636835500.835
commercial lighting | 8ft LFL: LED Integrated Luminaire | 2043 | CAPITAL | NEW | other | USD/gigalumen_year | us | us | 215636835500.835
commercial lighting | 8ft LFL: LED Integrated Luminaire | 2043 | CAPITAL | NEW | warehouse | USD/gigalumen_year | us | us | 215636835500.835
commercial lighting | 8ft LFL: LED Integrated Luminaire | 2043 | CAPITAL | REPLACEMENT | assembly | USD/gigalumen_year | us | us | 215636835500.835
commercial lighting | 8ft LFL: LED Integrated Luminaire | 2043 | CAPITAL | REPLACEMENT | education | USD/gigalumen_year | us | us | 215636835500.835
commercial lighting | 8ft LFL: LED Integrated Luminaire | 2043 | CAPITAL | REPLACEMENT | food sales | USD/gigalumen_year | us | us | 215636835500.835
commercial lighting | 8ft LFL: LED Integrated Luminaire | 2043 | CAPITAL | REPLACEMENT | food service | USD/gigalumen_year | us | us | 215636835500.835
commercial lighting | 8ft LFL: LED Integrated Luminaire | 2043 | CAPITAL | REPLACEMENT | health | USD/gigalumen_year | us | us | 215636835500.835
commercial lighting | 8ft LFL: LED Integrated Luminaire | 2043 | CAPITAL | REPLACEMENT | lodging | USD/gigalumen_year | us | us | 215636835500.835
commercial lighting | 8ft LFL: LED Integrated Luminaire | 2043 | CAPITAL | REPLACEMENT | merc/service | USD/gigalumen_year | us | us | 215636835500.835
commercial lighting | 8ft LFL: LED Integrated Luminaire | 2043 | CAPITAL | REPLACEMENT | office-large | USD/gigalumen_year | us | us | 215636835500.835
commercial lighting | 8ft LFL: LED Integrated Luminaire | 2043 | CAPITAL | REPLACEMENT | office-small | USD/gigalumen_year | us | us | 215636835500.835
commercial lighting | 8ft LFL: LED Integrated Luminaire | 2043 | CAPITAL | REPLACEMENT | other | USD/gigalumen_year | us | us | 215636835500.835
commercial lighting | 8ft LFL: LED Integrated Luminaire | 2043 | CAPITAL | REPLACEMENT | warehouse | USD/gigalumen_year | us | us | 215636835500.835
commercial lighting | 8ft LFL: LED Integrated Luminaire | 2043 | FIXED_OM | NEW | assembly | USD/gigalumen_year | us | us | 8926143517.4638
commercial lighting | 8ft LFL: LED Integrated Luminaire | 2043 | FIXED_OM | NEW | education | USD/gigalumen_year | us | us | 8926143517.4638
commercial lighting | 8ft LFL: LED Integrated Luminaire | 2043 | FIXED_OM | NEW | food sales | USD/gigalumen_year | us | us | 8926143517.4638
commercial lighting | 8ft LFL: LED Integrated Luminaire | 2043 | FIXED_OM | NEW | food service | USD/gigalumen_year | us | us | 8926143517.4638
commercial lighting | 8ft LFL: LED Integrated Luminaire | 2043 | FIXED_OM | NEW | health | USD/gigalumen_year | us | us | 8926143517.4638
commercial lighting | 8ft LFL: LED Integrated Luminaire | 2043 | FIXED_OM | NEW | lodging | USD/gigalumen_year | us | us | 8926143517.4638
commercial lighting | 8ft LFL: LED Integrated Luminaire | 2043 | FIXED_OM | NEW | merc/service | USD/gigalumen_year | us | us | 8926143517.4638
commercial lighting | 8ft LFL: LED Integrated Luminaire | 2043 | FIXED_OM | NEW | office-large | USD/gigalumen_year | us | us | 8926143517.4638
commercial lighting | 8ft LFL: LED Integrated Luminaire | 2043 | FIXED_OM | NEW | office-small | USD/gigalumen_year | us | us | 8926143517.4638
commercial lighting | 8ft LFL: LED Integrated Luminaire | 2043 | FIXED_OM | NEW | other | USD/gigalumen_year | us | us | 8926143517.4638
commercial lighting | 8ft LFL: LED Integrated Luminaire | 2043 | FIXED_OM | NEW | warehouse | USD/gigalumen_year | us | us | 8926143517.4638
commercial lighting | 8ft LFL: LED Integrated Luminaire | 2043 | FIXED_OM | REPLACEMENT | assembly | USD/gigalumen_year | us | us | 8926143517.4638
commercial lighting | 8ft LFL: LED Integrated Luminaire | 2043 | FIXED_OM | REPLACEMENT | education | USD/gigalumen_year | us | us | 8926143517.4638
commercial lighting | 8ft LFL: LED Integrated Luminaire | 2043 | FIXED_OM | REPLACEMENT | food sales | USD/gigalumen_year | us | us | 8926143517.4638
commercial lighting | 8ft LFL: LED Integrated Luminaire | 2043 | FIXED_OM | REPLACEMENT | food service | USD/gigalumen_year | us | us | 8926143517.4638
commercial lighting | 8ft LFL: LED Integrated Luminaire | 2043 | FIXED_OM | REPLACEMENT | health | USD/gigalumen_year | us | us | 8926143517.4638
commercial lighting | 8ft LFL: LED Integrated Luminaire | 2043 | FIXED_OM | REPLACEMENT | lodging | USD/gigalumen_year | us | us | 8926143517.4638
commercial lighting | 8ft LFL: LED Integrated Luminaire | 2043 | FIXED_OM | REPLACEMENT | merc/service | USD/gigalumen_year | us | us | 8926143517.4638
commercial lighting | 8ft LFL: LED Integrated Luminaire | 2043 | FIXED_OM | REPLACEMENT | office-large | USD/gigalumen_year | us | us | 8926143517.4638
commercial lighting | 8ft LFL: LED Integrated Luminaire | 2043 | FIXED_OM | REPLACEMENT | office-small | USD/gigalumen_year | us | us | 8926143517.4638
commercial lighting | 8ft LFL: LED Integrated Luminaire | 2043 | FIXED_OM | REPLACEMENT | other | USD/gigalumen_year | us | us | 8926143517.4638
commercial lighting | 8ft LFL: LED Integrated Luminaire | 2043 | FIXED_OM | REPLACEMENT | warehouse | USD/gigalumen_year | us | us | 8926143517.4638
commercial lighting | 8ft LFL: LED Integrated Luminaire | 2044 | CAPITAL | NEW | assembly | USD/gigalumen_year | us | us | 215636835500.835
commercial lighting | 8ft LFL: LED Integrated Luminaire | 2044 | CAPITAL | NEW | education | USD/gigalumen_year | us | us | 215636835500.835
commercial lighting | 8ft LFL: LED Integrated Luminaire | 2044 | CAPITAL | NEW | food sales | USD/gigalumen_year | us | us | 215636835500.835
commercial lighting | 8ft LFL: LED Integrated Luminaire | 2044 | CAPITAL | NEW | food service | USD/gigalumen_year | us | us | 215636835500.835
commercial lighting | 8ft LFL: LED Integrated Luminaire | 2044 | CAPITAL | NEW | health | USD/gigalumen_year | us | us | 215636835500.835
commercial lighting | 8ft LFL: LED Integrated Luminaire | 2044 | CAPITAL | NEW | lodging | USD/gigalumen_year | us | us | 215636835500.835
commercial lighting | 8ft LFL: LED Integrated Luminaire | 2044 | CAPITAL | NEW | merc/service | USD/gigalumen_year | us | us | 215636835500.835
commercial lighting | 8ft LFL: LED Integrated Luminaire | 2044 | CAPITAL | NEW | office-large | USD/gigalumen_year | us | us | 215636835500.835
commercial lighting | 8ft LFL: LED Integrated Luminaire | 2044 | CAPITAL | NEW | office-small | USD/gigalumen_year | us | us | 215636835500.835
commercial lighting | 8ft LFL: LED Integrated Luminaire | 2044 | CAPITAL | NEW | other | USD/gigalumen_year | us | us | 215636835500.835
commercial lighting | 8ft LFL: LED Integrated Luminaire | 2044 | CAPITAL | NEW | warehouse | USD/gigalumen_year | us | us | 215636835500.835
commercial lighting | 8ft LFL: LED Integrated Luminaire | 2044 | CAPITAL | REPLACEMENT | assembly | USD/gigalumen_year | us | us | 215636835500.835
commercial lighting | 8ft LFL: LED Integrated Luminaire | 2044 | CAPITAL | REPLACEMENT | education | USD/gigalumen_year | us | us | 215636835500.835
commercial lighting | 8ft LFL: LED Integrated Luminaire | 2044 | CAPITAL | REPLACEMENT | food sales | USD/gigalumen_year | us | us | 215636835500.835
commercial lighting | 8ft LFL: LED Integrated Luminaire | 2044 | CAPITAL | REPLACEMENT | food service | USD/gigalumen_year | us | us | 215636835500.835
commercial lighting | 8ft LFL: LED Integrated Luminaire | 2044 | CAPITAL | REPLACEMENT | health | USD/gigalumen_year | us | us | 215636835500.835
commercial lighting | 8ft LFL: LED Integrated Luminaire | 2044 | CAPITAL | REPLACEMENT | lodging | USD/gigalumen_year | us | us | 215636835500.835
commercial lighting | 8ft LFL: LED Integrated Luminaire | 2044 | CAPITAL | REPLACEMENT | merc/service | USD/gigalumen_year | us | us | 215636835500.835
commercial lighting | 8ft LFL: LED Integrated Luminaire | 2044 | CAPITAL | REPLACEMENT | office-large | USD/gigalumen_year | us | us | 215636835500.835
commercial lighting | 8ft LFL: LED Integrated Luminaire | 2044 | CAPITAL | REPLACEMENT | office-small | USD/gigalumen_year | us | us | 215636835500.835
commercial lighting | 8ft LFL: LED Integrated Luminaire | 2044 | CAPITAL | REPLACEMENT | other | USD/gigalumen_year | us | us | 215636835500.835
commercial lighting | 8ft LFL: LED Integrated Luminaire | 2044 | CAPITAL | REPLACEMENT | warehouse | USD/gigalumen_year | us | us | 215636835500.835
commercial lighting | 8ft LFL: LED Integrated Luminaire | 2044 | FIXED_OM | NEW | assembly | USD/gigalumen_year | us | us | 8926143517.4638
commercial lighting | 8ft LFL: LED Integrated Luminaire | 2044 | FIXED_OM | NEW | education | USD/gigalumen_year | us | us | 8926143517.4638
commercial lighting | 8ft LFL: LED Integrated Luminaire | 2044 | FIXED_OM | NEW | food sales | USD/gigalumen_year | us | us | 8926143517.4638
commercial lighting | 8ft LFL: LED Integrated Luminaire | 2044 | FIXED_OM | NEW | food service | USD/gigalumen_year | us | us | 8926143517.4638
commercial lighting | 8ft LFL: LED Integrated Luminaire | 2044 | FIXED_OM | NEW | health | USD/gigalumen_year | us | us | 8926143517.4638
commercial lighting | 8ft LFL: LED Integrated Luminaire | 2044 | FIXED_OM | NEW | lodging | USD/gigalumen_year | us | us | 8926143517.4638
commercial lighting | 8ft LFL: LED Integrated Luminaire | 2044 | FIXED_OM | NEW | merc/service | USD/gigalumen_year | us | us | 8926143517.4638
commercial lighting | 8ft LFL: LED Integrated Luminaire | 2044 | FIXED_OM | NEW | office-large | USD/gigalumen_year | us | us | 8926143517.4638
commercial lighting | 8ft LFL: LED Integrated Luminaire | 2044 | FIXED_OM | NEW | office-small | USD/gigalumen_year | us | us | 8926143517.4638
commercial lighting | 8ft LFL: LED Integrated Luminaire | 2044 | FIXED_OM | NEW | other | USD/gigalumen_year | us | us | 8926143517.4638
commercial lighting | 8ft LFL: LED Integrated Luminaire | 2044 | FIXED_OM | NEW | warehouse | USD/gigalumen_year | us | us | 8926143517.4638
commercial lighting | 8ft LFL: LED Integrated Luminaire | 2044 | FIXED_OM | REPLACEMENT | assembly | USD/gigalumen_year | us | us | 8926143517.4638
commercial lighting | 8ft LFL: LED Integrated Luminaire | 2044 | FIXED_OM | REPLACEMENT | education | USD/gigalumen_year | us | us | 8926143517.4638
commercial lighting | 8ft LFL: LED Integrated Luminaire | 2044 | FIXED_OM | REPLACEMENT | food sales | USD/gigalumen_year | us | us | 8926143517.4638
commercial lighting | 8ft LFL: LED Integrated Luminaire | 2044 | FIXED_OM | REPLACEMENT | food service | USD/gigalumen_year | us | us | 8926143517.4638
commercial lighting | 8ft LFL: LED Integrated Luminaire | 2044 | FIXED_OM | REPLACEMENT | health | USD/gigalumen_year | us | us | 8926143517.4638
commercial lighting | 8ft LFL: LED Integrated Luminaire | 2044 | FIXED_OM | REPLACEMENT | lodging | USD/gigalumen_year | us | us | 8926143517.4638
commercial lighting | 8ft LFL: LED Integrated Luminaire | 2044 | FIXED_OM | REPLACEMENT | merc/service | USD/gigalumen_year | us | us | 8926143517.4638
commercial lighting | 8ft LFL: LED Integrated Luminaire | 2044 | FIXED_OM | REPLACEMENT | office-large | USD/gigalumen_year | us | us | 8926143517.4638
commercial lighting | 8ft LFL: LED Integrated Luminaire | 2044 | FIXED_OM | REPLACEMENT | office-small | USD/gigalumen_year | us | us | 8926143517.4638
commercial lighting | 8ft LFL: LED Integrated Luminaire | 2044 | FIXED_OM | REPLACEMENT | other | USD/gigalumen_year | us | us | 8926143517.4638
commercial lighting | 8ft LFL: LED Integrated Luminaire | 2044 | FIXED_OM | REPLACEMENT | warehouse | USD/gigalumen_year | us | us | 8926143517.4638
commercial lighting | 8ft LFL: LED Integrated Luminaire | 2045 | CAPITAL | NEW | assembly | USD/gigalumen_year | us | us | 215636835500.835
commercial lighting | 8ft LFL: LED Integrated Luminaire | 2045 | CAPITAL | NEW | education | USD/gigalumen_year | us | us | 215636835500.835
commercial lighting | 8ft LFL: LED Integrated Luminaire | 2045 | CAPITAL | NEW | food sales | USD/gigalumen_year | us | us | 215636835500.835
commercial lighting | 8ft LFL: LED Integrated Luminaire | 2045 | CAPITAL | NEW | food service | USD/gigalumen_year | us | us | 215636835500.835
commercial lighting | 8ft LFL: LED Integrated Luminaire | 2045 | CAPITAL | NEW | health | USD/gigalumen_year | us | us | 215636835500.835
commercial lighting | 8ft LFL: LED Integrated Luminaire | 2045 | CAPITAL | NEW | lodging | USD/gigalumen_year | us | us | 215636835500.835
commercial lighting | 8ft LFL: LED Integrated Luminaire | 2045 | CAPITAL | NEW | merc/service | USD/gigalumen_year | us | us | 215636835500.835
commercial lighting | 8ft LFL: LED Integrated Luminaire | 2045 | CAPITAL | NEW | office-large | USD/gigalumen_year | us | us | 215636835500.835
commercial lighting | 8ft LFL: LED Integrated Luminaire | 2045 | CAPITAL | NEW | office-small | USD/gigalumen_year | us | us | 215636835500.835
commercial lighting | 8ft LFL: LED Integrated Luminaire | 2045 | CAPITAL | NEW | other | USD/gigalumen_year | us | us | 215636835500.835
commercial lighting | 8ft LFL: LED Integrated Luminaire | 2045 | CAPITAL | NEW | warehouse | USD/gigalumen_year | us | us | 215636835500.835
commercial lighting | 8ft LFL: LED Integrated Luminaire | 2045 | CAPITAL | REPLACEMENT | assembly | USD/gigalumen_year | us | us | 215636835500.835
commercial lighting | 8ft LFL: LED Integrated Luminaire | 2045 | CAPITAL | REPLACEMENT | education | USD/gigalumen_year | us | us | 215636835500.835
commercial lighting | 8ft LFL: LED Integrated Luminaire | 2045 | CAPITAL | REPLACEMENT | food sales | USD/gigalumen_year | us | us | 215636835500.835
commercial lighting | 8ft LFL: LED Integrated Luminaire | 2045 | CAPITAL | REPLACEMENT | food service | USD/gigalumen_year | us | us | 215636835500.835
commercial lighting | 8ft LFL: LED Integrated Luminaire | 2045 | CAPITAL | REPLACEMENT | health | USD/gigalumen_year | us | us | 215636835500.835
commercial lighting | 8ft LFL: LED Integrated Luminaire | 2045 | CAPITAL | REPLACEMENT | lodging | USD/gigalumen_year | us | us | 215636835500.835
commercial lighting | 8ft LFL: LED Integrated Luminaire | 2045 | CAPITAL | REPLACEMENT | merc/service | USD/gigalumen_year | us | us | 215636835500.835
commercial lighting | 8ft LFL: LED Integrated Luminaire | 2045 | CAPITAL | REPLACEMENT | office-large | USD/gigalumen_year | us | us | 215636835500.835
commercial lighting | 8ft LFL: LED Integrated Luminaire | 2045 | CAPITAL | REPLACEMENT | office-small | USD/gigalumen_year | us | us | 215636835500.835
commercial lighting | 8ft LFL: LED Integrated Luminaire | 2045 | CAPITAL | REPLACEMENT | other | USD/gigalumen_year | us | us | 215636835500.835
commercial lighting | 8ft LFL: LED Integrated Luminaire | 2045 | CAPITAL | REPLACEMENT | warehouse | USD/gigalumen_year | us | us | 215636835500.835
commercial lighting | 8ft LFL: LED Integrated Luminaire | 2045 | FIXED_OM | NEW | assembly | USD/gigalumen_year | us | us | 8926143517.4638
commercial lighting | 8ft LFL: LED Integrated Luminaire | 2045 | FIXED_OM | NEW | education | USD/gigalumen_year | us | us | 8926143517.4638
commercial lighting | 8ft LFL: LED Integrated Luminaire | 2045 | FIXED_OM | NEW | food sales | USD/gigalumen_year | us | us | 8926143517.4638
commercial lighting | 8ft LFL: LED Integrated Luminaire | 2045 | FIXED_OM | NEW | food service | USD/gigalumen_year | us | us | 8926143517.4638
commercial lighting | 8ft LFL: LED Integrated Luminaire | 2045 | FIXED_OM | NEW | health | USD/gigalumen_year | us | us | 8926143517.4638
commercial lighting | 8ft LFL: LED Integrated Luminaire | 2045 | FIXED_OM | NEW | lodging | USD/gigalumen_year | us | us | 8926143517.4638
commercial lighting | 8ft LFL: LED Integrated Luminaire | 2045 | FIXED_OM | NEW | merc/service | USD/gigalumen_year | us | us | 8926143517.4638
commercial lighting | 8ft LFL: LED Integrated Luminaire | 2045 | FIXED_OM | NEW | office-large | USD/gigalumen_year | us | us | 8926143517.4638
commercial lighting | 8ft LFL: LED Integrated Luminaire | 2045 | FIXED_OM | NEW | office-small | USD/gigalumen_year | us | us | 8926143517.4638
commercial lighting | 8ft LFL: LED Integrated Luminaire | 2045 | FIXED_OM | NEW | other | USD/gigalumen_year | us | us | 8926143517.4638
commercial lighting | 8ft LFL: LED Integrated Luminaire | 2045 | FIXED_OM | NEW | warehouse | USD/gigalumen_year | us | us | 8926143517.4638
commercial lighting | 8ft LFL: LED Integrated Luminaire | 2045 | FIXED_OM | REPLACEMENT | assembly | USD/gigalumen_year | us | us | 8926143517.4638
commercial lighting | 8ft LFL: LED Integrated Luminaire | 2045 | FIXED_OM | REPLACEMENT | education | USD/gigalumen_year | us | us | 8926143517.4638
commercial lighting | 8ft LFL: LED Integrated Luminaire | 2045 | FIXED_OM | REPLACEMENT | food sales | USD/gigalumen_year | us | us | 8926143517.4638
commercial lighting | 8ft LFL: LED Integrated Luminaire | 2045 | FIXED_OM | REPLACEMENT | food service | USD/gigalumen_year | us | us | 8926143517.4638
commercial lighting | 8ft LFL: LED Integrated Luminaire | 2045 | FIXED_OM | REPLACEMENT | health | USD/gigalumen_year | us | us | 8926143517.4638
commercial lighting | 8ft LFL: LED Integrated Luminaire | 2045 | FIXED_OM | REPLACEMENT | lodging | USD/gigalumen_year | us | us | 8926143517.4638
commercial lighting | 8ft LFL: LED Integrated Luminaire | 2045 | FIXED_OM | REPLACEMENT | merc/service | USD/gigalumen_year | us | us | 8926143517.4638
commercial lighting | 8ft LFL: LED Integrated Luminaire | 2045 | FIXED_OM | REPLACEMENT | office-large | USD/gigalumen_year | us | us | 8926143517.4638
commercial lighting | 8ft LFL: LED Integrated Luminaire | 2045 | FIXED_OM | REPLACEMENT | office-small | USD/gigalumen_year | us | us | 8926143517.4638
commercial lighting | 8ft LFL: LED Integrated Luminaire | 2045 | FIXED_OM | REPLACEMENT | other | USD/gigalumen_year | us | us | 8926143517.4638
commercial lighting | 8ft LFL: LED Integrated Luminaire | 2045 | FIXED_OM | REPLACEMENT | warehouse | USD/gigalumen_year | us | us | 8926143517.4638
commercial lighting | 8ft LFL: LED Integrated Luminaire | 2046 | CAPITAL | NEW | assembly | USD/gigalumen_year | us | us | 215636835500.835
commercial lighting | 8ft LFL: LED Integrated Luminaire | 2046 | CAPITAL | NEW | education | USD/gigalumen_year | us | us | 215636835500.835
commercial lighting | 8ft LFL: LED Integrated Luminaire | 2046 | CAPITAL | NEW | food sales | USD/gigalumen_year | us | us | 215636835500.835
commercial lighting | 8ft LFL: LED Integrated Luminaire | 2046 | CAPITAL | NEW | food service | USD/gigalumen_year | us | us | 215636835500.835
commercial lighting | 8ft LFL: LED Integrated Luminaire | 2046 | CAPITAL | NEW | health | USD/gigalumen_year | us | us | 215636835500.835
commercial lighting | 8ft LFL: LED Integrated Luminaire | 2046 | CAPITAL | NEW | lodging | USD/gigalumen_year | us | us | 215636835500.835
commercial lighting | 8ft LFL: LED Integrated Luminaire | 2046 | CAPITAL | NEW | merc/service | USD/gigalumen_year | us | us | 215636835500.835
commercial lighting | 8ft LFL: LED Integrated Luminaire | 2046 | CAPITAL | NEW | office-large | USD/gigalumen_year | us | us | 215636835500.835
commercial lighting | 8ft LFL: LED Integrated Luminaire | 2046 | CAPITAL | NEW | office-small | USD/gigalumen_year | us | us | 215636835500.835
commercial lighting | 8ft LFL: LED Integrated Luminaire | 2046 | CAPITAL | NEW | other | USD/gigalumen_year | us | us | 215636835500.835
commercial lighting | 8ft LFL: LED Integrated Luminaire | 2046 | CAPITAL | NEW | warehouse | USD/gigalumen_year | us | us | 215636835500.835
commercial lighting | 8ft LFL: LED Integrated Luminaire | 2046 | CAPITAL | REPLACEMENT | assembly | USD/gigalumen_year | us | us | 215636835500.835
commercial lighting | 8ft LFL: LED Integrated Luminaire | 2046 | CAPITAL | REPLACEMENT | education | USD/gigalumen_year | us | us | 215636835500.835
commercial lighting | 8ft LFL: LED Integrated Luminaire | 2046 | CAPITAL | REPLACEMENT | food sales | USD/gigalumen_year | us | us | 215636835500.835
commercial lighting | 8ft LFL: LED Integrated Luminaire | 2046 | CAPITAL | REPLACEMENT | food service | USD/gigalumen_year | us | us | 215636835500.835
commercial lighting | 8ft LFL: LED Integrated Luminaire | 2046 | CAPITAL | REPLACEMENT | health | USD/gigalumen_year | us | us | 215636835500.835
commercial lighting | 8ft LFL: LED Integrated Luminaire | 2046 | CAPITAL | REPLACEMENT | lodging | USD/gigalumen_year | us | us | 215636835500.835
commercial lighting | 8ft LFL: LED Integrated Luminaire | 2046 | CAPITAL | REPLACEMENT | merc/service | USD/gigalumen_year | us | us | 215636835500.835
commercial lighting | 8ft LFL: LED Integrated Luminaire | 2046 | CAPITAL | REPLACEMENT | office-large | USD/gigalumen_year | us | us | 215636835500.835
commercial lighting | 8ft LFL: LED Integrated Luminaire | 2046 | CAPITAL | REPLACEMENT | office-small | USD/gigalumen_year | us | us | 215636835500.835
commercial lighting | 8ft LFL: LED Integrated Luminaire | 2046 | CAPITAL | REPLACEMENT | other | USD/gigalumen_year | us | us | 215636835500.835
commercial lighting | 8ft LFL: LED Integrated Luminaire | 2046 | CAPITAL | REPLACEMENT | warehouse | USD/gigalumen_year | us | us | 215636835500.835
commercial lighting | 8ft LFL: LED Integrated Luminaire | 2046 | FIXED_OM | NEW | assembly | USD/gigalumen_year | us | us | 8926143517.4638
commercial lighting | 8ft LFL: LED Integrated Luminaire | 2046 | FIXED_OM | NEW | education | USD/gigalumen_year | us | us | 8926143517.4638
commercial lighting | 8ft LFL: LED Integrated Luminaire | 2046 | FIXED_OM | NEW | food sales | USD/gigalumen_year | us | us | 8926143517.4638
commercial lighting | 8ft LFL: LED Integrated Luminaire | 2046 | FIXED_OM | NEW | food service | USD/gigalumen_year | us | us | 8926143517.4638
commercial lighting | 8ft LFL: LED Integrated Luminaire | 2046 | FIXED_OM | NEW | health | USD/gigalumen_year | us | us | 8926143517.4638
commercial lighting | 8ft LFL: LED Integrated Luminaire | 2046 | FIXED_OM | NEW | lodging | USD/gigalumen_year | us | us | 8926143517.4638
commercial lighting | 8ft LFL: LED Integrated Luminaire | 2046 | FIXED_OM | NEW | merc/service | USD/gigalumen_year | us | us | 8926143517.4638
commercial lighting | 8ft LFL: LED Integrated Luminaire | 2046 | FIXED_OM | NEW | office-large | USD/gigalumen_year | us | us | 8926143517.4638
commercial lighting | 8ft LFL: LED Integrated Luminaire | 2046 | FIXED_OM | NEW | office-small | USD/gigalumen_year | us | us | 8926143517.4638
commercial lighting | 8ft LFL: LED Integrated Luminaire | 2046 | FIXED_OM | NEW | other | USD/gigalumen_year | us | us | 8926143517.4638
commercial lighting | 8ft LFL: LED Integrated Luminaire | 2046 | FIXED_OM | NEW | warehouse | USD/gigalumen_year | us | us | 8926143517.4638
commercial lighting | 8ft LFL: LED Integrated Luminaire | 2046 | FIXED_OM | REPLACEMENT | assembly | USD/gigalumen_year | us | us | 8926143517.4638
commercial lighting | 8ft LFL: LED Integrated Luminaire | 2046 | FIXED_OM | REPLACEMENT | education | USD/gigalumen_year | us | us | 8926143517.4638
commercial lighting | 8ft LFL: LED Integrated Luminaire | 2046 | FIXED_OM | REPLACEMENT | food sales | USD/gigalumen_year | us | us | 8926143517.4638
commercial lighting | 8ft LFL: LED Integrated Luminaire | 2046 | FIXED_OM | REPLACEMENT | food service | USD/gigalumen_year | us | us | 8926143517.4638
commercial lighting | 8ft LFL: LED Integrated Luminaire | 2046 | FIXED_OM | REPLACEMENT | health | USD/gigalumen_year | us | us | 8926143517.4638
commercial lighting | 8ft LFL: LED Integrated Luminaire | 2046 | FIXED_OM | REPLACEMENT | lodging | USD/gigalumen_year | us | us | 8926143517.4638
commercial lighting | 8ft LFL: LED Integrated Luminaire | 2046 | FIXED_OM | REPLACEMENT | merc/service | USD/gigalumen_year | us | us | 8926143517.4638
commercial lighting | 8ft LFL: LED Integrated Luminaire | 2046 | FIXED_OM | REPLACEMENT | office-large | USD/gigalumen_year | us | us | 8926143517.4638
commercial lighting | 8ft LFL: LED Integrated Luminaire | 2046 | FIXED_OM | REPLACEMENT | office-small | USD/gigalumen_year | us | us | 8926143517.4638
commercial lighting | 8ft LFL: LED Integrated Luminaire | 2046 | FIXED_OM | REPLACEMENT | other | USD/gigalumen_year | us | us | 8926143517.4638
commercial lighting | 8ft LFL: LED Integrated Luminaire | 2046 | FIXED_OM | REPLACEMENT | warehouse | USD/gigalumen_year | us | us | 8926143517.4638
commercial lighting | 8ft LFL: LED Integrated Luminaire | 2047 | CAPITAL | NEW | assembly | USD/gigalumen_year | us | us | 215636835500.835
commercial lighting | 8ft LFL: LED Integrated Luminaire | 2047 | CAPITAL | NEW | education | USD/gigalumen_year | us | us | 215636835500.835
commercial lighting | 8ft LFL: LED Integrated Luminaire | 2047 | CAPITAL | NEW | food sales | USD/gigalumen_year | us | us | 215636835500.835
commercial lighting | 8ft LFL: LED Integrated Luminaire | 2047 | CAPITAL | NEW | food service | USD/gigalumen_year | us | us | 215636835500.835
commercial lighting | 8ft LFL: LED Integrated Luminaire | 2047 | CAPITAL | NEW | health | USD/gigalumen_year | us | us | 215636835500.835
commercial lighting | 8ft LFL: LED Integrated Luminaire | 2047 | CAPITAL | NEW | lodging | USD/gigalumen_year | us | us | 215636835500.835
commercial lighting | 8ft LFL: LED Integrated Luminaire | 2047 | CAPITAL | NEW | merc/service | USD/gigalumen_year | us | us | 215636835500.835
commercial lighting | 8ft LFL: LED Integrated Luminaire | 2047 | CAPITAL | NEW | office-large | USD/gigalumen_year | us | us | 215636835500.835
commercial lighting | 8ft LFL: LED Integrated Luminaire | 2047 | CAPITAL | NEW | office-small | USD/gigalumen_year | us | us | 215636835500.835
commercial lighting | 8ft LFL: LED Integrated Luminaire | 2047 | CAPITAL | NEW | other | USD/gigalumen_year | us | us | 215636835500.835
commercial lighting | 8ft LFL: LED Integrated Luminaire | 2047 | CAPITAL | NEW | warehouse | USD/gigalumen_year | us | us | 215636835500.835
commercial lighting | 8ft LFL: LED Integrated Luminaire | 2047 | CAPITAL | REPLACEMENT | assembly | USD/gigalumen_year | us | us | 215636835500.835
commercial lighting | 8ft LFL: LED Integrated Luminaire | 2047 | CAPITAL | REPLACEMENT | education | USD/gigalumen_year | us | us | 215636835500.835
commercial lighting | 8ft LFL: LED Integrated Luminaire | 2047 | CAPITAL | REPLACEMENT | food sales | USD/gigalumen_year | us | us | 215636835500.835
commercial lighting | 8ft LFL: LED Integrated Luminaire | 2047 | CAPITAL | REPLACEMENT | food service | USD/gigalumen_year | us | us | 215636835500.835
commercial lighting | 8ft LFL: LED Integrated Luminaire | 2047 | CAPITAL | REPLACEMENT | health | USD/gigalumen_year | us | us | 215636835500.835
commercial lighting | 8ft LFL: LED Integrated Luminaire | 2047 | CAPITAL | REPLACEMENT | lodging | USD/gigalumen_year | us | us | 215636835500.835
commercial lighting | 8ft LFL: LED Integrated Luminaire | 2047 | CAPITAL | REPLACEMENT | merc/service | USD/gigalumen_year | us | us | 215636835500.835
commercial lighting | 8ft LFL: LED Integrated Luminaire | 2047 | CAPITAL | REPLACEMENT | office-large | USD/gigalumen_year | us | us | 215636835500.835
commercial lighting | 8ft LFL: LED Integrated Luminaire | 2047 | CAPITAL | REPLACEMENT | office-small | USD/gigalumen_year | us | us | 215636835500.835
commercial lighting | 8ft LFL: LED Integrated Luminaire | 2047 | CAPITAL | REPLACEMENT | other | USD/gigalumen_year | us | us | 215636835500.835
commercial lighting | 8ft LFL: LED Integrated Luminaire | 2047 | CAPITAL | REPLACEMENT | warehouse | USD/gigalumen_year | us | us | 215636835500.835
commercial lighting | 8ft LFL: LED Integrated Luminaire | 2047 | FIXED_OM | NEW | assembly | USD/gigalumen_year | us | us | 8926143517.4638
commercial lighting | 8ft LFL: LED Integrated Luminaire | 2047 | FIXED_OM | NEW | education | USD/gigalumen_year | us | us | 8926143517.4638
commercial lighting | 8ft LFL: LED Integrated Luminaire | 2047 | FIXED_OM | NEW | food sales | USD/gigalumen_year | us | us | 8926143517.4638
commercial lighting | 8ft LFL: LED Integrated Luminaire | 2047 | FIXED_OM | NEW | food service | USD/gigalumen_year | us | us | 8926143517.4638
commercial lighting | 8ft LFL: LED Integrated Luminaire | 2047 | FIXED_OM | NEW | health | USD/gigalumen_year | us | us | 8926143517.4638
commercial lighting | 8ft LFL: LED Integrated Luminaire | 2047 | FIXED_OM | NEW | lodging | USD/gigalumen_year | us | us | 8926143517.4638
commercial lighting | 8ft LFL: LED Integrated Luminaire | 2047 | FIXED_OM | NEW | merc/service | USD/gigalumen_year | us | us | 8926143517.4638
commercial lighting | 8ft LFL: LED Integrated Luminaire | 2047 | FIXED_OM | NEW | office-large | USD/gigalumen_year | us | us | 8926143517.4638
commercial lighting | 8ft LFL: LED Integrated Luminaire | 2047 | FIXED_OM | NEW | office-small | USD/gigalumen_year | us | us | 8926143517.4638
commercial lighting | 8ft LFL: LED Integrated Luminaire | 2047 | FIXED_OM | NEW | other | USD/gigalumen_year | us | us | 8926143517.4638
commercial lighting | 8ft LFL: LED Integrated Luminaire | 2047 | FIXED_OM | NEW | warehouse | USD/gigalumen_year | us | us | 8926143517.4638
commercial lighting | 8ft LFL: LED Integrated Luminaire | 2047 | FIXED_OM | REPLACEMENT | assembly | USD/gigalumen_year | us | us | 8926143517.4638
commercial lighting | 8ft LFL: LED Integrated Luminaire | 2047 | FIXED_OM | REPLACEMENT | education | USD/gigalumen_year | us | us | 8926143517.4638
commercial lighting | 8ft LFL: LED Integrated Luminaire | 2047 | FIXED_OM | REPLACEMENT | food sales | USD/gigalumen_year | us | us | 8926143517.4638
commercial lighting | 8ft LFL: LED Integrated Luminaire | 2047 | FIXED_OM | REPLACEMENT | food service | USD/gigalumen_year | us | us | 8926143517.4638
commercial lighting | 8ft LFL: LED Integrated Luminaire | 2047 | FIXED_OM | REPLACEMENT | health | USD/gigalumen_year | us | us | 8926143517.4638
commercial lighting | 8ft LFL: LED Integrated Luminaire | 2047 | FIXED_OM | REPLACEMENT | lodging | USD/gigalumen_year | us | us | 8926143517.4638
commercial lighting | 8ft LFL: LED Integrated Luminaire | 2047 | FIXED_OM | REPLACEMENT | merc/service | USD/gigalumen_year | us | us | 8926143517.4638
commercial lighting | 8ft LFL: LED Integrated Luminaire | 2047 | FIXED_OM | REPLACEMENT | office-large | USD/gigalumen_year | us | us | 8926143517.4638
commercial lighting | 8ft LFL: LED Integrated Luminaire | 2047 | FIXED_OM | REPLACEMENT | office-small | USD/gigalumen_year | us | us | 8926143517.4638
commercial lighting | 8ft LFL: LED Integrated Luminaire | 2047 | FIXED_OM | REPLACEMENT | other | USD/gigalumen_year | us | us | 8926143517.4638
commercial lighting | 8ft LFL: LED Integrated Luminaire | 2047 | FIXED_OM | REPLACEMENT | warehouse | USD/gigalumen_year | us | us | 8926143517.4638
commercial lighting | 8ft LFL: LED Integrated Luminaire | 2048 | CAPITAL | NEW | assembly | USD/gigalumen_year | us | us | 215636835500.835
commercial lighting | 8ft LFL: LED Integrated Luminaire | 2048 | CAPITAL | NEW | education | USD/gigalumen_year | us | us | 215636835500.835
commercial lighting | 8ft LFL: LED Integrated Luminaire | 2048 | CAPITAL | NEW | food sales | USD/gigalumen_year | us | us | 215636835500.835
commercial lighting | 8ft LFL: LED Integrated Luminaire | 2048 | CAPITAL | NEW | food service | USD/gigalumen_year | us | us | 215636835500.835
commercial lighting | 8ft LFL: LED Integrated Luminaire | 2048 | CAPITAL | NEW | health | USD/gigalumen_year | us | us | 215636835500.835
commercial lighting | 8ft LFL: LED Integrated Luminaire | 2048 | CAPITAL | NEW | lodging | USD/gigalumen_year | us | us | 215636835500.835
commercial lighting | 8ft LFL: LED Integrated Luminaire | 2048 | CAPITAL | NEW | merc/service | USD/gigalumen_year | us | us | 215636835500.835
commercial lighting | 8ft LFL: LED Integrated Luminaire | 2048 | CAPITAL | NEW | office-large | USD/gigalumen_year | us | us | 215636835500.835
commercial lighting | 8ft LFL: LED Integrated Luminaire | 2048 | CAPITAL | NEW | office-small | USD/gigalumen_year | us | us | 215636835500.835
commercial lighting | 8ft LFL: LED Integrated Luminaire | 2048 | CAPITAL | NEW | other | USD/gigalumen_year | us | us | 215636835500.835
commercial lighting | 8ft LFL: LED Integrated Luminaire | 2048 | CAPITAL | NEW | warehouse | USD/gigalumen_year | us | us | 215636835500.835
commercial lighting | 8ft LFL: LED Integrated Luminaire | 2048 | CAPITAL | REPLACEMENT | assembly | USD/gigalumen_year | us | us | 215636835500.835
commercial lighting | 8ft LFL: LED Integrated Luminaire | 2048 | CAPITAL | REPLACEMENT | education | USD/gigalumen_year | us | us | 215636835500.835
commercial lighting | 8ft LFL: LED Integrated Luminaire | 2048 | CAPITAL | REPLACEMENT | food sales | USD/gigalumen_year | us | us | 215636835500.835
commercial lighting | 8ft LFL: LED Integrated Luminaire | 2048 | CAPITAL | REPLACEMENT | food service | USD/gigalumen_year | us | us | 215636835500.835
commercial lighting | 8ft LFL: LED Integrated Luminaire | 2048 | CAPITAL | REPLACEMENT | health | USD/gigalumen_year | us | us | 215636835500.835
commercial lighting | 8ft LFL: LED Integrated Luminaire | 2048 | CAPITAL | REPLACEMENT | lodging | USD/gigalumen_year | us | us | 215636835500.835
commercial lighting | 8ft LFL: LED Integrated Luminaire | 2048 | CAPITAL | REPLACEMENT | merc/service | USD/gigalumen_year | us | us | 215636835500.835
commercial lighting | 8ft LFL: LED Integrated Luminaire | 2048 | CAPITAL | REPLACEMENT | office-large | USD/gigalumen_year | us | us | 215636835500.835
commercial lighting | 8ft LFL: LED Integrated Luminaire | 2048 | CAPITAL | REPLACEMENT | office-small | USD/gigalumen_year | us | us | 215636835500.835
commercial lighting | 8ft LFL: LED Integrated Luminaire | 2048 | CAPITAL | REPLACEMENT | other | USD/gigalumen_year | us | us | 215636835500.835
commercial lighting | 8ft LFL: LED Integrated Luminaire | 2048 | CAPITAL | REPLACEMENT | warehouse | USD/gigalumen_year | us | us | 215636835500.835
commercial lighting | 8ft LFL: LED Integrated Luminaire | 2048 | FIXED_OM | NEW | assembly | USD/gigalumen_year | us | us | 8926143517.4638
commercial lighting | 8ft LFL: LED Integrated Luminaire | 2048 | FIXED_OM | NEW | education | USD/gigalumen_year | us | us | 8926143517.4638
commercial lighting | 8ft LFL: LED Integrated Luminaire | 2048 | FIXED_OM | NEW | food sales | USD/gigalumen_year | us | us | 8926143517.4638
commercial lighting | 8ft LFL: LED Integrated Luminaire | 2048 | FIXED_OM | NEW | food service | USD/gigalumen_year | us | us | 8926143517.4638
commercial lighting | 8ft LFL: LED Integrated Luminaire | 2048 | FIXED_OM | NEW | health | USD/gigalumen_year | us | us | 8926143517.4638
commercial lighting | 8ft LFL: LED Integrated Luminaire | 2048 | FIXED_OM | NEW | lodging | USD/gigalumen_year | us | us | 8926143517.4638
commercial lighting | 8ft LFL: LED Integrated Luminaire | 2048 | FIXED_OM | NEW | merc/service | USD/gigalumen_year | us | us | 8926143517.4638
commercial lighting | 8ft LFL: LED Integrated Luminaire | 2048 | FIXED_OM | NEW | office-large | USD/gigalumen_year | us | us | 8926143517.4638
commercial lighting | 8ft LFL: LED Integrated Luminaire | 2048 | FIXED_OM | NEW | office-small | USD/gigalumen_year | us | us | 8926143517.4638
commercial lighting | 8ft LFL: LED Integrated Luminaire | 2048 | FIXED_OM | NEW | other | USD/gigalumen_year | us | us | 8926143517.4638
commercial lighting | 8ft LFL: LED Integrated Luminaire | 2048 | FIXED_OM | NEW | warehouse | USD/gigalumen_year | us | us | 8926143517.4638
commercial lighting | 8ft LFL: LED Integrated Luminaire | 2048 | FIXED_OM | REPLACEMENT | assembly | USD/gigalumen_year | us | us | 8926143517.4638
commercial lighting | 8ft LFL: LED Integrated Luminaire | 2048 | FIXED_OM | REPLACEMENT | education | USD/gigalumen_year | us | us | 8926143517.4638
commercial lighting | 8ft LFL: LED Integrated Luminaire | 2048 | FIXED_OM | REPLACEMENT | food sales | USD/gigalumen_year | us | us | 8926143517.4638
commercial lighting | 8ft LFL: LED Integrated Luminaire | 2048 | FIXED_OM | REPLACEMENT | food service | USD/gigalumen_year | us | us | 8926143517.4638
commercial lighting | 8ft LFL: LED Integrated Luminaire | 2048 | FIXED_OM | REPLACEMENT | health | USD/gigalumen_year | us | us | 8926143517.4638
commercial lighting | 8ft LFL: LED Integrated Luminaire | 2048 | FIXED_OM | REPLACEMENT | lodging | USD/gigalumen_year | us | us | 8926143517.4638
commercial lighting | 8ft LFL: LED Integrated Luminaire | 2048 | FIXED_OM | REPLACEMENT | merc/service | USD/gigalumen_year | us | us | 8926143517.4638
commercial lighting | 8ft LFL: LED Integrated Luminaire | 2048 | FIXED_OM | REPLACEMENT | office-large | USD/gigalumen_year | us | us | 8926143517.4638
commercial lighting | 8ft LFL: LED Integrated Luminaire | 2048 | FIXED_OM | REPLACEMENT | office-small | USD/gigalumen_year | us | us | 8926143517.4638
commercial lighting | 8ft LFL: LED Integrated Luminaire | 2048 | FIXED_OM | REPLACEMENT | other | USD/gigalumen_year | us | us | 8926143517.4638
commercial lighting | 8ft LFL: LED Integrated Luminaire | 2048 | FIXED_OM | REPLACEMENT | warehouse | USD/gigalumen_year | us | us | 8926143517.4638
commercial lighting | 8ft LFL: LED Integrated Luminaire | 2049 | CAPITAL | NEW | assembly | USD/gigalumen_year | us | us | 215636835500.835
commercial lighting | 8ft LFL: LED Integrated Luminaire | 2049 | CAPITAL | NEW | education | USD/gigalumen_year | us | us | 215636835500.835
commercial lighting | 8ft LFL: LED Integrated Luminaire | 2049 | CAPITAL | NEW | food sales | USD/gigalumen_year | us | us | 215636835500.835
commercial lighting | 8ft LFL: LED Integrated Luminaire | 2049 | CAPITAL | NEW | food service | USD/gigalumen_year | us | us | 215636835500.835
commercial lighting | 8ft LFL: LED Integrated Luminaire | 2049 | CAPITAL | NEW | health | USD/gigalumen_year | us | us | 215636835500.835
commercial lighting | 8ft LFL: LED Integrated Luminaire | 2049 | CAPITAL | NEW | lodging | USD/gigalumen_year | us | us | 215636835500.835
commercial lighting | 8ft LFL: LED Integrated Luminaire | 2049 | CAPITAL | NEW | merc/service | USD/gigalumen_year | us | us | 215636835500.835
commercial lighting | 8ft LFL: LED Integrated Luminaire | 2049 | CAPITAL | NEW | office-large | USD/gigalumen_year | us | us | 215636835500.835
commercial lighting | 8ft LFL: LED Integrated Luminaire | 2049 | CAPITAL | NEW | office-small | USD/gigalumen_year | us | us | 215636835500.835
commercial lighting | 8ft LFL: LED Integrated Luminaire | 2049 | CAPITAL | NEW | other | USD/gigalumen_year | us | us | 215636835500.835
commercial lighting | 8ft LFL: LED Integrated Luminaire | 2049 | CAPITAL | NEW | warehouse | USD/gigalumen_year | us | us | 215636835500.835
commercial lighting | 8ft LFL: LED Integrated Luminaire | 2049 | CAPITAL | REPLACEMENT | assembly | USD/gigalumen_year | us | us | 215636835500.835
commercial lighting | 8ft LFL: LED Integrated Luminaire | 2049 | CAPITAL | REPLACEMENT | education | USD/gigalumen_year | us | us | 215636835500.835
commercial lighting | 8ft LFL: LED Integrated Luminaire | 2049 | CAPITAL | REPLACEMENT | food sales | USD/gigalumen_year | us | us | 215636835500.835
commercial lighting | 8ft LFL: LED Integrated Luminaire | 2049 | CAPITAL | REPLACEMENT | food service | USD/gigalumen_year | us | us | 215636835500.835
commercial lighting | 8ft LFL: LED Integrated Luminaire | 2049 | CAPITAL | REPLACEMENT | health | USD/gigalumen_year | us | us | 215636835500.835
commercial lighting | 8ft LFL: LED Integrated Luminaire | 2049 | CAPITAL | REPLACEMENT | lodging | USD/gigalumen_year | us | us | 215636835500.835
commercial lighting | 8ft LFL: LED Integrated Luminaire | 2049 | CAPITAL | REPLACEMENT | merc/service | USD/gigalumen_year | us | us | 215636835500.835
commercial lighting | 8ft LFL: LED Integrated Luminaire | 2049 | CAPITAL | REPLACEMENT | office-large | USD/gigalumen_year | us | us | 215636835500.835
commercial lighting | 8ft LFL: LED Integrated Luminaire | 2049 | CAPITAL | REPLACEMENT | office-small | USD/gigalumen_year | us | us | 215636835500.835
commercial lighting | 8ft LFL: LED Integrated Luminaire | 2049 | CAPITAL | REPLACEMENT | other | USD/gigalumen_year | us | us | 215636835500.835
commercial lighting | 8ft LFL: LED Integrated Luminaire | 2049 | CAPITAL | REPLACEMENT | warehouse | USD/gigalumen_year | us | us | 215636835500.835
commercial lighting | 8ft LFL: LED Integrated Luminaire | 2049 | FIXED_OM | NEW | assembly | USD/gigalumen_year | us | us | 8926143517.4638
commercial lighting | 8ft LFL: LED Integrated Luminaire | 2049 | FIXED_OM | NEW | education | USD/gigalumen_year | us | us | 8926143517.4638
commercial lighting | 8ft LFL: LED Integrated Luminaire | 2049 | FIXED_OM | NEW | food sales | USD/gigalumen_year | us | us | 8926143517.4638
commercial lighting | 8ft LFL: LED Integrated Luminaire | 2049 | FIXED_OM | NEW | food service | USD/gigalumen_year | us | us | 8926143517.4638
commercial lighting | 8ft LFL: LED Integrated Luminaire | 2049 | FIXED_OM | NEW | health | USD/gigalumen_year | us | us | 8926143517.4638
commercial lighting | 8ft LFL: LED Integrated Luminaire | 2049 | FIXED_OM | NEW | lodging | USD/gigalumen_year | us | us | 8926143517.4638
commercial lighting | 8ft LFL: LED Integrated Luminaire | 2049 | FIXED_OM | NEW | merc/service | USD/gigalumen_year | us | us | 8926143517.4638
commercial lighting | 8ft LFL: LED Integrated Luminaire | 2049 | FIXED_OM | NEW | office-large | USD/gigalumen_year | us | us | 8926143517.4638
commercial lighting | 8ft LFL: LED Integrated Luminaire | 2049 | FIXED_OM | NEW | office-small | USD/gigalumen_year | us | us | 8926143517.4638
commercial lighting | 8ft LFL: LED Integrated Luminaire | 2049 | FIXED_OM | NEW | other | USD/gigalumen_year | us | us | 8926143517.4638
commercial lighting | 8ft LFL: LED Integrated Luminaire | 2049 | FIXED_OM | NEW | warehouse | USD/gigalumen_year | us | us | 8926143517.4638
commercial lighting | 8ft LFL: LED Integrated Luminaire | 2049 | FIXED_OM | REPLACEMENT | assembly | USD/gigalumen_year | us | us | 8926143517.4638
commercial lighting | 8ft LFL: LED Integrated Luminaire | 2049 | FIXED_OM | REPLACEMENT | education | USD/gigalumen_year | us | us | 8926143517.4638
commercial lighting | 8ft LFL: LED Integrated Luminaire | 2049 | FIXED_OM | REPLACEMENT | food sales | USD/gigalumen_year | us | us | 8926143517.4638
commercial lighting | 8ft LFL: LED Integrated Luminaire | 2049 | FIXED_OM | REPLACEMENT | food service | USD/gigalumen_year | us | us | 8926143517.4638
commercial lighting | 8ft LFL: LED Integrated Luminaire | 2049 | FIXED_OM | REPLACEMENT | health | USD/gigalumen_year | us | us | 8926143517.4638
commercial lighting | 8ft LFL: LED Integrated Luminaire | 2049 | FIXED_OM | REPLACEMENT | lodging | USD/gigalumen_year | us | us | 8926143517.4638
commercial lighting | 8ft LFL: LED Integrated Luminaire | 2049 | FIXED_OM | REPLACEMENT | merc/service | USD/gigalumen_year | us | us | 8926143517.4638
commercial lighting | 8ft LFL: LED Integrated Luminaire | 2049 | FIXED_OM | REPLACEMENT | office-large | USD/gigalumen_year | us | us | 8926143517.4638
commercial lighting | 8ft LFL: LED Integrated Luminaire | 2049 | FIXED_OM | REPLACEMENT | office-small | USD/gigalumen_year | us | us | 8926143517.4638
commercial lighting | 8ft LFL: LED Integrated Luminaire | 2049 | FIXED_OM | REPLACEMENT | other | USD/gigalumen_year | us | us | 8926143517.4638
commercial lighting | 8ft LFL: LED Integrated Luminaire | 2049 | FIXED_OM | REPLACEMENT | warehouse | USD/gigalumen_year | us | us | 8926143517.4638
commercial lighting | 8ft LFL: LED Integrated Luminaire | 2050 | CAPITAL | NEW | assembly | USD/gigalumen_year | us | us | 215636835500.835
commercial lighting | 8ft LFL: LED Integrated Luminaire | 2050 | CAPITAL | NEW | education | USD/gigalumen_year | us | us | 215636835500.835
commercial lighting | 8ft LFL: LED Integrated Luminaire | 2050 | CAPITAL | NEW | food sales | USD/gigalumen_year | us | us | 215636835500.835
commercial lighting | 8ft LFL: LED Integrated Luminaire | 2050 | CAPITAL | NEW | food service | USD/gigalumen_year | us | us | 215636835500.835
commercial lighting | 8ft LFL: LED Integrated Luminaire | 2050 | CAPITAL | NEW | health | USD/gigalumen_year | us | us | 215636835500.835
commercial lighting | 8ft LFL: LED Integrated Luminaire | 2050 | CAPITAL | NEW | lodging | USD/gigalumen_year | us | us | 215636835500.835
commercial lighting | 8ft LFL: LED Integrated Luminaire | 2050 | CAPITAL | NEW | merc/service | USD/gigalumen_year | us | us | 215636835500.835
commercial lighting | 8ft LFL: LED Integrated Luminaire | 2050 | CAPITAL | NEW | office-large | USD/gigalumen_year | us | us | 215636835500.835
commercial lighting | 8ft LFL: LED Integrated Luminaire | 2050 | CAPITAL | NEW | office-small | USD/gigalumen_year | us | us | 215636835500.835
commercial lighting | 8ft LFL: LED Integrated Luminaire | 2050 | CAPITAL | NEW | other | USD/gigalumen_year | us | us | 215636835500.835
commercial lighting | 8ft LFL: LED Integrated Luminaire | 2050 | CAPITAL | NEW | warehouse | USD/gigalumen_year | us | us | 215636835500.835
commercial lighting | 8ft LFL: LED Integrated Luminaire | 2050 | CAPITAL | REPLACEMENT | assembly | USD/gigalumen_year | us | us | 215636835500.835
commercial lighting | 8ft LFL: LED Integrated Luminaire | 2050 | CAPITAL | REPLACEMENT | education | USD/gigalumen_year | us | us | 215636835500.835
commercial lighting | 8ft LFL: LED Integrated Luminaire | 2050 | CAPITAL | REPLACEMENT | food sales | USD/gigalumen_year | us | us | 215636835500.835
commercial lighting | 8ft LFL: LED Integrated Luminaire | 2050 | CAPITAL | REPLACEMENT | food service | USD/gigalumen_year | us | us | 215636835500.835
commercial lighting | 8ft LFL: LED Integrated Luminaire | 2050 | CAPITAL | REPLACEMENT | health | USD/gigalumen_year | us | us | 215636835500.835
commercial lighting | 8ft LFL: LED Integrated Luminaire | 2050 | CAPITAL | REPLACEMENT | lodging | USD/gigalumen_year | us | us | 215636835500.835
commercial lighting | 8ft LFL: LED Integrated Luminaire | 2050 | CAPITAL | REPLACEMENT | merc/service | USD/gigalumen_year | us | us | 215636835500.835
commercial lighting | 8ft LFL: LED Integrated Luminaire | 2050 | CAPITAL | REPLACEMENT | office-large | USD/gigalumen_year | us | us | 215636835500.835
commercial lighting | 8ft LFL: LED Integrated Luminaire | 2050 | CAPITAL | REPLACEMENT | office-small | USD/gigalumen_year | us | us | 215636835500.835
commercial lighting | 8ft LFL: LED Integrated Luminaire | 2050 | CAPITAL | REPLACEMENT | other | USD/gigalumen_year | us | us | 215636835500.835
commercial lighting | 8ft LFL: LED Integrated Luminaire | 2050 | CAPITAL | REPLACEMENT | warehouse | USD/gigalumen_year | us | us | 215636835500.835
commercial lighting | 8ft LFL: LED Integrated Luminaire | 2050 | FIXED_OM | NEW | assembly | USD/gigalumen_year | us | us | 8926143517.4638
commercial lighting | 8ft LFL: LED Integrated Luminaire | 2050 | FIXED_OM | NEW | education | USD/gigalumen_year | us | us | 8926143517.4638
commercial lighting | 8ft LFL: LED Integrated Luminaire | 2050 | FIXED_OM | NEW | food sales | USD/gigalumen_year | us | us | 8926143517.4638
commercial lighting | 8ft LFL: LED Integrated Luminaire | 2050 | FIXED_OM | NEW | food service | USD/gigalumen_year | us | us | 8926143517.4638
commercial lighting | 8ft LFL: LED Integrated Luminaire | 2050 | FIXED_OM | NEW | health | USD/gigalumen_year | us | us | 8926143517.4638
commercial lighting | 8ft LFL: LED Integrated Luminaire | 2050 | FIXED_OM | NEW | lodging | USD/gigalumen_year | us | us | 8926143517.4638
commercial lighting | 8ft LFL: LED Integrated Luminaire | 2050 | FIXED_OM | NEW | merc/service | USD/gigalumen_year | us | us | 8926143517.4638
commercial lighting | 8ft LFL: LED Integrated Luminaire | 2050 | FIXED_OM | NEW | office-large | USD/gigalumen_year | us | us | 8926143517.4638
commercial lighting | 8ft LFL: LED Integrated Luminaire | 2050 | FIXED_OM | NEW | office-small | USD/gigalumen_year | us | us | 8926143517.4638
commercial lighting | 8ft LFL: LED Integrated Luminaire | 2050 | FIXED_OM | NEW | other | USD/gigalumen_year | us | us | 8926143517.4638
commercial lighting | 8ft LFL: LED Integrated Luminaire | 2050 | FIXED_OM | NEW | warehouse | USD/gigalumen_year | us | us | 8926143517.4638
commercial lighting | 8ft LFL: LED Integrated Luminaire | 2050 | FIXED_OM | REPLACEMENT | assembly | USD/gigalumen_year | us | us | 8926143517.4638
commercial lighting | 8ft LFL: LED Integrated Luminaire | 2050 | FIXED_OM | REPLACEMENT | education | USD/gigalumen_year | us | us | 8926143517.4638
commercial lighting | 8ft LFL: LED Integrated Luminaire | 2050 | FIXED_OM | REPLACEMENT | food sales | USD/gigalumen_year | us | us | 8926143517.4638
commercial lighting | 8ft LFL: LED Integrated Luminaire | 2050 | FIXED_OM | REPLACEMENT | food service | USD/gigalumen_year | us | us | 8926143517.4638
commercial lighting | 8ft LFL: LED Integrated Luminaire | 2050 | FIXED_OM | REPLACEMENT | health | USD/gigalumen_year | us | us | 8926143517.4638
commercial lighting | 8ft LFL: LED Integrated Luminaire | 2050 | FIXED_OM | REPLACEMENT | lodging | USD/gigalumen_year | us | us | 8926143517.4638
commercial lighting | 8ft LFL: LED Integrated Luminaire | 2050 | FIXED_OM | REPLACEMENT | merc/service | USD/gigalumen_year | us | us | 8926143517.4638
commercial lighting | 8ft LFL: LED Integrated Luminaire | 2050 | FIXED_OM | REPLACEMENT | office-large | USD/gigalumen_year | us | us | 8926143517.4638
commercial lighting | 8ft LFL: LED Integrated Luminaire | 2050 | FIXED_OM | REPLACEMENT | office-small | USD/gigalumen_year | us | us | 8926143517.4638
commercial lighting | 8ft LFL: LED Integrated Luminaire | 2050 | FIXED_OM | REPLACEMENT | other | USD/gigalumen_year | us | us | 8926143517.4638
commercial lighting | 8ft LFL: LED Integrated Luminaire | 2050 | FIXED_OM | REPLACEMENT | warehouse | USD/gigalumen_year | us | us | 8926143517.4638
commercial lighting | 8ft LFL: T8 F59 | 2020 | CAPITAL | NEW | assembly | USD/gigalumen_year | us | us | 112751286536.384
commercial lighting | 8ft LFL: T8 F59 | 2020 | CAPITAL | NEW | education | USD/gigalumen_year | us | us | 112751286536.384
commercial lighting | 8ft LFL: T8 F59 | 2020 | CAPITAL | NEW | food sales | USD/gigalumen_year | us | us | 112751286536.384
commercial lighting | 8ft LFL: T8 F59 | 2020 | CAPITAL | NEW | food service | USD/gigalumen_year | us | us | 112751286536.384
commercial lighting | 8ft LFL: T8 F59 | 2020 | CAPITAL | NEW | health | USD/gigalumen_year | us | us | 112751286536.384
commercial lighting | 8ft LFL: T8 F59 | 2020 | CAPITAL | NEW | lodging | USD/gigalumen_year | us | us | 112751286536.384
commercial lighting | 8ft LFL: T8 F59 | 2020 | CAPITAL | NEW | merc/service | USD/gigalumen_year | us | us | 112751286536.384
commercial lighting | 8ft LFL: T8 F59 | 2020 | CAPITAL | NEW | office-large | USD/gigalumen_year | us | us | 112751286536.384
commercial lighting | 8ft LFL: T8 F59 | 2020 | CAPITAL | NEW | office-small | USD/gigalumen_year | us | us | 112751286536.384
commercial lighting | 8ft LFL: T8 F59 | 2020 | CAPITAL | NEW | other | USD/gigalumen_year | us | us | 112751286536.384
commercial lighting | 8ft LFL: T8 F59 | 2020 | CAPITAL | NEW | warehouse | USD/gigalumen_year | us | us | 112751286536.384
commercial lighting | 8ft LFL: T8 F59 | 2020 | CAPITAL | REPLACEMENT | assembly | USD/gigalumen_year | us | us | 112751286536.384
commercial lighting | 8ft LFL: T8 F59 | 2020 | CAPITAL | REPLACEMENT | education | USD/gigalumen_year | us | us | 112751286536.384
commercial lighting | 8ft LFL: T8 F59 | 2020 | CAPITAL | REPLACEMENT | food sales | USD/gigalumen_year | us | us | 112751286536.384
commercial lighting | 8ft LFL: T8 F59 | 2020 | CAPITAL | REPLACEMENT | food service | USD/gigalumen_year | us | us | 112751286536.384
commercial lighting | 8ft LFL: T8 F59 | 2020 | CAPITAL | REPLACEMENT | health | USD/gigalumen_year | us | us | 112751286536.384
commercial lighting | 8ft LFL: T8 F59 | 2020 | CAPITAL | REPLACEMENT | lodging | USD/gigalumen_year | us | us | 112751286536.384
commercial lighting | 8ft LFL: T8 F59 | 2020 | CAPITAL | REPLACEMENT | merc/service | USD/gigalumen_year | us | us | 112751286536.384
commercial lighting | 8ft LFL: T8 F59 | 2020 | CAPITAL | REPLACEMENT | office-large | USD/gigalumen_year | us | us | 112751286536.384
commercial lighting | 8ft LFL: T8 F59 | 2020 | CAPITAL | REPLACEMENT | office-small | USD/gigalumen_year | us | us | 112751286536.384
commercial lighting | 8ft LFL: T8 F59 | 2020 | CAPITAL | REPLACEMENT | other | USD/gigalumen_year | us | us | 112751286536.384
commercial lighting | 8ft LFL: T8 F59 | 2020 | CAPITAL | REPLACEMENT | warehouse | USD/gigalumen_year | us | us | 112751286536.384
commercial lighting | 8ft LFL: T8 F59 | 2020 | FIXED_OM | NEW | assembly | USD/gigalumen_year | us | us | 6952996003.077
commercial lighting | 8ft LFL: T8 F59 | 2020 | FIXED_OM | NEW | education | USD/gigalumen_year | us | us | 6952996003.077
commercial lighting | 8ft LFL: T8 F59 | 2020 | FIXED_OM | NEW | food sales | USD/gigalumen_year | us | us | 6952996003.077
commercial lighting | 8ft LFL: T8 F59 | 2020 | FIXED_OM | NEW | food service | USD/gigalumen_year | us | us | 6952996003.077
commercial lighting | 8ft LFL: T8 F59 | 2020 | FIXED_OM | NEW | health | USD/gigalumen_year | us | us | 6952996003.077
commercial lighting | 8ft LFL: T8 F59 | 2020 | FIXED_OM | NEW | lodging | USD/gigalumen_year | us | us | 6952996003.077
commercial lighting | 8ft LFL: T8 F59 | 2020 | FIXED_OM | NEW | merc/service | USD/gigalumen_year | us | us | 6952996003.077
commercial lighting | 8ft LFL: T8 F59 | 2020 | FIXED_OM | NEW | office-large | USD/gigalumen_year | us | us | 6952996003.077
commercial lighting | 8ft LFL: T8 F59 | 2020 | FIXED_OM | NEW | office-small | USD/gigalumen_year | us | us | 6952996003.077
commercial lighting | 8ft LFL: T8 F59 | 2020 | FIXED_OM | NEW | other | USD/gigalumen_year | us | us | 6952996003.077
commercial lighting | 8ft LFL: T8 F59 | 2020 | FIXED_OM | NEW | warehouse | USD/gigalumen_year | us | us | 6952996003.077
commercial lighting | 8ft LFL: T8 F59 | 2020 | FIXED_OM | REPLACEMENT | assembly | USD/gigalumen_year | us | us | 6952996003.077
commercial lighting | 8ft LFL: T8 F59 | 2020 | FIXED_OM | REPLACEMENT | education | USD/gigalumen_year | us | us | 6952996003.077
commercial lighting | 8ft LFL: T8 F59 | 2020 | FIXED_OM | REPLACEMENT | food sales | USD/gigalumen_year | us | us | 6952996003.077
commercial lighting | 8ft LFL: T8 F59 | 2020 | FIXED_OM | REPLACEMENT | food service | USD/gigalumen_year | us | us | 6952996003.077
commercial lighting | 8ft LFL: T8 F59 | 2020 | FIXED_OM | REPLACEMENT | health | USD/gigalumen_year | us | us | 6952996003.077
commercial lighting | 8ft LFL: T8 F59 | 2020 | FIXED_OM | REPLACEMENT | lodging | USD/gigalumen_year | us | us | 6952996003.077
commercial lighting | 8ft LFL: T8 F59 | 2020 | FIXED_OM | REPLACEMENT | merc/service | USD/gigalumen_year | us | us | 6952996003.077
commercial lighting | 8ft LFL: T8 F59 | 2020 | FIXED_OM | REPLACEMENT | office-large | USD/gigalumen_year | us | us | 6952996003.077
commercial lighting | 8ft LFL: T8 F59 | 2020 | FIXED_OM | REPLACEMENT | office-small | USD/gigalumen_year | us | us | 6952996003.077
commercial lighting | 8ft LFL: T8 F59 | 2020 | FIXED_OM | REPLACEMENT | other | USD/gigalumen_year | us | us | 6952996003.077
commercial lighting | 8ft LFL: T8 F59 | 2020 | FIXED_OM | REPLACEMENT | warehouse | USD/gigalumen_year | us | us | 6952996003.077
commercial lighting | 8ft LFL: T8 F59 | 2021 | CAPITAL | NEW | assembly | USD/gigalumen_year | us | us | 112506992082.222
commercial lighting | 8ft LFL: T8 F59 | 2021 | CAPITAL | NEW | education | USD/gigalumen_year | us | us | 112506992082.222
commercial lighting | 8ft LFL: T8 F59 | 2021 | CAPITAL | NEW | food sales | USD/gigalumen_year | us | us | 112506992082.222
commercial lighting | 8ft LFL: T8 F59 | 2021 | CAPITAL | NEW | food service | USD/gigalumen_year | us | us | 112506992082.222
commercial lighting | 8ft LFL: T8 F59 | 2021 | CAPITAL | NEW | health | USD/gigalumen_year | us | us | 112506992082.222
commercial lighting | 8ft LFL: T8 F59 | 2021 | CAPITAL | NEW | lodging | USD/gigalumen_year | us | us | 112506992082.222
commercial lighting | 8ft LFL: T8 F59 | 2021 | CAPITAL | NEW | merc/service | USD/gigalumen_year | us | us | 112506992082.222
commercial lighting | 8ft LFL: T8 F59 | 2021 | CAPITAL | NEW | office-large | USD/gigalumen_year | us | us | 112506992082.222
commercial lighting | 8ft LFL: T8 F59 | 2021 | CAPITAL | NEW | office-small | USD/gigalumen_year | us | us | 112506992082.222
commercial lighting | 8ft LFL: T8 F59 | 2021 | CAPITAL | NEW | other | USD/gigalumen_year | us | us | 112506992082.222
commercial lighting | 8ft LFL: T8 F59 | 2021 | CAPITAL | NEW | warehouse | USD/gigalumen_year | us | us | 112506992082.222
commercial lighting | 8ft LFL: T8 F59 | 2021 | CAPITAL | REPLACEMENT | assembly | USD/gigalumen_year | us | us | 112506992082.222
commercial lighting | 8ft LFL: T8 F59 | 2021 | CAPITAL | REPLACEMENT | education | USD/gigalumen_year | us | us | 112506992082.222
commercial lighting | 8ft LFL: T8 F59 | 2021 | CAPITAL | REPLACEMENT | food sales | USD/gigalumen_year | us | us | 112506992082.222
commercial lighting | 8ft LFL: T8 F59 | 2021 | CAPITAL | REPLACEMENT | food service | USD/gigalumen_year | us | us | 112506992082.222
commercial lighting | 8ft LFL: T8 F59 | 2021 | CAPITAL | REPLACEMENT | health | USD/gigalumen_year | us | us | 112506992082.222
commercial lighting | 8ft LFL: T8 F59 | 2021 | CAPITAL | REPLACEMENT | lodging | USD/gigalumen_year | us | us | 112506992082.222
commercial lighting | 8ft LFL: T8 F59 | 2021 | CAPITAL | REPLACEMENT | merc/service | USD/gigalumen_year | us | us | 112506992082.222
commercial lighting | 8ft LFL: T8 F59 | 2021 | CAPITAL | REPLACEMENT | office-large | USD/gigalumen_year | us | us | 112506992082.222
commercial lighting | 8ft LFL: T8 F59 | 2021 | CAPITAL | REPLACEMENT | office-small | USD/gigalumen_year | us | us | 112506992082.222
commercial lighting | 8ft LFL: T8 F59 | 2021 | CAPITAL | REPLACEMENT | other | USD/gigalumen_year | us | us | 112506992082.222
commercial lighting | 8ft LFL: T8 F59 | 2021 | CAPITAL | REPLACEMENT | warehouse | USD/gigalumen_year | us | us | 112506992082.222
commercial lighting | 8ft LFL: T8 F59 | 2021 | FIXED_OM | NEW | assembly | USD/gigalumen_year | us | us | 6906016300.3535
commercial lighting | 8ft LFL: T8 F59 | 2021 | FIXED_OM | NEW | education | USD/gigalumen_year | us | us | 6906016300.3535
commercial lighting | 8ft LFL: T8 F59 | 2021 | FIXED_OM | NEW | food sales | USD/gigalumen_year | us | us | 6906016300.3535
commercial lighting | 8ft LFL: T8 F59 | 2021 | FIXED_OM | NEW | food service | USD/gigalumen_year | us | us | 6906016300.3535
commercial lighting | 8ft LFL: T8 F59 | 2021 | FIXED_OM | NEW | health | USD/gigalumen_year | us | us | 6906016300.3535
commercial lighting | 8ft LFL: T8 F59 | 2021 | FIXED_OM | NEW | lodging | USD/gigalumen_year | us | us | 6906016300.3535
commercial lighting | 8ft LFL: T8 F59 | 2021 | FIXED_OM | NEW | merc/service | USD/gigalumen_year | us | us | 6906016300.3535
commercial lighting | 8ft LFL: T8 F59 | 2021 | FIXED_OM | NEW | office-large | USD/gigalumen_year | us | us | 6906016300.3535
commercial lighting | 8ft LFL: T8 F59 | 2021 | FIXED_OM | NEW | office-small | USD/gigalumen_year | us | us | 6906016300.3535
commercial lighting | 8ft LFL: T8 F59 | 2021 | FIXED_OM | NEW | other | USD/gigalumen_year | us | us | 6906016300.3535
commercial lighting | 8ft LFL: T8 F59 | 2021 | FIXED_OM | NEW | warehouse | USD/gigalumen_year | us | us | 6906016300.3535
commercial lighting | 8ft LFL: T8 F59 | 2021 | FIXED_OM | REPLACEMENT | assembly | USD/gigalumen_year | us | us | 6906016300.3535
commercial lighting | 8ft LFL: T8 F59 | 2021 | FIXED_OM | REPLACEMENT | education | USD/gigalumen_year | us | us | 6906016300.3535
commercial lighting | 8ft LFL: T8 F59 | 2021 | FIXED_OM | REPLACEMENT | food sales | USD/gigalumen_year | us | us | 6906016300.3535
commercial lighting | 8ft LFL: T8 F59 | 2021 | FIXED_OM | REPLACEMENT | food service | USD/gigalumen_year | us | us | 6906016300.3535
commercial lighting | 8ft LFL: T8 F59 | 2021 | FIXED_OM | REPLACEMENT | health | USD/gigalumen_year | us | us | 6906016300.3535
commercial lighting | 8ft LFL: T8 F59 | 2021 | FIXED_OM | REPLACEMENT | lodging | USD/gigalumen_year | us | us | 6906016300.3535
commercial lighting | 8ft LFL: T8 F59 | 2021 | FIXED_OM | REPLACEMENT | merc/service | USD/gigalumen_year | us | us | 6906016300.3535
commercial lighting | 8ft LFL: T8 F59 | 2021 | FIXED_OM | REPLACEMENT | office-large | USD/gigalumen_year | us | us | 6906016300.3535
commercial lighting | 8ft LFL: T8 F59 | 2021 | FIXED_OM | REPLACEMENT | office-small | USD/gigalumen_year | us | us | 6906016300.3535
commercial lighting | 8ft LFL: T8 F59 | 2021 | FIXED_OM | REPLACEMENT | other | USD/gigalumen_year | us | us | 6906016300.3535
commercial lighting | 8ft LFL: T8 F59 | 2021 | FIXED_OM | REPLACEMENT | warehouse | USD/gigalumen_year | us | us | 6906016300.3535
commercial lighting | 8ft LFL: T8 F59 | 2022 | CAPITAL | NEW | assembly | USD/gigalumen_year | us | us | 112262697628.06
commercial lighting | 8ft LFL: T8 F59 | 2022 | CAPITAL | NEW | education | USD/gigalumen_year | us | us | 112262697628.06
commercial lighting | 8ft LFL: T8 F59 | 2022 | CAPITAL | NEW | food sales | USD/gigalumen_year | us | us | 112262697628.06
commercial lighting | 8ft LFL: T8 F59 | 2022 | CAPITAL | NEW | food service | USD/gigalumen_year | us | us | 112262697628.06
commercial lighting | 8ft LFL: T8 F59 | 2022 | CAPITAL | NEW | health | USD/gigalumen_year | us | us | 112262697628.06
commercial lighting | 8ft LFL: T8 F59 | 2022 | CAPITAL | NEW | lodging | USD/gigalumen_year | us | us | 112262697628.06
commercial lighting | 8ft LFL: T8 F59 | 2022 | CAPITAL | NEW | merc/service | USD/gigalumen_year | us | us | 112262697628.06
commercial lighting | 8ft LFL: T8 F59 | 2022 | CAPITAL | NEW | office-large | USD/gigalumen_year | us | us | 112262697628.06
commercial lighting | 8ft LFL: T8 F59 | 2022 | CAPITAL | NEW | office-small | USD/gigalumen_year | us | us | 112262697628.06
commercial lighting | 8ft LFL: T8 F59 | 2022 | CAPITAL | NEW | other | USD/gigalumen_year | us | us | 112262697628.06
commercial lighting | 8ft LFL: T8 F59 | 2022 | CAPITAL | NEW | warehouse | USD/gigalumen_year | us | us | 112262697628.06
commercial lighting | 8ft LFL: T8 F59 | 2022 | CAPITAL | REPLACEMENT | assembly | USD/gigalumen_year | us | us | 112262697628.06
commercial lighting | 8ft LFL: T8 F59 | 2022 | CAPITAL | REPLACEMENT | education | USD/gigalumen_year | us | us | 112262697628.06
commercial lighting | 8ft LFL: T8 F59 | 2022 | CAPITAL | REPLACEMENT | food sales | USD/gigalumen_year | us | us | 112262697628.06
commercial lighting | 8ft LFL: T8 F59 | 2022 | CAPITAL | REPLACEMENT | food service | USD/gigalumen_year | us | us | 112262697628.06
commercial lighting | 8ft LFL: T8 F59 | 2022 | CAPITAL | REPLACEMENT | health | USD/gigalumen_year | us | us | 112262697628.06
commercial lighting | 8ft LFL: T8 F59 | 2022 | CAPITAL | REPLACEMENT | lodging | USD/gigalumen_year | us | us | 112262697628.06
commercial lighting | 8ft LFL: T8 F59 | 2022 | CAPITAL | REPLACEMENT | merc/service | USD/gigalumen_year | us | us | 112262697628.06
commercial lighting | 8ft LFL: T8 F59 | 2022 | CAPITAL | REPLACEMENT | office-large | USD/gigalumen_year | us | us | 112262697628.06
commercial lighting | 8ft LFL: T8 F59 | 2022 | CAPITAL | REPLACEMENT | office-small | USD/gigalumen_year | us | us | 112262697628.06
commercial lighting | 8ft LFL: T8 F59 | 2022 | CAPITAL | REPLACEMENT | other | USD/gigalumen_year | us | us | 112262697628.06
commercial lighting | 8ft LFL: T8 F59 | 2022 | CAPITAL | REPLACEMENT | warehouse | USD/gigalumen_year | us | us | 112262697628.06
commercial lighting | 8ft LFL: T8 F59 | 2022 | FIXED_OM | NEW | assembly | USD/gigalumen_year | us | us | 6859036597.63
commercial lighting | 8ft LFL: T8 F59 | 2022 | FIXED_OM | NEW | education | USD/gigalumen_year | us | us | 6859036597.63
commercial lighting | 8ft LFL: T8 F59 | 2022 | FIXED_OM | NEW | food sales | USD/gigalumen_year | us | us | 6859036597.63
commercial lighting | 8ft LFL: T8 F59 | 2022 | FIXED_OM | NEW | food service | USD/gigalumen_year | us | us | 6859036597.63
commercial lighting | 8ft LFL: T8 F59 | 2022 | FIXED_OM | NEW | health | USD/gigalumen_year | us | us | 6859036597.63
commercial lighting | 8ft LFL: T8 F59 | 2022 | FIXED_OM | NEW | lodging | USD/gigalumen_year | us | us | 6859036597.63
commercial lighting | 8ft LFL: T8 F59 | 2022 | FIXED_OM | NEW | merc/service | USD/gigalumen_year | us | us | 6859036597.63
commercial lighting | 8ft LFL: T8 F59 | 2022 | FIXED_OM | NEW | office-large | USD/gigalumen_year | us | us | 6859036597.63
commercial lighting | 8ft LFL: T8 F59 | 2022 | FIXED_OM | NEW | office-small | USD/gigalumen_year | us | us | 6859036597.63
commercial lighting | 8ft LFL: T8 F59 | 2022 | FIXED_OM | NEW | other | USD/gigalumen_year | us | us | 6859036597.63
commercial lighting | 8ft LFL: T8 F59 | 2022 | FIXED_OM | NEW | warehouse | USD/gigalumen_year | us | us | 6859036597.63
commercial lighting | 8ft LFL: T8 F59 | 2022 | FIXED_OM | REPLACEMENT | assembly | USD/gigalumen_year | us | us | 6859036597.63
commercial lighting | 8ft LFL: T8 F59 | 2022 | FIXED_OM | REPLACEMENT | education | USD/gigalumen_year | us | us | 6859036597.63
commercial lighting | 8ft LFL: T8 F59 | 2022 | FIXED_OM | REPLACEMENT | food sales | USD/gigalumen_year | us | us | 6859036597.63
commercial lighting | 8ft LFL: T8 F59 | 2022 | FIXED_OM | REPLACEMENT | food service | USD/gigalumen_year | us | us | 6859036597.63
commercial lighting | 8ft LFL: T8 F59 | 2022 | FIXED_OM | REPLACEMENT | health | USD/gigalumen_year | us | us | 6859036597.63
commercial lighting | 8ft LFL: T8 F59 | 2022 | FIXED_OM | REPLACEMENT | lodging | USD/gigalumen_year | us | us | 6859036597.63
commercial lighting | 8ft LFL: T8 F59 | 2022 | FIXED_OM | REPLACEMENT | merc/service | USD/gigalumen_year | us | us | 6859036597.63
commercial lighting | 8ft LFL: T8 F59 | 2022 | FIXED_OM | REPLACEMENT | office-large | USD/gigalumen_year | us | us | 6859036597.63
commercial lighting | 8ft LFL: T8 F59 | 2022 | FIXED_OM | REPLACEMENT | office-small | USD/gigalumen_year | us | us | 6859036597.63
commercial lighting | 8ft LFL: T8 F59 | 2022 | FIXED_OM | REPLACEMENT | other | USD/gigalumen_year | us | us | 6859036597.63
commercial lighting | 8ft LFL: T8 F59 | 2022 | FIXED_OM | REPLACEMENT | warehouse | USD/gigalumen_year | us | us | 6859036597.63
commercial lighting | 8ft LFL: T8 F59 | 2023 | CAPITAL | NEW | assembly | USD/gigalumen_year | us | us | 112018403173.897
commercial lighting | 8ft LFL: T8 F59 | 2023 | CAPITAL | NEW | education | USD/gigalumen_year | us | us | 112018403173.897
commercial lighting | 8ft LFL: T8 F59 | 2023 | CAPITAL | NEW | food sales | USD/gigalumen_year | us | us | 112018403173.897
commercial lighting | 8ft LFL: T8 F59 | 2023 | CAPITAL | NEW | food service | USD/gigalumen_year | us | us | 112018403173.897
commercial lighting | 8ft LFL: T8 F59 | 2023 | CAPITAL | NEW | health | USD/gigalumen_year | us | us | 112018403173.897
commercial lighting | 8ft LFL: T8 F59 | 2023 | CAPITAL | NEW | lodging | USD/gigalumen_year | us | us | 112018403173.897
commercial lighting | 8ft LFL: T8 F59 | 2023 | CAPITAL | NEW | merc/service | USD/gigalumen_year | us | us | 112018403173.897
commercial lighting | 8ft LFL: T8 F59 | 2023 | CAPITAL | NEW | office-large | USD/gigalumen_year | us | us | 112018403173.897
commercial lighting | 8ft LFL: T8 F59 | 2023 | CAPITAL | NEW | office-small | USD/gigalumen_year | us | us | 112018403173.897
commercial lighting | 8ft LFL: T8 F59 | 2023 | CAPITAL | NEW | other | USD/gigalumen_year | us | us | 112018403173.897
commercial lighting | 8ft LFL: T8 F59 | 2023 | CAPITAL | NEW | warehouse | USD/gigalumen_year | us | us | 112018403173.897
commercial lighting | 8ft LFL: T8 F59 | 2023 | CAPITAL | REPLACEMENT | assembly | USD/gigalumen_year | us | us | 112018403173.897
commercial lighting | 8ft LFL: T8 F59 | 2023 | CAPITAL | REPLACEMENT | education | USD/gigalumen_year | us | us | 112018403173.897
commercial lighting | 8ft LFL: T8 F59 | 2023 | CAPITAL | REPLACEMENT | food sales | USD/gigalumen_year | us | us | 112018403173.897
commercial lighting | 8ft LFL: T8 F59 | 2023 | CAPITAL | REPLACEMENT | food service | USD/gigalumen_year | us | us | 112018403173.897
commercial lighting | 8ft LFL: T8 F59 | 2023 | CAPITAL | REPLACEMENT | health | USD/gigalumen_year | us | us | 112018403173.897
commercial lighting | 8ft LFL: T8 F59 | 2023 | CAPITAL | REPLACEMENT | lodging | USD/gigalumen_year | us | us | 112018403173.897
commercial lighting | 8ft LFL: T8 F59 | 2023 | CAPITAL | REPLACEMENT | merc/service | USD/gigalumen_year | us | us | 112018403173.897
commercial lighting | 8ft LFL: T8 F59 | 2023 | CAPITAL | REPLACEMENT | office-large | USD/gigalumen_year | us | us | 112018403173.897
commercial lighting | 8ft LFL: T8 F59 | 2023 | CAPITAL | REPLACEMENT | office-small | USD/gigalumen_year | us | us | 112018403173.897
commercial lighting | 8ft LFL: T8 F59 | 2023 | CAPITAL | REPLACEMENT | other | USD/gigalumen_year | us | us | 112018403173.897
commercial lighting | 8ft LFL: T8 F59 | 2023 | CAPITAL | REPLACEMENT | warehouse | USD/gigalumen_year | us | us | 112018403173.897
commercial lighting | 8ft LFL: T8 F59 | 2023 | FIXED_OM | NEW | assembly | USD/gigalumen_year | us | us | 6812056894.9066
commercial lighting | 8ft LFL: T8 F59 | 2023 | FIXED_OM | NEW | education | USD/gigalumen_year | us | us | 6812056894.9066
commercial lighting | 8ft LFL: T8 F59 | 2023 | FIXED_OM | NEW | food sales | USD/gigalumen_year | us | us | 6812056894.9066
commercial lighting | 8ft LFL: T8 F59 | 2023 | FIXED_OM | NEW | food service | USD/gigalumen_year | us | us | 6812056894.9066
commercial lighting | 8ft LFL: T8 F59 | 2023 | FIXED_OM | NEW | health | USD/gigalumen_year | us | us | 6812056894.9066
commercial lighting | 8ft LFL: T8 F59 | 2023 | FIXED_OM | NEW | lodging | USD/gigalumen_year | us | us | 6812056894.9066
commercial lighting | 8ft LFL: T8 F59 | 2023 | FIXED_OM | NEW | merc/service | USD/gigalumen_year | us | us | 6812056894.9066
commercial lighting | 8ft LFL: T8 F59 | 2023 | FIXED_OM | NEW | office-large | USD/gigalumen_year | us | us | 6812056894.9066
commercial lighting | 8ft LFL: T8 F59 | 2023 | FIXED_OM | NEW | office-small | USD/gigalumen_year | us | us | 6812056894.9066
commercial lighting | 8ft LFL: T8 F59 | 2023 | FIXED_OM | NEW | other | USD/gigalumen_year | us | us | 6812056894.9066
commercial lighting | 8ft LFL: T8 F59 | 2023 | FIXED_OM | NEW | warehouse | USD/gigalumen_year | us | us | 6812056894.9066
commercial lighting | 8ft LFL: T8 F59 | 2023 | FIXED_OM | REPLACEMENT | assembly | USD/gigalumen_year | us | us | 6812056894.9066
commercial lighting | 8ft LFL: T8 F59 | 2023 | FIXED_OM | REPLACEMENT | education | USD/gigalumen_year | us | us | 6812056894.9066
commercial lighting | 8ft LFL: T8 F59 | 2023 | FIXED_OM | REPLACEMENT | food sales | USD/gigalumen_year | us | us | 6812056894.9066
commercial lighting | 8ft LFL: T8 F59 | 2023 | FIXED_OM | REPLACEMENT | food service | USD/gigalumen_year | us | us | 6812056894.9066
commercial lighting | 8ft LFL: T8 F59 | 2023 | FIXED_OM | REPLACEMENT | health | USD/gigalumen_year | us | us | 6812056894.9066
commercial lighting | 8ft LFL: T8 F59 | 2023 | FIXED_OM | REPLACEMENT | lodging | USD/gigalumen_year | us | us | 6812056894.9066
commercial lighting | 8ft LFL: T8 F59 | 2023 | FIXED_OM | REPLACEMENT | merc/service | USD/gigalumen_year | us | us | 6812056894.9066
commercial lighting | 8ft LFL: T8 F59 | 2023 | FIXED_OM | REPLACEMENT | office-large | USD/gigalumen_year | us | us | 6812056894.9066
commercial lighting | 8ft LFL: T8 F59 | 2023 | FIXED_OM | REPLACEMENT | office-small | USD/gigalumen_year | us | us | 6812056894.9066
commercial lighting | 8ft LFL: T8 F59 | 2023 | FIXED_OM | REPLACEMENT | other | USD/gigalumen_year | us | us | 6812056894.9066
commercial lighting | 8ft LFL: T8 F59 | 2023 | FIXED_OM | REPLACEMENT | warehouse | USD/gigalumen_year | us | us | 6812056894.9066
commercial lighting | 8ft LFL: T8 F59 | 2024 | CAPITAL | NEW | assembly | USD/gigalumen_year | us | us | 111774108719.735
commercial lighting | 8ft LFL: T8 F59 | 2024 | CAPITAL | NEW | education | USD/gigalumen_year | us | us | 111774108719.735
commercial lighting | 8ft LFL: T8 F59 | 2024 | CAPITAL | NEW | food sales | USD/gigalumen_year | us | us | 111774108719.735
commercial lighting | 8ft LFL: T8 F59 | 2024 | CAPITAL | NEW | food service | USD/gigalumen_year | us | us | 111774108719.735
commercial lighting | 8ft LFL: T8 F59 | 2024 | CAPITAL | NEW | health | USD/gigalumen_year | us | us | 111774108719.735
commercial lighting | 8ft LFL: T8 F59 | 2024 | CAPITAL | NEW | lodging | USD/gigalumen_year | us | us | 111774108719.735
commercial lighting | 8ft LFL: T8 F59 | 2024 | CAPITAL | NEW | merc/service | USD/gigalumen_year | us | us | 111774108719.735
commercial lighting | 8ft LFL: T8 F59 | 2024 | CAPITAL | NEW | office-large | USD/gigalumen_year | us | us | 111774108719.735
commercial lighting | 8ft LFL: T8 F59 | 2024 | CAPITAL | NEW | office-small | USD/gigalumen_year | us | us | 111774108719.735
commercial lighting | 8ft LFL: T8 F59 | 2024 | CAPITAL | NEW | other | USD/gigalumen_year | us | us | 111774108719.735
commercial lighting | 8ft LFL: T8 F59 | 2024 | CAPITAL | NEW | warehouse | USD/gigalumen_year | us | us | 111774108719.735
commercial lighting | 8ft LFL: T8 F59 | 2024 | CAPITAL | REPLACEMENT | assembly | USD/gigalumen_year | us | us | 111774108719.735
commercial lighting | 8ft LFL: T8 F59 | 2024 | CAPITAL | REPLACEMENT | education | USD/gigalumen_year | us | us | 111774108719.735
commercial lighting | 8ft LFL: T8 F59 | 2024 | CAPITAL | REPLACEMENT | food sales | USD/gigalumen_year | us | us | 111774108719.735
commercial lighting | 8ft LFL: T8 F59 | 2024 | CAPITAL | REPLACEMENT | food service | USD/gigalumen_year | us | us | 111774108719.735
commercial lighting | 8ft LFL: T8 F59 | 2024 | CAPITAL | REPLACEMENT | health | USD/gigalumen_year | us | us | 111774108719.735
commercial lighting | 8ft LFL: T8 F59 | 2024 | CAPITAL | REPLACEMENT | lodging | USD/gigalumen_year | us | us | 111774108719.735
commercial lighting | 8ft LFL: T8 F59 | 2024 | CAPITAL | REPLACEMENT | merc/service | USD/gigalumen_year | us | us | 111774108719.735
commercial lighting | 8ft LFL: T8 F59 | 2024 | CAPITAL | REPLACEMENT | office-large | USD/gigalumen_year | us | us | 111774108719.735
commercial lighting | 8ft LFL: T8 F59 | 2024 | CAPITAL | REPLACEMENT | office-small | USD/gigalumen_year | us | us | 111774108719.735
commercial lighting | 8ft LFL: T8 F59 | 2024 | CAPITAL | REPLACEMENT | other | USD/gigalumen_year | us | us | 111774108719.735
commercial lighting | 8ft LFL: T8 F59 | 2024 | CAPITAL | REPLACEMENT | warehouse | USD/gigalumen_year | us | us | 111774108719.735
commercial lighting | 8ft LFL: T8 F59 | 2024 | FIXED_OM | NEW | assembly | USD/gigalumen_year | us | us | 6765077192.1831
commercial lighting | 8ft LFL: T8 F59 | 2024 | FIXED_OM | NEW | education | USD/gigalumen_year | us | us | 6765077192.1831
commercial lighting | 8ft LFL: T8 F59 | 2024 | FIXED_OM | NEW | food sales | USD/gigalumen_year | us | us | 6765077192.1831
commercial lighting | 8ft LFL: T8 F59 | 2024 | FIXED_OM | NEW | food service | USD/gigalumen_year | us | us | 6765077192.1831
commercial lighting | 8ft LFL: T8 F59 | 2024 | FIXED_OM | NEW | health | USD/gigalumen_year | us | us | 6765077192.1831
commercial lighting | 8ft LFL: T8 F59 | 2024 | FIXED_OM | NEW | lodging | USD/gigalumen_year | us | us | 6765077192.1831
commercial lighting | 8ft LFL: T8 F59 | 2024 | FIXED_OM | NEW | merc/service | USD/gigalumen_year | us | us | 6765077192.1831
commercial lighting | 8ft LFL: T8 F59 | 2024 | FIXED_OM | NEW | office-large | USD/gigalumen_year | us | us | 6765077192.1831
commercial lighting | 8ft LFL: T8 F59 | 2024 | FIXED_OM | NEW | office-small | USD/gigalumen_year | us | us | 6765077192.1831
commercial lighting | 8ft LFL: T8 F59 | 2024 | FIXED_OM | NEW | other | USD/gigalumen_year | us | us | 6765077192.1831
commercial lighting | 8ft LFL: T8 F59 | 2024 | FIXED_OM | NEW | warehouse | USD/gigalumen_year | us | us | 6765077192.1831
commercial lighting | 8ft LFL: T8 F59 | 2024 | FIXED_OM | REPLACEMENT | assembly | USD/gigalumen_year | us | us | 6765077192.1831
commercial lighting | 8ft LFL: T8 F59 | 2024 | FIXED_OM | REPLACEMENT | education | USD/gigalumen_year | us | us | 6765077192.1831
commercial lighting | 8ft LFL: T8 F59 | 2024 | FIXED_OM | REPLACEMENT | food sales | USD/gigalumen_year | us | us | 6765077192.1831
commercial lighting | 8ft LFL: T8 F59 | 2024 | FIXED_OM | REPLACEMENT | food service | USD/gigalumen_year | us | us | 6765077192.1831
commercial lighting | 8ft LFL: T8 F59 | 2024 | FIXED_OM | REPLACEMENT | health | USD/gigalumen_year | us | us | 6765077192.1831
commercial lighting | 8ft LFL: T8 F59 | 2024 | FIXED_OM | REPLACEMENT | lodging | USD/gigalumen_year | us | us | 6765077192.1831
commercial lighting | 8ft LFL: T8 F59 | 2024 | FIXED_OM | REPLACEMENT | merc/service | USD/gigalumen_year | us | us | 6765077192.1831
commercial lighting | 8ft LFL: T8 F59 | 2024 | FIXED_OM | REPLACEMENT | office-large | USD/gigalumen_year | us | us | 6765077192.1831
commercial lighting | 8ft LFL: T8 F59 | 2024 | FIXED_OM | REPLACEMENT | office-small | USD/gigalumen_year | us | us | 6765077192.1831
commercial lighting | 8ft LFL: T8 F59 | 2024 | FIXED_OM | REPLACEMENT | other | USD/gigalumen_year | us | us | 6765077192.1831
commercial lighting | 8ft LFL: T8 F59 | 2024 | FIXED_OM | REPLACEMENT | warehouse | USD/gigalumen_year | us | us | 6765077192.1831
commercial lighting | 8ft LFL: T8 F59 | 2025 | CAPITAL | NEW | assembly | USD/gigalumen_year | us | us | 111529814265.573
commercial lighting | 8ft LFL: T8 F59 | 2025 | CAPITAL | NEW | education | USD/gigalumen_year | us | us | 111529814265.573
commercial lighting | 8ft LFL: T8 F59 | 2025 | CAPITAL | NEW | food sales | USD/gigalumen_year | us | us | 111529814265.573
commercial lighting | 8ft LFL: T8 F59 | 2025 | CAPITAL | NEW | food service | USD/gigalumen_year | us | us | 111529814265.573
commercial lighting | 8ft LFL: T8 F59 | 2025 | CAPITAL | NEW | health | USD/gigalumen_year | us | us | 111529814265.573
commercial lighting | 8ft LFL: T8 F59 | 2025 | CAPITAL | NEW | lodging | USD/gigalumen_year | us | us | 111529814265.573
commercial lighting | 8ft LFL: T8 F59 | 2025 | CAPITAL | NEW | merc/service | USD/gigalumen_year | us | us | 111529814265.573
commercial lighting | 8ft LFL: T8 F59 | 2025 | CAPITAL | NEW | office-large | USD/gigalumen_year | us | us | 111529814265.573
commercial lighting | 8ft LFL: T8 F59 | 2025 | CAPITAL | NEW | office-small | USD/gigalumen_year | us | us | 111529814265.573
commercial lighting | 8ft LFL: T8 F59 | 2025 | CAPITAL | NEW | other | USD/gigalumen_year | us | us | 111529814265.573
commercial lighting | 8ft LFL: T8 F59 | 2025 | CAPITAL | NEW | warehouse | USD/gigalumen_year | us | us | 111529814265.573
commercial lighting | 8ft LFL: T8 F59 | 2025 | CAPITAL | REPLACEMENT | assembly | USD/gigalumen_year | us | us | 111529814265.573
commercial lighting | 8ft LFL: T8 F59 | 2025 | CAPITAL | REPLACEMENT | education | USD/gigalumen_year | us | us | 111529814265.573
commercial lighting | 8ft LFL: T8 F59 | 2025 | CAPITAL | REPLACEMENT | food sales | USD/gigalumen_year | us | us | 111529814265.573
commercial lighting | 8ft LFL: T8 F59 | 2025 | CAPITAL | REPLACEMENT | food service | USD/gigalumen_year | us | us | 111529814265.573
commercial lighting | 8ft LFL: T8 F59 | 2025 | CAPITAL | REPLACEMENT | health | USD/gigalumen_year | us | us | 111529814265.573
commercial lighting | 8ft LFL: T8 F59 | 2025 | CAPITAL | REPLACEMENT | lodging | USD/gigalumen_year | us | us | 111529814265.573
commercial lighting | 8ft LFL: T8 F59 | 2025 | CAPITAL | REPLACEMENT | merc/service | USD/gigalumen_year | us | us | 111529814265.573
commercial lighting | 8ft LFL: T8 F59 | 2025 | CAPITAL | REPLACEMENT | office-large | USD/gigalumen_year | us | us | 111529814265.573
commercial lighting | 8ft LFL: T8 F59 | 2025 | CAPITAL | REPLACEMENT | office-small | USD/gigalumen_year | us | us | 111529814265.573
commercial lighting | 8ft LFL: T8 F59 | 2025 | CAPITAL | REPLACEMENT | other | USD/gigalumen_year | us | us | 111529814265.573
commercial lighting | 8ft LFL: T8 F59 | 2025 | CAPITAL | REPLACEMENT | warehouse | USD/gigalumen_year | us | us | 111529814265.573
commercial lighting | 8ft LFL: T8 F59 | 2025 | FIXED_OM | NEW | assembly | USD/gigalumen_year | us | us | 6718097489.4596
commercial lighting | 8ft LFL: T8 F59 | 2025 | FIXED_OM | NEW | education | USD/gigalumen_year | us | us | 6718097489.4596
commercial lighting | 8ft LFL: T8 F59 | 2025 | FIXED_OM | NEW | food sales | USD/gigalumen_year | us | us | 6718097489.4596
commercial lighting | 8ft LFL: T8 F59 | 2025 | FIXED_OM | NEW | food service | USD/gigalumen_year | us | us | 6718097489.4596
commercial lighting | 8ft LFL: T8 F59 | 2025 | FIXED_OM | NEW | health | USD/gigalumen_year | us | us | 6718097489.4596
commercial lighting | 8ft LFL: T8 F59 | 2025 | FIXED_OM | NEW | lodging | USD/gigalumen_year | us | us | 6718097489.4596
commercial lighting | 8ft LFL: T8 F59 | 2025 | FIXED_OM | NEW | merc/service | USD/gigalumen_year | us | us | 6718097489.4596
commercial lighting | 8ft LFL: T8 F59 | 2025 | FIXED_OM | NEW | office-large | USD/gigalumen_year | us | us | 6718097489.4596
commercial lighting | 8ft LFL: T8 F59 | 2025 | FIXED_OM | NEW | office-small | USD/gigalumen_year | us | us | 6718097489.4596
commercial lighting | 8ft LFL: T8 F59 | 2025 | FIXED_OM | NEW | other | USD/gigalumen_year | us | us | 6718097489.4596
commercial lighting | 8ft LFL: T8 F59 | 2025 | FIXED_OM | NEW | warehouse | USD/gigalumen_year | us | us | 6718097489.4596
commercial lighting | 8ft LFL: T8 F59 | 2025 | FIXED_OM | REPLACEMENT | assembly | USD/gigalumen_year | us | us | 6718097489.4596
commercial lighting | 8ft LFL: T8 F59 | 2025 | FIXED_OM | REPLACEMENT | education | USD/gigalumen_year | us | us | 6718097489.4596
commercial lighting | 8ft LFL: T8 F59 | 2025 | FIXED_OM | REPLACEMENT | food sales | USD/gigalumen_year | us | us | 6718097489.4596
commercial lighting | 8ft LFL: T8 F59 | 2025 | FIXED_OM | REPLACEMENT | food service | USD/gigalumen_year | us | us | 6718097489.4596
commercial lighting | 8ft LFL: T8 F59 | 2025 | FIXED_OM | REPLACEMENT | health | USD/gigalumen_year | us | us | 6718097489.4596
commercial lighting | 8ft LFL: T8 F59 | 2025 | FIXED_OM | REPLACEMENT | lodging | USD/gigalumen_year | us | us | 6718097489.4596
commercial lighting | 8ft LFL: T8 F59 | 2025 | FIXED_OM | REPLACEMENT | merc/service | USD/gigalumen_year | us | us | 6718097489.4596
commercial lighting | 8ft LFL: T8 F59 | 2025 | FIXED_OM | REPLACEMENT | office-large | USD/gigalumen_year | us | us | 6718097489.4596
commercial lighting | 8ft LFL: T8 F59 | 2025 | FIXED_OM | REPLACEMENT | office-small | USD/gigalumen_year | us | us | 6718097489.4596
commercial lighting | 8ft LFL: T8 F59 | 2025 | FIXED_OM | REPLACEMENT | other | USD/gigalumen_year | us | us | 6718097489.4596
commercial lighting | 8ft LFL: T8 F59 | 2025 | FIXED_OM | REPLACEMENT | warehouse | USD/gigalumen_year | us | us | 6718097489.4596
commercial lighting | 8ft LFL: T8 F59 | 2026 | CAPITAL | NEW | assembly | USD/gigalumen_year | us | us | 111285519811.411
commercial lighting | 8ft LFL: T8 F59 | 2026 | CAPITAL | NEW | education | USD/gigalumen_year | us | us | 111285519811.411
commercial lighting | 8ft LFL: T8 F59 | 2026 | CAPITAL | NEW | food sales | USD/gigalumen_year | us | us | 111285519811.411
commercial lighting | 8ft LFL: T8 F59 | 2026 | CAPITAL | NEW | food service | USD/gigalumen_year | us | us | 111285519811.411
commercial lighting | 8ft LFL: T8 F59 | 2026 | CAPITAL | NEW | health | USD/gigalumen_year | us | us | 111285519811.411
commercial lighting | 8ft LFL: T8 F59 | 2026 | CAPITAL | NEW | lodging | USD/gigalumen_year | us | us | 111285519811.411
commercial lighting | 8ft LFL: T8 F59 | 2026 | CAPITAL | NEW | merc/service | USD/gigalumen_year | us | us | 111285519811.411
commercial lighting | 8ft LFL: T8 F59 | 2026 | CAPITAL | NEW | office-large | USD/gigalumen_year | us | us | 111285519811.411
commercial lighting | 8ft LFL: T8 F59 | 2026 | CAPITAL | NEW | office-small | USD/gigalumen_year | us | us | 111285519811.411
commercial lighting | 8ft LFL: T8 F59 | 2026 | CAPITAL | NEW | other | USD/gigalumen_year | us | us | 111285519811.411
commercial lighting | 8ft LFL: T8 F59 | 2026 | CAPITAL | NEW | warehouse | USD/gigalumen_year | us | us | 111285519811.411
commercial lighting | 8ft LFL: T8 F59 | 2026 | CAPITAL | REPLACEMENT | assembly | USD/gigalumen_year | us | us | 111285519811.411
commercial lighting | 8ft LFL: T8 F59 | 2026 | CAPITAL | REPLACEMENT | education | USD/gigalumen_year | us | us | 111285519811.411
commercial lighting | 8ft LFL: T8 F59 | 2026 | CAPITAL | REPLACEMENT | food sales | USD/gigalumen_year | us | us | 111285519811.411
commercial lighting | 8ft LFL: T8 F59 | 2026 | CAPITAL | REPLACEMENT | food service | USD/gigalumen_year | us | us | 111285519811.411
commercial lighting | 8ft LFL: T8 F59 | 2026 | CAPITAL | REPLACEMENT | health | USD/gigalumen_year | us | us | 111285519811.411
commercial lighting | 8ft LFL: T8 F59 | 2026 | CAPITAL | REPLACEMENT | lodging | USD/gigalumen_year | us | us | 111285519811.411
commercial lighting | 8ft LFL: T8 F59 | 2026 | CAPITAL | REPLACEMENT | merc/service | USD/gigalumen_year | us | us | 111285519811.411
commercial lighting | 8ft LFL: T8 F59 | 2026 | CAPITAL | REPLACEMENT | office-large | USD/gigalumen_year | us | us | 111285519811.411
commercial lighting | 8ft LFL: T8 F59 | 2026 | CAPITAL | REPLACEMENT | office-small | USD/gigalumen_year | us | us | 111285519811.411
commercial lighting | 8ft LFL: T8 F59 | 2026 | CAPITAL | REPLACEMENT | other | USD/gigalumen_year | us | us | 111285519811.411
commercial lighting | 8ft LFL: T8 F59 | 2026 | CAPITAL | REPLACEMENT | warehouse | USD/gigalumen_year | us | us | 111285519811.411
commercial lighting | 8ft LFL: T8 F59 | 2026 | FIXED_OM | NEW | assembly | USD/gigalumen_year | us | us | 6671117786.7361
commercial lighting | 8ft LFL: T8 F59 | 2026 | FIXED_OM | NEW | education | USD/gigalumen_year | us | us | 6671117786.7361
commercial lighting | 8ft LFL: T8 F59 | 2026 | FIXED_OM | NEW | food sales | USD/gigalumen_year | us | us | 6671117786.7361
commercial lighting | 8ft LFL: T8 F59 | 2026 | FIXED_OM | NEW | food service | USD/gigalumen_year | us | us | 6671117786.7361
commercial lighting | 8ft LFL: T8 F59 | 2026 | FIXED_OM | NEW | health | USD/gigalumen_year | us | us | 6671117786.7361
commercial lighting | 8ft LFL: T8 F59 | 2026 | FIXED_OM | NEW | lodging | USD/gigalumen_year | us | us | 6671117786.7361
commercial lighting | 8ft LFL: T8 F59 | 2026 | FIXED_OM | NEW | merc/service | USD/gigalumen_year | us | us | 6671117786.7361
commercial lighting | 8ft LFL: T8 F59 | 2026 | FIXED_OM | NEW | office-large | USD/gigalumen_year | us | us | 6671117786.7361
commercial lighting | 8ft LFL: T8 F59 | 2026 | FIXED_OM | NEW | office-small | USD/gigalumen_year | us | us | 6671117786.7361
commercial lighting | 8ft LFL: T8 F59 | 2026 | FIXED_OM | NEW | other | USD/gigalumen_year | us | us | 6671117786.7361
commercial lighting | 8ft LFL: T8 F59 | 2026 | FIXED_OM | NEW | warehouse | USD/gigalumen_year | us | us | 6671117786.7361
commercial lighting | 8ft LFL: T8 F59 | 2026 | FIXED_OM | REPLACEMENT | assembly | USD/gigalumen_year | us | us | 6671117786.7361
commercial lighting | 8ft LFL: T8 F59 | 2026 | FIXED_OM | REPLACEMENT | education | USD/gigalumen_year | us | us | 6671117786.7361
commercial lighting | 8ft LFL: T8 F59 | 2026 | FIXED_OM | REPLACEMENT | food sales | USD/gigalumen_year | us | us | 6671117786.7361
commercial lighting | 8ft LFL: T8 F59 | 2026 | FIXED_OM | REPLACEMENT | food service | USD/gigalumen_year | us | us | 6671117786.7361
commercial lighting | 8ft LFL: T8 F59 | 2026 | FIXED_OM | REPLACEMENT | health | USD/gigalumen_year | us | us | 6671117786.7361
commercial lighting | 8ft LFL: T8 F59 | 2026 | FIXED_OM | REPLACEMENT | lodging | USD/gigalumen_year | us | us | 6671117786.7361
commercial lighting | 8ft LFL: T8 F59 | 2026 | FIXED_OM | REPLACEMENT | merc/service | USD/gigalumen_year | us | us | 6671117786.7361
commercial lighting | 8ft LFL: T8 F59 | 2026 | FIXED_OM | REPLACEMENT | office-large | USD/gigalumen_year | us | us | 6671117786.7361
commercial lighting | 8ft LFL: T8 F59 | 2026 | FIXED_OM | REPLACEMENT | office-small | USD/gigalumen_year | us | us | 6671117786.7361
commercial lighting | 8ft LFL: T8 F59 | 2026 | FIXED_OM | REPLACEMENT | other | USD/gigalumen_year | us | us | 6671117786.7361
commercial lighting | 8ft LFL: T8 F59 | 2026 | FIXED_OM | REPLACEMENT | warehouse | USD/gigalumen_year | us | us | 6671117786.7361
commercial lighting | 8ft LFL: T8 F59 | 2027 | CAPITAL | NEW | assembly | USD/gigalumen_year | us | us | 111041225357.249
commercial lighting | 8ft LFL: T8 F59 | 2027 | CAPITAL | NEW | education | USD/gigalumen_year | us | us | 111041225357.249
commercial lighting | 8ft LFL: T8 F59 | 2027 | CAPITAL | NEW | food sales | USD/gigalumen_year | us | us | 111041225357.249
commercial lighting | 8ft LFL: T8 F59 | 2027 | CAPITAL | NEW | food service | USD/gigalumen_year | us | us | 111041225357.249
commercial lighting | 8ft LFL: T8 F59 | 2027 | CAPITAL | NEW | health | USD/gigalumen_year | us | us | 111041225357.249
commercial lighting | 8ft LFL: T8 F59 | 2027 | CAPITAL | NEW | lodging | USD/gigalumen_year | us | us | 111041225357.249
commercial lighting | 8ft LFL: T8 F59 | 2027 | CAPITAL | NEW | merc/service | USD/gigalumen_year | us | us | 111041225357.249
commercial lighting | 8ft LFL: T8 F59 | 2027 | CAPITAL | NEW | office-large | USD/gigalumen_year | us | us | 111041225357.249
commercial lighting | 8ft LFL: T8 F59 | 2027 | CAPITAL | NEW | office-small | USD/gigalumen_year | us | us | 111041225357.249
commercial lighting | 8ft LFL: T8 F59 | 2027 | CAPITAL | NEW | other | USD/gigalumen_year | us | us | 111041225357.249
commercial lighting | 8ft LFL: T8 F59 | 2027 | CAPITAL | NEW | warehouse | USD/gigalumen_year | us | us | 111041225357.249
commercial lighting | 8ft LFL: T8 F59 | 2027 | CAPITAL | REPLACEMENT | assembly | USD/gigalumen_year | us | us | 111041225357.249
commercial lighting | 8ft LFL: T8 F59 | 2027 | CAPITAL | REPLACEMENT | education | USD/gigalumen_year | us | us | 111041225357.249
commercial lighting | 8ft LFL: T8 F59 | 2027 | CAPITAL | REPLACEMENT | food sales | USD/gigalumen_year | us | us | 111041225357.249
commercial lighting | 8ft LFL: T8 F59 | 2027 | CAPITAL | REPLACEMENT | food service | USD/gigalumen_year | us | us | 111041225357.249
commercial lighting | 8ft LFL: T8 F59 | 2027 | CAPITAL | REPLACEMENT | health | USD/gigalumen_year | us | us | 111041225357.249
commercial lighting | 8ft LFL: T8 F59 | 2027 | CAPITAL | REPLACEMENT | lodging | USD/gigalumen_year | us | us | 111041225357.249
commercial lighting | 8ft LFL: T8 F59 | 2027 | CAPITAL | REPLACEMENT | merc/service | USD/gigalumen_year | us | us | 111041225357.249
commercial lighting | 8ft LFL: T8 F59 | 2027 | CAPITAL | REPLACEMENT | office-large | USD/gigalumen_year | us | us | 111041225357.249
commercial lighting | 8ft LFL: T8 F59 | 2027 | CAPITAL | REPLACEMENT | office-small | USD/gigalumen_year | us | us | 111041225357.249
commercial lighting | 8ft LFL: T8 F59 | 2027 | CAPITAL | REPLACEMENT | other | USD/gigalumen_year | us | us | 111041225357.249
commercial lighting | 8ft LFL: T8 F59 | 2027 | CAPITAL | REPLACEMENT | warehouse | USD/gigalumen_year | us | us | 111041225357.249
commercial lighting | 8ft LFL: T8 F59 | 2027 | FIXED_OM | NEW | assembly | USD/gigalumen_year | us | us | 6624138084.0126
commercial lighting | 8ft LFL: T8 F59 | 2027 | FIXED_OM | NEW | education | USD/gigalumen_year | us | us | 6624138084.0126
commercial lighting | 8ft LFL: T8 F59 | 2027 | FIXED_OM | NEW | food sales | USD/gigalumen_year | us | us | 6624138084.0126
commercial lighting | 8ft LFL: T8 F59 | 2027 | FIXED_OM | NEW | food service | USD/gigalumen_year | us | us | 6624138084.0126
commercial lighting | 8ft LFL: T8 F59 | 2027 | FIXED_OM | NEW | health | USD/gigalumen_year | us | us | 6624138084.0126
commercial lighting | 8ft LFL: T8 F59 | 2027 | FIXED_OM | NEW | lodging | USD/gigalumen_year | us | us | 6624138084.0126
commercial lighting | 8ft LFL: T8 F59 | 2027 | FIXED_OM | NEW | merc/service | USD/gigalumen_year | us | us | 6624138084.0126
commercial lighting | 8ft LFL: T8 F59 | 2027 | FIXED_OM | NEW | office-large | USD/gigalumen_year | us | us | 6624138084.0126
commercial lighting | 8ft LFL: T8 F59 | 2027 | FIXED_OM | NEW | office-small | USD/gigalumen_year | us | us | 6624138084.0126
commercial lighting | 8ft LFL: T8 F59 | 2027 | FIXED_OM | NEW | other | USD/gigalumen_year | us | us | 6624138084.0126
commercial lighting | 8ft LFL: T8 F59 | 2027 | FIXED_OM | NEW | warehouse | USD/gigalumen_year | us | us | 6624138084.0126
commercial lighting | 8ft LFL: T8 F59 | 2027 | FIXED_OM | REPLACEMENT | assembly | USD/gigalumen_year | us | us | 6624138084.0126
commercial lighting | 8ft LFL: T8 F59 | 2027 | FIXED_OM | REPLACEMENT | education | USD/gigalumen_year | us | us | 6624138084.0126
commercial lighting | 8ft LFL: T8 F59 | 2027 | FIXED_OM | REPLACEMENT | food sales | USD/gigalumen_year | us | us | 6624138084.0126
commercial lighting | 8ft LFL: T8 F59 | 2027 | FIXED_OM | REPLACEMENT | food service | USD/gigalumen_year | us | us | 6624138084.0126
commercial lighting | 8ft LFL: T8 F59 | 2027 | FIXED_OM | REPLACEMENT | health | USD/gigalumen_year | us | us | 6624138084.0126
commercial lighting | 8ft LFL: T8 F59 | 2027 | FIXED_OM | REPLACEMENT | lodging | USD/gigalumen_year | us | us | 6624138084.0126
commercial lighting | 8ft LFL: T8 F59 | 2027 | FIXED_OM | REPLACEMENT | merc/service | USD/gigalumen_year | us | us | 6624138084.0126
commercial lighting | 8ft LFL: T8 F59 | 2027 | FIXED_OM | REPLACEMENT | office-large | USD/gigalumen_year | us | us | 6624138084.0126
commercial lighting | 8ft LFL: T8 F59 | 2027 | FIXED_OM | REPLACEMENT | office-small | USD/gigalumen_year | us | us | 6624138084.0126
commercial lighting | 8ft LFL: T8 F59 | 2027 | FIXED_OM | REPLACEMENT | other | USD/gigalumen_year | us | us | 6624138084.0126
commercial lighting | 8ft LFL: T8 F59 | 2027 | FIXED_OM | REPLACEMENT | warehouse | USD/gigalumen_year | us | us | 6624138084.0126
commercial lighting | 8ft LFL: T8 F59 | 2028 | CAPITAL | NEW | assembly | USD/gigalumen_year | us | us | 110796930903.087
commercial lighting | 8ft LFL: T8 F59 | 2028 | CAPITAL | NEW | education | USD/gigalumen_year | us | us | 110796930903.087
commercial lighting | 8ft LFL: T8 F59 | 2028 | CAPITAL | NEW | food sales | USD/gigalumen_year | us | us | 110796930903.087
commercial lighting | 8ft LFL: T8 F59 | 2028 | CAPITAL | NEW | food service | USD/gigalumen_year | us | us | 110796930903.087
commercial lighting | 8ft LFL: T8 F59 | 2028 | CAPITAL | NEW | health | USD/gigalumen_year | us | us | 110796930903.087
commercial lighting | 8ft LFL: T8 F59 | 2028 | CAPITAL | NEW | lodging | USD/gigalumen_year | us | us | 110796930903.087
commercial lighting | 8ft LFL: T8 F59 | 2028 | CAPITAL | NEW | merc/service | USD/gigalumen_year | us | us | 110796930903.087
commercial lighting | 8ft LFL: T8 F59 | 2028 | CAPITAL | NEW | office-large | USD/gigalumen_year | us | us | 110796930903.087
commercial lighting | 8ft LFL: T8 F59 | 2028 | CAPITAL | NEW | office-small | USD/gigalumen_year | us | us | 110796930903.087
commercial lighting | 8ft LFL: T8 F59 | 2028 | CAPITAL | NEW | other | USD/gigalumen_year | us | us | 110796930903.087
commercial lighting | 8ft LFL: T8 F59 | 2028 | CAPITAL | NEW | warehouse | USD/gigalumen_year | us | us | 110796930903.087
commercial lighting | 8ft LFL: T8 F59 | 2028 | CAPITAL | REPLACEMENT | assembly | USD/gigalumen_year | us | us | 110796930903.087
commercial lighting | 8ft LFL: T8 F59 | 2028 | CAPITAL | REPLACEMENT | education | USD/gigalumen_year | us | us | 110796930903.087
commercial lighting | 8ft LFL: T8 F59 | 2028 | CAPITAL | REPLACEMENT | food sales | USD/gigalumen_year | us | us | 110796930903.087
commercial lighting | 8ft LFL: T8 F59 | 2028 | CAPITAL | REPLACEMENT | food service | USD/gigalumen_year | us | us | 110796930903.087
commercial lighting | 8ft LFL: T8 F59 | 2028 | CAPITAL | REPLACEMENT | health | USD/gigalumen_year | us | us | 110796930903.087
commercial lighting | 8ft LFL: T8 F59 | 2028 | CAPITAL | REPLACEMENT | lodging | USD/gigalumen_year | us | us | 110796930903.087
commercial lighting | 8ft LFL: T8 F59 | 2028 | CAPITAL | REPLACEMENT | merc/service | USD/gigalumen_year | us | us | 110796930903.087
commercial lighting | 8ft LFL: T8 F59 | 2028 | CAPITAL | REPLACEMENT | office-large | USD/gigalumen_year | us | us | 110796930903.087
commercial lighting | 8ft LFL: T8 F59 | 2028 | CAPITAL | REPLACEMENT | office-small | USD/gigalumen_year | us | us | 110796930903.087
commercial lighting | 8ft LFL: T8 F59 | 2028 | CAPITAL | REPLACEMENT | other | USD/gigalumen_year | us | us | 110796930903.087
commercial lighting | 8ft LFL: T8 F59 | 2028 | CAPITAL | REPLACEMENT | warehouse | USD/gigalumen_year | us | us | 110796930903.087
commercial lighting | 8ft LFL: T8 F59 | 2028 | FIXED_OM | NEW | assembly | USD/gigalumen_year | us | us | 6577158381.2891
commercial lighting | 8ft LFL: T8 F59 | 2028 | FIXED_OM | NEW | education | USD/gigalumen_year | us | us | 6577158381.2891
commercial lighting | 8ft LFL: T8 F59 | 2028 | FIXED_OM | NEW | food sales | USD/gigalumen_year | us | us | 6577158381.2891
commercial lighting | 8ft LFL: T8 F59 | 2028 | FIXED_OM | NEW | food service | USD/gigalumen_year | us | us | 6577158381.2891
commercial lighting | 8ft LFL: T8 F59 | 2028 | FIXED_OM | NEW | health | USD/gigalumen_year | us | us | 6577158381.2891
commercial lighting | 8ft LFL: T8 F59 | 2028 | FIXED_OM | NEW | lodging | USD/gigalumen_year | us | us | 6577158381.2891
commercial lighting | 8ft LFL: T8 F59 | 2028 | FIXED_OM | NEW | merc/service | USD/gigalumen_year | us | us | 6577158381.2891
commercial lighting | 8ft LFL: T8 F59 | 2028 | FIXED_OM | NEW | office-large | USD/gigalumen_year | us | us | 6577158381.2891
commercial lighting | 8ft LFL: T8 F59 | 2028 | FIXED_OM | NEW | office-small | USD/gigalumen_year | us | us | 6577158381.2891
commercial lighting | 8ft LFL: T8 F59 | 2028 | FIXED_OM | NEW | other | USD/gigalumen_year | us | us | 6577158381.2891
commercial lighting | 8ft LFL: T8 F59 | 2028 | FIXED_OM | NEW | warehouse | USD/gigalumen_year | us | us | 6577158381.2891
commercial lighting | 8ft LFL: T8 F59 | 2028 | FIXED_OM | REPLACEMENT | assembly | USD/gigalumen_year | us | us | 6577158381.2891
commercial lighting | 8ft LFL: T8 F59 | 2028 | FIXED_OM | REPLACEMENT | education | USD/gigalumen_year | us | us | 6577158381.2891
commercial lighting | 8ft LFL: T8 F59 | 2028 | FIXED_OM | REPLACEMENT | food sales | USD/gigalumen_year | us | us | 6577158381.2891
commercial lighting | 8ft LFL: T8 F59 | 2028 | FIXED_OM | REPLACEMENT | food service | USD/gigalumen_year | us | us | 6577158381.2891
commercial lighting | 8ft LFL: T8 F59 | 2028 | FIXED_OM | REPLACEMENT | health | USD/gigalumen_year | us | us | 6577158381.2891
commercial lighting | 8ft LFL: T8 F59 | 2028 | FIXED_OM | REPLACEMENT | lodging | USD/gigalumen_year | us | us | 6577158381.2891
commercial lighting | 8ft LFL: T8 F59 | 2028 | FIXED_OM | REPLACEMENT | merc/service | USD/gigalumen_year | us | us | 6577158381.2891
commercial lighting | 8ft LFL: T8 F59 | 2028 | FIXED_OM | REPLACEMENT | office-large | USD/gigalumen_year | us | us | 6577158381.2891
commercial lighting | 8ft LFL: T8 F59 | 2028 | FIXED_OM | REPLACEMENT | office-small | USD/gigalumen_year | us | us | 6577158381.2891
commercial lighting | 8ft LFL: T8 F59 | 2028 | FIXED_OM | REPLACEMENT | other | USD/gigalumen_year | us | us | 6577158381.2891
commercial lighting | 8ft LFL: T8 F59 | 2028 | FIXED_OM | REPLACEMENT | warehouse | USD/gigalumen_year | us | us | 6577158381.2891
commercial lighting | 8ft LFL: T8 F59 | 2029 | CAPITAL | NEW | assembly | USD/gigalumen_year | us | us | 110552636448.924
commercial lighting | 8ft LFL: T8 F59 | 2029 | CAPITAL | NEW | education | USD/gigalumen_year | us | us | 110552636448.924
commercial lighting | 8ft LFL: T8 F59 | 2029 | CAPITAL | NEW | food sales | USD/gigalumen_year | us | us | 110552636448.924
commercial lighting | 8ft LFL: T8 F59 | 2029 | CAPITAL | NEW | food service | USD/gigalumen_year | us | us | 110552636448.924
commercial lighting | 8ft LFL: T8 F59 | 2029 | CAPITAL | NEW | health | USD/gigalumen_year | us | us | 110552636448.924
commercial lighting | 8ft LFL: T8 F59 | 2029 | CAPITAL | NEW | lodging | USD/gigalumen_year | us | us | 110552636448.924
commercial lighting | 8ft LFL: T8 F59 | 2029 | CAPITAL | NEW | merc/service | USD/gigalumen_year | us | us | 110552636448.924
commercial lighting | 8ft LFL: T8 F59 | 2029 | CAPITAL | NEW | office-large | USD/gigalumen_year | us | us | 110552636448.924
commercial lighting | 8ft LFL: T8 F59 | 2029 | CAPITAL | NEW | office-small | USD/gigalumen_year | us | us | 110552636448.924
commercial lighting | 8ft LFL: T8 F59 | 2029 | CAPITAL | NEW | other | USD/gigalumen_year | us | us | 110552636448.924
commercial lighting | 8ft LFL: T8 F59 | 2029 | CAPITAL | NEW | warehouse | USD/gigalumen_year | us | us | 110552636448.924
commercial lighting | 8ft LFL: T8 F59 | 2029 | CAPITAL | REPLACEMENT | assembly | USD/gigalumen_year | us | us | 110552636448.924
commercial lighting | 8ft LFL: T8 F59 | 2029 | CAPITAL | REPLACEMENT | education | USD/gigalumen_year | us | us | 110552636448.924
commercial lighting | 8ft LFL: T8 F59 | 2029 | CAPITAL | REPLACEMENT | food sales | USD/gigalumen_year | us | us | 110552636448.924
commercial lighting | 8ft LFL: T8 F59 | 2029 | CAPITAL | REPLACEMENT | food service | USD/gigalumen_year | us | us | 110552636448.924
commercial lighting | 8ft LFL: T8 F59 | 2029 | CAPITAL | REPLACEMENT | health | USD/gigalumen_year | us | us | 110552636448.924
commercial lighting | 8ft LFL: T8 F59 | 2029 | CAPITAL | REPLACEMENT | lodging | USD/gigalumen_year | us | us | 110552636448.924
commercial lighting | 8ft LFL: T8 F59 | 2029 | CAPITAL | REPLACEMENT | merc/service | USD/gigalumen_year | us | us | 110552636448.924
commercial lighting | 8ft LFL: T8 F59 | 2029 | CAPITAL | REPLACEMENT | office-large | USD/gigalumen_year | us | us | 110552636448.924
commercial lighting | 8ft LFL: T8 F59 | 2029 | CAPITAL | REPLACEMENT | office-small | USD/gigalumen_year | us | us | 110552636448.924
commercial lighting | 8ft LFL: T8 F59 | 2029 | CAPITAL | REPLACEMENT | other | USD/gigalumen_year | us | us | 110552636448.924
commercial lighting | 8ft LFL: T8 F59 | 2029 | CAPITAL | REPLACEMENT | warehouse | USD/gigalumen_year | us | us | 110552636448.924
commercial lighting | 8ft LFL: T8 F59 | 2029 | FIXED_OM | NEW | assembly | USD/gigalumen_year | us | us | 6530178678.5656
commercial lighting | 8ft LFL: T8 F59 | 2029 | FIXED_OM | NEW | education | USD/gigalumen_year | us | us | 6530178678.5656
commercial lighting | 8ft LFL: T8 F59 | 2029 | FIXED_OM | NEW | food sales | USD/gigalumen_year | us | us | 6530178678.5656
commercial lighting | 8ft LFL: T8 F59 | 2029 | FIXED_OM | NEW | food service | USD/gigalumen_year | us | us | 6530178678.5656
commercial lighting | 8ft LFL: T8 F59 | 2029 | FIXED_OM | NEW | health | USD/gigalumen_year | us | us | 6530178678.5656
commercial lighting | 8ft LFL: T8 F59 | 2029 | FIXED_OM | NEW | lodging | USD/gigalumen_year | us | us | 6530178678.5656
commercial lighting | 8ft LFL: T8 F59 | 2029 | FIXED_OM | NEW | merc/service | USD/gigalumen_year | us | us | 6530178678.5656
commercial lighting | 8ft LFL: T8 F59 | 2029 | FIXED_OM | NEW | office-large | USD/gigalumen_year | us | us | 6530178678.5656
commercial lighting | 8ft LFL: T8 F59 | 2029 | FIXED_OM | NEW | office-small | USD/gigalumen_year | us | us | 6530178678.5656
commercial lighting | 8ft LFL: T8 F59 | 2029 | FIXED_OM | NEW | other | USD/gigalumen_year | us | us | 6530178678.5656
commercial lighting | 8ft LFL: T8 F59 | 2029 | FIXED_OM | NEW | warehouse | USD/gigalumen_year | us | us | 6530178678.5656
commercial lighting | 8ft LFL: T8 F59 | 2029 | FIXED_OM | REPLACEMENT | assembly | USD/gigalumen_year | us | us | 6530178678.5656
commercial lighting | 8ft LFL: T8 F59 | 2029 | FIXED_OM | REPLACEMENT | education | USD/gigalumen_year | us | us | 6530178678.5656
commercial lighting | 8ft LFL: T8 F59 | 2029 | FIXED_OM | REPLACEMENT | food sales | USD/gigalumen_year | us | us | 6530178678.5656
commercial lighting | 8ft LFL: T8 F59 | 2029 | FIXED_OM | REPLACEMENT | food service | USD/gigalumen_year | us | us | 6530178678.5656
commercial lighting | 8ft LFL: T8 F59 | 2029 | FIXED_OM | REPLACEMENT | health | USD/gigalumen_year | us | us | 6530178678.5656
commercial lighting | 8ft LFL: T8 F59 | 2029 | FIXED_OM | REPLACEMENT | lodging | USD/gigalumen_year | us | us | 6530178678.5656
commercial lighting | 8ft LFL: T8 F59 | 2029 | FIXED_OM | REPLACEMENT | merc/service | USD/gigalumen_year | us | us | 6530178678.5656
commercial lighting | 8ft LFL: T8 F59 | 2029 | FIXED_OM | REPLACEMENT | office-large | USD/gigalumen_year | us | us | 6530178678.5656
commercial lighting | 8ft LFL: T8 F59 | 2029 | FIXED_OM | REPLACEMENT | office-small | USD/gigalumen_year | us | us | 6530178678.5656
commercial lighting | 8ft LFL: T8 F59 | 2029 | FIXED_OM | REPLACEMENT | other | USD/gigalumen_year | us | us | 6530178678.5656
commercial lighting | 8ft LFL: T8 F59 | 2029 | FIXED_OM | REPLACEMENT | warehouse | USD/gigalumen_year | us | us | 6530178678.5656
commercial lighting | 8ft LFL: T8 F59 | 2030 | CAPITAL | NEW | assembly | USD/gigalumen_year | us | us | 110308341994.762
commercial lighting | 8ft LFL: T8 F59 | 2030 | CAPITAL | NEW | education | USD/gigalumen_year | us | us | 110308341994.762
commercial lighting | 8ft LFL: T8 F59 | 2030 | CAPITAL | NEW | food sales | USD/gigalumen_year | us | us | 110308341994.762
commercial lighting | 8ft LFL: T8 F59 | 2030 | CAPITAL | NEW | food service | USD/gigalumen_year | us | us | 110308341994.762
commercial lighting | 8ft LFL: T8 F59 | 2030 | CAPITAL | NEW | health | USD/gigalumen_year | us | us | 110308341994.762
commercial lighting | 8ft LFL: T8 F59 | 2030 | CAPITAL | NEW | lodging | USD/gigalumen_year | us | us | 110308341994.762
commercial lighting | 8ft LFL: T8 F59 | 2030 | CAPITAL | NEW | merc/service | USD/gigalumen_year | us | us | 110308341994.762
commercial lighting | 8ft LFL: T8 F59 | 2030 | CAPITAL | NEW | office-large | USD/gigalumen_year | us | us | 110308341994.762
commercial lighting | 8ft LFL: T8 F59 | 2030 | CAPITAL | NEW | office-small | USD/gigalumen_year | us | us | 110308341994.762
commercial lighting | 8ft LFL: T8 F59 | 2030 | CAPITAL | NEW | other | USD/gigalumen_year | us | us | 110308341994.762
commercial lighting | 8ft LFL: T8 F59 | 2030 | CAPITAL | NEW | warehouse | USD/gigalumen_year | us | us | 110308341994.762
commercial lighting | 8ft LFL: T8 F59 | 2030 | CAPITAL | REPLACEMENT | assembly | USD/gigalumen_year | us | us | 110308341994.762
commercial lighting | 8ft LFL: T8 F59 | 2030 | CAPITAL | REPLACEMENT | education | USD/gigalumen_year | us | us | 110308341994.762
commercial lighting | 8ft LFL: T8 F59 | 2030 | CAPITAL | REPLACEMENT | food sales | USD/gigalumen_year | us | us | 110308341994.762
commercial lighting | 8ft LFL: T8 F59 | 2030 | CAPITAL | REPLACEMENT | food service | USD/gigalumen_year | us | us | 110308341994.762
commercial lighting | 8ft LFL: T8 F59 | 2030 | CAPITAL | REPLACEMENT | health | USD/gigalumen_year | us | us | 110308341994.762
commercial lighting | 8ft LFL: T8 F59 | 2030 | CAPITAL | REPLACEMENT | lodging | USD/gigalumen_year | us | us | 110308341994.762
commercial lighting | 8ft LFL: T8 F59 | 2030 | CAPITAL | REPLACEMENT | merc/service | USD/gigalumen_year | us | us | 110308341994.762
commercial lighting | 8ft LFL: T8 F59 | 2030 | CAPITAL | REPLACEMENT | office-large | USD/gigalumen_year | us | us | 110308341994.762
commercial lighting | 8ft LFL: T8 F59 | 2030 | CAPITAL | REPLACEMENT | office-small | USD/gigalumen_year | us | us | 110308341994.762
commercial lighting | 8ft LFL: T8 F59 | 2030 | CAPITAL | REPLACEMENT | other | USD/gigalumen_year | us | us | 110308341994.762
commercial lighting | 8ft LFL: T8 F59 | 2030 | CAPITAL | REPLACEMENT | warehouse | USD/gigalumen_year | us | us | 110308341994.762
commercial lighting | 8ft LFL: T8 F59 | 2030 | FIXED_OM | NEW | assembly | USD/gigalumen_year | us | us | 6483198975.8421
commercial lighting | 8ft LFL: T8 F59 | 2030 | FIXED_OM | NEW | education | USD/gigalumen_year | us | us | 6483198975.8421
commercial lighting | 8ft LFL: T8 F59 | 2030 | FIXED_OM | NEW | food sales | USD/gigalumen_year | us | us | 6483198975.8421
commercial lighting | 8ft LFL: T8 F59 | 2030 | FIXED_OM | NEW | food service | USD/gigalumen_year | us | us | 6483198975.8421
commercial lighting | 8ft LFL: T8 F59 | 2030 | FIXED_OM | NEW | health | USD/gigalumen_year | us | us | 6483198975.8421
commercial lighting | 8ft LFL: T8 F59 | 2030 | FIXED_OM | NEW | lodging | USD/gigalumen_year | us | us | 6483198975.8421
commercial lighting | 8ft LFL: T8 F59 | 2030 | FIXED_OM | NEW | merc/service | USD/gigalumen_year | us | us | 6483198975.8421
commercial lighting | 8ft LFL: T8 F59 | 2030 | FIXED_OM | NEW | office-large | USD/gigalumen_year | us | us | 6483198975.8421
commercial lighting | 8ft LFL: T8 F59 | 2030 | FIXED_OM | NEW | office-small | USD/gigalumen_year | us | us | 6483198975.8421
commercial lighting | 8ft LFL: T8 F59 | 2030 | FIXED_OM | NEW | other | USD/gigalumen_year | us | us | 6483198975.8421
commercial lighting | 8ft LFL: T8 F59 | 2030 | FIXED_OM | NEW | warehouse | USD/gigalumen_year | us | us | 6483198975.8421
commercial lighting | 8ft LFL: T8 F59 | 2030 | FIXED_OM | REPLACEMENT | assembly | USD/gigalumen_year | us | us | 6483198975.8421
commercial lighting | 8ft LFL: T8 F59 | 2030 | FIXED_OM | REPLACEMENT | education | USD/gigalumen_year | us | us | 6483198975.8421
commercial lighting | 8ft LFL: T8 F59 | 2030 | FIXED_OM | REPLACEMENT | food sales | USD/gigalumen_year | us | us | 6483198975.8421
commercial lighting | 8ft LFL: T8 F59 | 2030 | FIXED_OM | REPLACEMENT | food service | USD/gigalumen_year | us | us | 6483198975.8421
commercial lighting | 8ft LFL: T8 F59 | 2030 | FIXED_OM | REPLACEMENT | health | USD/gigalumen_year | us | us | 6483198975.8421
commercial lighting | 8ft LFL: T8 F59 | 2030 | FIXED_OM | REPLACEMENT | lodging | USD/gigalumen_year | us | us | 6483198975.8421
commercial lighting | 8ft LFL: T8 F59 | 2030 | FIXED_OM | REPLACEMENT | merc/service | USD/gigalumen_year | us | us | 6483198975.8421
commercial lighting | 8ft LFL: T8 F59 | 2030 | FIXED_OM | REPLACEMENT | office-large | USD/gigalumen_year | us | us | 6483198975.8421
commercial lighting | 8ft LFL: T8 F59 | 2030 | FIXED_OM | REPLACEMENT | office-small | USD/gigalumen_year | us | us | 6483198975.8421
commercial lighting | 8ft LFL: T8 F59 | 2030 | FIXED_OM | REPLACEMENT | other | USD/gigalumen_year | us | us | 6483198975.8421
commercial lighting | 8ft LFL: T8 F59 | 2030 | FIXED_OM | REPLACEMENT | warehouse | USD/gigalumen_year | us | us | 6483198975.8421
commercial lighting | 8ft LFL: T8 F59 | 2031 | CAPITAL | NEW | assembly | USD/gigalumen_year | us | us | 110064047540.6
commercial lighting | 8ft LFL: T8 F59 | 2031 | CAPITAL | NEW | education | USD/gigalumen_year | us | us | 110064047540.6
commercial lighting | 8ft LFL: T8 F59 | 2031 | CAPITAL | NEW | food sales | USD/gigalumen_year | us | us | 110064047540.6
commercial lighting | 8ft LFL: T8 F59 | 2031 | CAPITAL | NEW | food service | USD/gigalumen_year | us | us | 110064047540.6
commercial lighting | 8ft LFL: T8 F59 | 2031 | CAPITAL | NEW | health | USD/gigalumen_year | us | us | 110064047540.6
commercial lighting | 8ft LFL: T8 F59 | 2031 | CAPITAL | NEW | lodging | USD/gigalumen_year | us | us | 110064047540.6
commercial lighting | 8ft LFL: T8 F59 | 2031 | CAPITAL | NEW | merc/service | USD/gigalumen_year | us | us | 110064047540.6
commercial lighting | 8ft LFL: T8 F59 | 2031 | CAPITAL | NEW | office-large | USD/gigalumen_year | us | us | 110064047540.6
commercial lighting | 8ft LFL: T8 F59 | 2031 | CAPITAL | NEW | office-small | USD/gigalumen_year | us | us | 110064047540.6
commercial lighting | 8ft LFL: T8 F59 | 2031 | CAPITAL | NEW | other | USD/gigalumen_year | us | us | 110064047540.6
commercial lighting | 8ft LFL: T8 F59 | 2031 | CAPITAL | NEW | warehouse | USD/gigalumen_year | us | us | 110064047540.6
commercial lighting | 8ft LFL: T8 F59 | 2031 | CAPITAL | REPLACEMENT | assembly | USD/gigalumen_year | us | us | 110064047540.6
commercial lighting | 8ft LFL: T8 F59 | 2031 | CAPITAL | REPLACEMENT | education | USD/gigalumen_year | us | us | 110064047540.6
commercial lighting | 8ft LFL: T8 F59 | 2031 | CAPITAL | REPLACEMENT | food sales | USD/gigalumen_year | us | us | 110064047540.6
commercial lighting | 8ft LFL: T8 F59 | 2031 | CAPITAL | REPLACEMENT | food service | USD/gigalumen_year | us | us | 110064047540.6
commercial lighting | 8ft LFL: T8 F59 | 2031 | CAPITAL | REPLACEMENT | health | USD/gigalumen_year | us | us | 110064047540.6
commercial lighting | 8ft LFL: T8 F59 | 2031 | CAPITAL | REPLACEMENT | lodging | USD/gigalumen_year | us | us | 110064047540.6
commercial lighting | 8ft LFL: T8 F59 | 2031 | CAPITAL | REPLACEMENT | merc/service | USD/gigalumen_year | us | us | 110064047540.6
commercial lighting | 8ft LFL: T8 F59 | 2031 | CAPITAL | REPLACEMENT | office-large | USD/gigalumen_year | us | us | 110064047540.6
commercial lighting | 8ft LFL: T8 F59 | 2031 | CAPITAL | REPLACEMENT | office-small | USD/gigalumen_year | us | us | 110064047540.6
commercial lighting | 8ft LFL: T8 F59 | 2031 | CAPITAL | REPLACEMENT | other | USD/gigalumen_year | us | us | 110064047540.6
commercial lighting | 8ft LFL: T8 F59 | 2031 | CAPITAL | REPLACEMENT | warehouse | USD/gigalumen_year | us | us | 110064047540.6
commercial lighting | 8ft LFL: T8 F59 | 2031 | FIXED_OM | NEW | assembly | USD/gigalumen_year | us | us | 6436219273.1186
commercial lighting | 8ft LFL: T8 F59 | 2031 | FIXED_OM | NEW | education | USD/gigalumen_year | us | us | 6436219273.1186
commercial lighting | 8ft LFL: T8 F59 | 2031 | FIXED_OM | NEW | food sales | USD/gigalumen_year | us | us | 6436219273.1186
commercial lighting | 8ft LFL: T8 F59 | 2031 | FIXED_OM | NEW | food service | USD/gigalumen_year | us | us | 6436219273.1186
commercial lighting | 8ft LFL: T8 F59 | 2031 | FIXED_OM | NEW | health | USD/gigalumen_year | us | us | 6436219273.1186
commercial lighting | 8ft LFL: T8 F59 | 2031 | FIXED_OM | NEW | lodging | USD/gigalumen_year | us | us | 6436219273.1186
commercial lighting | 8ft LFL: T8 F59 | 2031 | FIXED_OM | NEW | merc/service | USD/gigalumen_year | us | us | 6436219273.1186
commercial lighting | 8ft LFL: T8 F59 | 2031 | FIXED_OM | NEW | office-large | USD/gigalumen_year | us | us | 6436219273.1186
commercial lighting | 8ft LFL: T8 F59 | 2031 | FIXED_OM | NEW | office-small | USD/gigalumen_year | us | us | 6436219273.1186
commercial lighting | 8ft LFL: T8 F59 | 2031 | FIXED_OM | NEW | other | USD/gigalumen_year | us | us | 6436219273.1186
commercial lighting | 8ft LFL: T8 F59 | 2031 | FIXED_OM | NEW | warehouse | USD/gigalumen_year | us | us | 6436219273.1186
commercial lighting | 8ft LFL: T8 F59 | 2031 | FIXED_OM | REPLACEMENT | assembly | USD/gigalumen_year | us | us | 6436219273.1186
commercial lighting | 8ft LFL: T8 F59 | 2031 | FIXED_OM | REPLACEMENT | education | USD/gigalumen_year | us | us | 6436219273.1186
commercial lighting | 8ft LFL: T8 F59 | 2031 | FIXED_OM | REPLACEMENT | food sales | USD/gigalumen_year | us | us | 6436219273.1186
commercial lighting | 8ft LFL: T8 F59 | 2031 | FIXED_OM | REPLACEMENT | food service | USD/gigalumen_year | us | us | 6436219273.1186
commercial lighting | 8ft LFL: T8 F59 | 2031 | FIXED_OM | REPLACEMENT | health | USD/gigalumen_year | us | us | 6436219273.1186
commercial lighting | 8ft LFL: T8 F59 | 2031 | FIXED_OM | REPLACEMENT | lodging | USD/gigalumen_year | us | us | 6436219273.1186
commercial lighting | 8ft LFL: T8 F59 | 2031 | FIXED_OM | REPLACEMENT | merc/service | USD/gigalumen_year | us | us | 6436219273.1186
commercial lighting | 8ft LFL: T8 F59 | 2031 | FIXED_OM | REPLACEMENT | office-large | USD/gigalumen_year | us | us | 6436219273.1186
commercial lighting | 8ft LFL: T8 F59 | 2031 | FIXED_OM | REPLACEMENT | office-small | USD/gigalumen_year | us | us | 6436219273.1186
commercial lighting | 8ft LFL: T8 F59 | 2031 | FIXED_OM | REPLACEMENT | other | USD/gigalumen_year | us | us | 6436219273.1186
commercial lighting | 8ft LFL: T8 F59 | 2031 | FIXED_OM | REPLACEMENT | warehouse | USD/gigalumen_year | us | us | 6436219273.1186
commercial lighting | 8ft LFL: T8 F59 | 2032 | CAPITAL | NEW | assembly | USD/gigalumen_year | us | us | 109819753086.438
commercial lighting | 8ft LFL: T8 F59 | 2032 | CAPITAL | NEW | education | USD/gigalumen_year | us | us | 109819753086.438
commercial lighting | 8ft LFL: T8 F59 | 2032 | CAPITAL | NEW | food sales | USD/gigalumen_year | us | us | 109819753086.438
commercial lighting | 8ft LFL: T8 F59 | 2032 | CAPITAL | NEW | food service | USD/gigalumen_year | us | us | 109819753086.438
commercial lighting | 8ft LFL: T8 F59 | 2032 | CAPITAL | NEW | health | USD/gigalumen_year | us | us | 109819753086.438
commercial lighting | 8ft LFL: T8 F59 | 2032 | CAPITAL | NEW | lodging | USD/gigalumen_year | us | us | 109819753086.438
commercial lighting | 8ft LFL: T8 F59 | 2032 | CAPITAL | NEW | merc/service | USD/gigalumen_year | us | us | 109819753086.438
commercial lighting | 8ft LFL: T8 F59 | 2032 | CAPITAL | NEW | office-large | USD/gigalumen_year | us | us | 109819753086.438
commercial lighting | 8ft LFL: T8 F59 | 2032 | CAPITAL | NEW | office-small | USD/gigalumen_year | us | us | 109819753086.438
commercial lighting | 8ft LFL: T8 F59 | 2032 | CAPITAL | NEW | other | USD/gigalumen_year | us | us | 109819753086.438
commercial lighting | 8ft LFL: T8 F59 | 2032 | CAPITAL | NEW | warehouse | USD/gigalumen_year | us | us | 109819753086.438
commercial lighting | 8ft LFL: T8 F59 | 2032 | CAPITAL | REPLACEMENT | assembly | USD/gigalumen_year | us | us | 109819753086.438
commercial lighting | 8ft LFL: T8 F59 | 2032 | CAPITAL | REPLACEMENT | education | USD/gigalumen_year | us | us | 109819753086.438
commercial lighting | 8ft LFL: T8 F59 | 2032 | CAPITAL | REPLACEMENT | food sales | USD/gigalumen_year | us | us | 109819753086.438
commercial lighting | 8ft LFL: T8 F59 | 2032 | CAPITAL | REPLACEMENT | food service | USD/gigalumen_year | us | us | 109819753086.438
commercial lighting | 8ft LFL: T8 F59 | 2032 | CAPITAL | REPLACEMENT | health | USD/gigalumen_year | us | us | 109819753086.438
commercial lighting | 8ft LFL: T8 F59 | 2032 | CAPITAL | REPLACEMENT | lodging | USD/gigalumen_year | us | us | 109819753086.438
commercial lighting | 8ft LFL: T8 F59 | 2032 | CAPITAL | REPLACEMENT | merc/service | USD/gigalumen_year | us | us | 109819753086.438
commercial lighting | 8ft LFL: T8 F59 | 2032 | CAPITAL | REPLACEMENT | office-large | USD/gigalumen_year | us | us | 109819753086.438
commercial lighting | 8ft LFL: T8 F59 | 2032 | CAPITAL | REPLACEMENT | office-small | USD/gigalumen_year | us | us | 109819753086.438
commercial lighting | 8ft LFL: T8 F59 | 2032 | CAPITAL | REPLACEMENT | other | USD/gigalumen_year | us | us | 109819753086.438
commercial lighting | 8ft LFL: T8 F59 | 2032 | CAPITAL | REPLACEMENT | warehouse | USD/gigalumen_year | us | us | 109819753086.438
commercial lighting | 8ft LFL: T8 F59 | 2032 | FIXED_OM | NEW | assembly | USD/gigalumen_year | us | us | 6389239570.3951
commercial lighting | 8ft LFL: T8 F59 | 2032 | FIXED_OM | NEW | education | USD/gigalumen_year | us | us | 6389239570.3951
commercial lighting | 8ft LFL: T8 F59 | 2032 | FIXED_OM | NEW | food sales | USD/gigalumen_year | us | us | 6389239570.3951
commercial lighting | 8ft LFL: T8 F59 | 2032 | FIXED_OM | NEW | food service | USD/gigalumen_year | us | us | 6389239570.3951
commercial lighting | 8ft LFL: T8 F59 | 2032 | FIXED_OM | NEW | health | USD/gigalumen_year | us | us | 6389239570.3951
commercial lighting | 8ft LFL: T8 F59 | 2032 | FIXED_OM | NEW | lodging | USD/gigalumen_year | us | us | 6389239570.3951
commercial lighting | 8ft LFL: T8 F59 | 2032 | FIXED_OM | NEW | merc/service | USD/gigalumen_year | us | us | 6389239570.3951
commercial lighting | 8ft LFL: T8 F59 | 2032 | FIXED_OM | NEW | office-large | USD/gigalumen_year | us | us | 6389239570.3951
commercial lighting | 8ft LFL: T8 F59 | 2032 | FIXED_OM | NEW | office-small | USD/gigalumen_year | us | us | 6389239570.3951
commercial lighting | 8ft LFL: T8 F59 | 2032 | FIXED_OM | NEW | other | USD/gigalumen_year | us | us | 6389239570.3951
commercial lighting | 8ft LFL: T8 F59 | 2032 | FIXED_OM | NEW | warehouse | USD/gigalumen_year | us | us | 6389239570.3951
commercial lighting | 8ft LFL: T8 F59 | 2032 | FIXED_OM | REPLACEMENT | assembly | USD/gigalumen_year | us | us | 6389239570.3951
commercial lighting | 8ft LFL: T8 F59 | 2032 | FIXED_OM | REPLACEMENT | education | USD/gigalumen_year | us | us | 6389239570.3951
commercial lighting | 8ft LFL: T8 F59 | 2032 | FIXED_OM | REPLACEMENT | food sales | USD/gigalumen_year | us | us | 6389239570.3951
commercial lighting | 8ft LFL: T8 F59 | 2032 | FIXED_OM | REPLACEMENT | food service | USD/gigalumen_year | us | us | 6389239570.3951
commercial lighting | 8ft LFL: T8 F59 | 2032 | FIXED_OM | REPLACEMENT | health | USD/gigalumen_year | us | us | 6389239570.3951
commercial lighting | 8ft LFL: T8 F59 | 2032 | FIXED_OM | REPLACEMENT | lodging | USD/gigalumen_year | us | us | 6389239570.3951
commercial lighting | 8ft LFL: T8 F59 | 2032 | FIXED_OM | REPLACEMENT | merc/service | USD/gigalumen_year | us | us | 6389239570.3951
commercial lighting | 8ft LFL: T8 F59 | 2032 | FIXED_OM | REPLACEMENT | office-large | USD/gigalumen_year | us | us | 6389239570.3951
commercial lighting | 8ft LFL: T8 F59 | 2032 | FIXED_OM | REPLACEMENT | office-small | USD/gigalumen_year | us | us | 6389239570.3951
commercial lighting | 8ft LFL: T8 F59 | 2032 | FIXED_OM | REPLACEMENT | other | USD/gigalumen_year | us | us | 6389239570.3951
commercial lighting | 8ft LFL: T8 F59 | 2032 | FIXED_OM | REPLACEMENT | warehouse | USD/gigalumen_year | us | us | 6389239570.3951
commercial lighting | 8ft LFL: T8 F59 | 2033 | CAPITAL | NEW | assembly | USD/gigalumen_year | us | us | 109575458632.276
commercial lighting | 8ft LFL: T8 F59 | 2033 | CAPITAL | NEW | education | USD/gigalumen_year | us | us | 109575458632.276
commercial lighting | 8ft LFL: T8 F59 | 2033 | CAPITAL | NEW | food sales | USD/gigalumen_year | us | us | 109575458632.276
commercial lighting | 8ft LFL: T8 F59 | 2033 | CAPITAL | NEW | food service | USD/gigalumen_year | us | us | 109575458632.276
commercial lighting | 8ft LFL: T8 F59 | 2033 | CAPITAL | NEW | health | USD/gigalumen_year | us | us | 109575458632.276
commercial lighting | 8ft LFL: T8 F59 | 2033 | CAPITAL | NEW | lodging | USD/gigalumen_year | us | us | 109575458632.276
commercial lighting | 8ft LFL: T8 F59 | 2033 | CAPITAL | NEW | merc/service | USD/gigalumen_year | us | us | 109575458632.276
commercial lighting | 8ft LFL: T8 F59 | 2033 | CAPITAL | NEW | office-large | USD/gigalumen_year | us | us | 109575458632.276
commercial lighting | 8ft LFL: T8 F59 | 2033 | CAPITAL | NEW | office-small | USD/gigalumen_year | us | us | 109575458632.276
commercial lighting | 8ft LFL: T8 F59 | 2033 | CAPITAL | NEW | other | USD/gigalumen_year | us | us | 109575458632.276
commercial lighting | 8ft LFL: T8 F59 | 2033 | CAPITAL | NEW | warehouse | USD/gigalumen_year | us | us | 109575458632.276
commercial lighting | 8ft LFL: T8 F59 | 2033 | CAPITAL | REPLACEMENT | assembly | USD/gigalumen_year | us | us | 109575458632.276
commercial lighting | 8ft LFL: T8 F59 | 2033 | CAPITAL | REPLACEMENT | education | USD/gigalumen_year | us | us | 109575458632.276
commercial lighting | 8ft LFL: T8 F59 | 2033 | CAPITAL | REPLACEMENT | food sales | USD/gigalumen_year | us | us | 109575458632.276
commercial lighting | 8ft LFL: T8 F59 | 2033 | CAPITAL | REPLACEMENT | food service | USD/gigalumen_year | us | us | 109575458632.276
commercial lighting | 8ft LFL: T8 F59 | 2033 | CAPITAL | REPLACEMENT | health | USD/gigalumen_year | us | us | 109575458632.276
commercial lighting | 8ft LFL: T8 F59 | 2033 | CAPITAL | REPLACEMENT | lodging | USD/gigalumen_year | us | us | 109575458632.276
commercial lighting | 8ft LFL: T8 F59 | 2033 | CAPITAL | REPLACEMENT | merc/service | USD/gigalumen_year | us | us | 109575458632.276
commercial lighting | 8ft LFL: T8 F59 | 2033 | CAPITAL | REPLACEMENT | office-large | USD/gigalumen_year | us | us | 109575458632.276
commercial lighting | 8ft LFL: T8 F59 | 2033 | CAPITAL | REPLACEMENT | office-small | USD/gigalumen_year | us | us | 109575458632.276
commercial lighting | 8ft LFL: T8 F59 | 2033 | CAPITAL | REPLACEMENT | other | USD/gigalumen_year | us | us | 109575458632.276
commercial lighting | 8ft LFL: T8 F59 | 2033 | CAPITAL | REPLACEMENT | warehouse | USD/gigalumen_year | us | us | 109575458632.276
commercial lighting | 8ft LFL: T8 F59 | 2033 | FIXED_OM | NEW | assembly | USD/gigalumen_year | us | us | 6342259867.6716
commercial lighting | 8ft LFL: T8 F59 | 2033 | FIXED_OM | NEW | education | USD/gigalumen_year | us | us | 6342259867.6716
commercial lighting | 8ft LFL: T8 F59 | 2033 | FIXED_OM | NEW | food sales | USD/gigalumen_year | us | us | 6342259867.6716
commercial lighting | 8ft LFL: T8 F59 | 2033 | FIXED_OM | NEW | food service | USD/gigalumen_year | us | us | 6342259867.6716
commercial lighting | 8ft LFL: T8 F59 | 2033 | FIXED_OM | NEW | health | USD/gigalumen_year | us | us | 6342259867.6716
commercial lighting | 8ft LFL: T8 F59 | 2033 | FIXED_OM | NEW | lodging | USD/gigalumen_year | us | us | 6342259867.6716
commercial lighting | 8ft LFL: T8 F59 | 2033 | FIXED_OM | NEW | merc/service | USD/gigalumen_year | us | us | 6342259867.6716
commercial lighting | 8ft LFL: T8 F59 | 2033 | FIXED_OM | NEW | office-large | USD/gigalumen_year | us | us | 6342259867.6716
commercial lighting | 8ft LFL: T8 F59 | 2033 | FIXED_OM | NEW | office-small | USD/gigalumen_year | us | us | 6342259867.6716
commercial lighting | 8ft LFL: T8 F59 | 2033 | FIXED_OM | NEW | other | USD/gigalumen_year | us | us | 6342259867.6716
commercial lighting | 8ft LFL: T8 F59 | 2033 | FIXED_OM | NEW | warehouse | USD/gigalumen_year | us | us | 6342259867.6716
commercial lighting | 8ft LFL: T8 F59 | 2033 | FIXED_OM | REPLACEMENT | assembly | USD/gigalumen_year | us | us | 6342259867.6716
commercial lighting | 8ft LFL: T8 F59 | 2033 | FIXED_OM | REPLACEMENT | education | USD/gigalumen_year | us | us | 6342259867.6716
commercial lighting | 8ft LFL: T8 F59 | 2033 | FIXED_OM | REPLACEMENT | food sales | USD/gigalumen_year | us | us | 6342259867.6716
commercial lighting | 8ft LFL: T8 F59 | 2033 | FIXED_OM | REPLACEMENT | food service | USD/gigalumen_year | us | us | 6342259867.6716
commercial lighting | 8ft LFL: T8 F59 | 2033 | FIXED_OM | REPLACEMENT | health | USD/gigalumen_year | us | us | 6342259867.6716
commercial lighting | 8ft LFL: T8 F59 | 2033 | FIXED_OM | REPLACEMENT | lodging | USD/gigalumen_year | us | us | 6342259867.6716
commercial lighting | 8ft LFL: T8 F59 | 2033 | FIXED_OM | REPLACEMENT | merc/service | USD/gigalumen_year | us | us | 6342259867.6716
commercial lighting | 8ft LFL: T8 F59 | 2033 | FIXED_OM | REPLACEMENT | office-large | USD/gigalumen_year | us | us | 6342259867.6716
commercial lighting | 8ft LFL: T8 F59 | 2033 | FIXED_OM | REPLACEMENT | office-small | USD/gigalumen_year | us | us | 6342259867.6716
commercial lighting | 8ft LFL: T8 F59 | 2033 | FIXED_OM | REPLACEMENT | other | USD/gigalumen_year | us | us | 6342259867.6716
commercial lighting | 8ft LFL: T8 F59 | 2033 | FIXED_OM | REPLACEMENT | warehouse | USD/gigalumen_year | us | us | 6342259867.6716
commercial lighting | 8ft LFL: T8 F59 | 2034 | CAPITAL | NEW | assembly | USD/gigalumen_year | us | us | 109331164178.114
commercial lighting | 8ft LFL: T8 F59 | 2034 | CAPITAL | NEW | education | USD/gigalumen_year | us | us | 109331164178.114
commercial lighting | 8ft LFL: T8 F59 | 2034 | CAPITAL | NEW | food sales | USD/gigalumen_year | us | us | 109331164178.114
commercial lighting | 8ft LFL: T8 F59 | 2034 | CAPITAL | NEW | food service | USD/gigalumen_year | us | us | 109331164178.114
commercial lighting | 8ft LFL: T8 F59 | 2034 | CAPITAL | NEW | health | USD/gigalumen_year | us | us | 109331164178.114
commercial lighting | 8ft LFL: T8 F59 | 2034 | CAPITAL | NEW | lodging | USD/gigalumen_year | us | us | 109331164178.114
commercial lighting | 8ft LFL: T8 F59 | 2034 | CAPITAL | NEW | merc/service | USD/gigalumen_year | us | us | 109331164178.114
commercial lighting | 8ft LFL: T8 F59 | 2034 | CAPITAL | NEW | office-large | USD/gigalumen_year | us | us | 109331164178.114
commercial lighting | 8ft LFL: T8 F59 | 2034 | CAPITAL | NEW | office-small | USD/gigalumen_year | us | us | 109331164178.114
commercial lighting | 8ft LFL: T8 F59 | 2034 | CAPITAL | NEW | other | USD/gigalumen_year | us | us | 109331164178.114
commercial lighting | 8ft LFL: T8 F59 | 2034 | CAPITAL | NEW | warehouse | USD/gigalumen_year | us | us | 109331164178.114
commercial lighting | 8ft LFL: T8 F59 | 2034 | CAPITAL | REPLACEMENT | assembly | USD/gigalumen_year | us | us | 109331164178.114
commercial lighting | 8ft LFL: T8 F59 | 2034 | CAPITAL | REPLACEMENT | education | USD/gigalumen_year | us | us | 109331164178.114
commercial lighting | 8ft LFL: T8 F59 | 2034 | CAPITAL | REPLACEMENT | food sales | USD/gigalumen_year | us | us | 109331164178.114
commercial lighting | 8ft LFL: T8 F59 | 2034 | CAPITAL | REPLACEMENT | food service | USD/gigalumen_year | us | us | 109331164178.114
commercial lighting | 8ft LFL: T8 F59 | 2034 | CAPITAL | REPLACEMENT | health | USD/gigalumen_year | us | us | 109331164178.114
commercial lighting | 8ft LFL: T8 F59 | 2034 | CAPITAL | REPLACEMENT | lodging | USD/gigalumen_year | us | us | 109331164178.114
commercial lighting | 8ft LFL: T8 F59 | 2034 | CAPITAL | REPLACEMENT | merc/service | USD/gigalumen_year | us | us | 109331164178.114
commercial lighting | 8ft LFL: T8 F59 | 2034 | CAPITAL | REPLACEMENT | office-large | USD/gigalumen_year | us | us | 109331164178.114
commercial lighting | 8ft LFL: T8 F59 | 2034 | CAPITAL | REPLACEMENT | office-small | USD/gigalumen_year | us | us | 109331164178.114
commercial lighting | 8ft LFL: T8 F59 | 2034 | CAPITAL | REPLACEMENT | other | USD/gigalumen_year | us | us | 109331164178.114
commercial lighting | 8ft LFL: T8 F59 | 2034 | CAPITAL | REPLACEMENT | warehouse | USD/gigalumen_year | us | us | 109331164178.114
commercial lighting | 8ft LFL: T8 F59 | 2034 | FIXED_OM | NEW | assembly | USD/gigalumen_year | us | us | 6295280164.9481
commercial lighting | 8ft LFL: T8 F59 | 2034 | FIXED_OM | NEW | education | USD/gigalumen_year | us | us | 6295280164.9481
commercial lighting | 8ft LFL: T8 F59 | 2034 | FIXED_OM | NEW | food sales | USD/gigalumen_year | us | us | 6295280164.9481
commercial lighting | 8ft LFL: T8 F59 | 2034 | FIXED_OM | NEW | food service | USD/gigalumen_year | us | us | 6295280164.9481
commercial lighting | 8ft LFL: T8 F59 | 2034 | FIXED_OM | NEW | health | USD/gigalumen_year | us | us | 6295280164.9481
commercial lighting | 8ft LFL: T8 F59 | 2034 | FIXED_OM | NEW | lodging | USD/gigalumen_year | us | us | 6295280164.9481
commercial lighting | 8ft LFL: T8 F59 | 2034 | FIXED_OM | NEW | merc/service | USD/gigalumen_year | us | us | 6295280164.9481
commercial lighting | 8ft LFL: T8 F59 | 2034 | FIXED_OM | NEW | office-large | USD/gigalumen_year | us | us | 6295280164.9481
commercial lighting | 8ft LFL: T8 F59 | 2034 | FIXED_OM | NEW | office-small | USD/gigalumen_year | us | us | 6295280164.9481
commercial lighting | 8ft LFL: T8 F59 | 2034 | FIXED_OM | NEW | other | USD/gigalumen_year | us | us | 6295280164.9481
commercial lighting | 8ft LFL: T8 F59 | 2034 | FIXED_OM | NEW | warehouse | USD/gigalumen_year | us | us | 6295280164.9481
commercial lighting | 8ft LFL: T8 F59 | 2034 | FIXED_OM | REPLACEMENT | assembly | USD/gigalumen_year | us | us | 6295280164.9481
commercial lighting | 8ft LFL: T8 F59 | 2034 | FIXED_OM | REPLACEMENT | education | USD/gigalumen_year | us | us | 6295280164.9481
commercial lighting | 8ft LFL: T8 F59 | 2034 | FIXED_OM | REPLACEMENT | food sales | USD/gigalumen_year | us | us | 6295280164.9481
commercial lighting | 8ft LFL: T8 F59 | 2034 | FIXED_OM | REPLACEMENT | food service | USD/gigalumen_year | us | us | 6295280164.9481
commercial lighting | 8ft LFL: T8 F59 | 2034 | FIXED_OM | REPLACEMENT | health | USD/gigalumen_year | us | us | 6295280164.9481
commercial lighting | 8ft LFL: T8 F59 | 2034 | FIXED_OM | REPLACEMENT | lodging | USD/gigalumen_year | us | us | 6295280164.9481
commercial lighting | 8ft LFL: T8 F59 | 2034 | FIXED_OM | REPLACEMENT | merc/service | USD/gigalumen_year | us | us | 6295280164.9481
commercial lighting | 8ft LFL: T8 F59 | 2034 | FIXED_OM | REPLACEMENT | office-large | USD/gigalumen_year | us | us | 6295280164.9481
commercial lighting | 8ft LFL: T8 F59 | 2034 | FIXED_OM | REPLACEMENT | office-small | USD/gigalumen_year | us | us | 6295280164.9481
commercial lighting | 8ft LFL: T8 F59 | 2034 | FIXED_OM | REPLACEMENT | other | USD/gigalumen_year | us | us | 6295280164.9481
commercial lighting | 8ft LFL: T8 F59 | 2034 | FIXED_OM | REPLACEMENT | warehouse | USD/gigalumen_year | us | us | 6295280164.9481
commercial lighting | 8ft LFL: T8 F59 | 2035 | CAPITAL | NEW | assembly | USD/gigalumen_year | us | us | 109086869723.951
commercial lighting | 8ft LFL: T8 F59 | 2035 | CAPITAL | NEW | education | USD/gigalumen_year | us | us | 109086869723.951
commercial lighting | 8ft LFL: T8 F59 | 2035 | CAPITAL | NEW | food sales | USD/gigalumen_year | us | us | 109086869723.951
commercial lighting | 8ft LFL: T8 F59 | 2035 | CAPITAL | NEW | food service | USD/gigalumen_year | us | us | 109086869723.951
commercial lighting | 8ft LFL: T8 F59 | 2035 | CAPITAL | NEW | health | USD/gigalumen_year | us | us | 109086869723.951
commercial lighting | 8ft LFL: T8 F59 | 2035 | CAPITAL | NEW | lodging | USD/gigalumen_year | us | us | 109086869723.951
commercial lighting | 8ft LFL: T8 F59 | 2035 | CAPITAL | NEW | merc/service | USD/gigalumen_year | us | us | 109086869723.951
commercial lighting | 8ft LFL: T8 F59 | 2035 | CAPITAL | NEW | office-large | USD/gigalumen_year | us | us | 109086869723.951
commercial lighting | 8ft LFL: T8 F59 | 2035 | CAPITAL | NEW | office-small | USD/gigalumen_year | us | us | 109086869723.951
commercial lighting | 8ft LFL: T8 F59 | 2035 | CAPITAL | NEW | other | USD/gigalumen_year | us | us | 109086869723.951
commercial lighting | 8ft LFL: T8 F59 | 2035 | CAPITAL | NEW | warehouse | USD/gigalumen_year | us | us | 109086869723.951
commercial lighting | 8ft LFL: T8 F59 | 2035 | CAPITAL | REPLACEMENT | assembly | USD/gigalumen_year | us | us | 109086869723.951
commercial lighting | 8ft LFL: T8 F59 | 2035 | CAPITAL | REPLACEMENT | education | USD/gigalumen_year | us | us | 109086869723.951
commercial lighting | 8ft LFL: T8 F59 | 2035 | CAPITAL | REPLACEMENT | food sales | USD/gigalumen_year | us | us | 109086869723.951
commercial lighting | 8ft LFL: T8 F59 | 2035 | CAPITAL | REPLACEMENT | food service | USD/gigalumen_year | us | us | 109086869723.951
commercial lighting | 8ft LFL: T8 F59 | 2035 | CAPITAL | REPLACEMENT | health | USD/gigalumen_year | us | us | 109086869723.951
commercial lighting | 8ft LFL: T8 F59 | 2035 | CAPITAL | REPLACEMENT | lodging | USD/gigalumen_year | us | us | 109086869723.951
commercial lighting | 8ft LFL: T8 F59 | 2035 | CAPITAL | REPLACEMENT | merc/service | USD/gigalumen_year | us | us | 109086869723.951
commercial lighting | 8ft LFL: T8 F59 | 2035 | CAPITAL | REPLACEMENT | office-large | USD/gigalumen_year | us | us | 109086869723.951
commercial lighting | 8ft LFL: T8 F59 | 2035 | CAPITAL | REPLACEMENT | office-small | USD/gigalumen_year | us | us | 109086869723.951
commercial lighting | 8ft LFL: T8 F59 | 2035 | CAPITAL | REPLACEMENT | other | USD/gigalumen_year | us | us | 109086869723.951
commercial lighting | 8ft LFL: T8 F59 | 2035 | CAPITAL | REPLACEMENT | warehouse | USD/gigalumen_year | us | us | 109086869723.951
commercial lighting | 8ft LFL: T8 F59 | 2035 | FIXED_OM | NEW | assembly | USD/gigalumen_year | us | us | 6248300462.2246
commercial lighting | 8ft LFL: T8 F59 | 2035 | FIXED_OM | NEW | education | USD/gigalumen_year | us | us | 6248300462.2246
commercial lighting | 8ft LFL: T8 F59 | 2035 | FIXED_OM | NEW | food sales | USD/gigalumen_year | us | us | 6248300462.2246
commercial lighting | 8ft LFL: T8 F59 | 2035 | FIXED_OM | NEW | food service | USD/gigalumen_year | us | us | 6248300462.2246
commercial lighting | 8ft LFL: T8 F59 | 2035 | FIXED_OM | NEW | health | USD/gigalumen_year | us | us | 6248300462.2246
commercial lighting | 8ft LFL: T8 F59 | 2035 | FIXED_OM | NEW | lodging | USD/gigalumen_year | us | us | 6248300462.2246
commercial lighting | 8ft LFL: T8 F59 | 2035 | FIXED_OM | NEW | merc/service | USD/gigalumen_year | us | us | 6248300462.2246
commercial lighting | 8ft LFL: T8 F59 | 2035 | FIXED_OM | NEW | office-large | USD/gigalumen_year | us | us | 6248300462.2246
commercial lighting | 8ft LFL: T8 F59 | 2035 | FIXED_OM | NEW | office-small | USD/gigalumen_year | us | us | 6248300462.2246
commercial lighting | 8ft LFL: T8 F59 | 2035 | FIXED_OM | NEW | other | USD/gigalumen_year | us | us | 6248300462.2246
commercial lighting | 8ft LFL: T8 F59 | 2035 | FIXED_OM | NEW | warehouse | USD/gigalumen_year | us | us | 6248300462.2246
commercial lighting | 8ft LFL: T8 F59 | 2035 | FIXED_OM | REPLACEMENT | assembly | USD/gigalumen_year | us | us | 6248300462.2246
commercial lighting | 8ft LFL: T8 F59 | 2035 | FIXED_OM | REPLACEMENT | education | USD/gigalumen_year | us | us | 6248300462.2246
commercial lighting | 8ft LFL: T8 F59 | 2035 | FIXED_OM | REPLACEMENT | food sales | USD/gigalumen_year | us | us | 6248300462.2246
commercial lighting | 8ft LFL: T8 F59 | 2035 | FIXED_OM | REPLACEMENT | food service | USD/gigalumen_year | us | us | 6248300462.2246
commercial lighting | 8ft LFL: T8 F59 | 2035 | FIXED_OM | REPLACEMENT | health | USD/gigalumen_year | us | us | 6248300462.2246
commercial lighting | 8ft LFL: T8 F59 | 2035 | FIXED_OM | REPLACEMENT | lodging | USD/gigalumen_year | us | us | 6248300462.2246
commercial lighting | 8ft LFL: T8 F59 | 2035 | FIXED_OM | REPLACEMENT | merc/service | USD/gigalumen_year | us | us | 6248300462.2246
commercial lighting | 8ft LFL: T8 F59 | 2035 | FIXED_OM | REPLACEMENT | office-large | USD/gigalumen_year | us | us | 6248300462.2246
commercial lighting | 8ft LFL: T8 F59 | 2035 | FIXED_OM | REPLACEMENT | office-small | USD/gigalumen_year | us | us | 6248300462.2246
commercial lighting | 8ft LFL: T8 F59 | 2035 | FIXED_OM | REPLACEMENT | other | USD/gigalumen_year | us | us | 6248300462.2246
commercial lighting | 8ft LFL: T8 F59 | 2035 | FIXED_OM | REPLACEMENT | warehouse | USD/gigalumen_year | us | us | 6248300462.2246
commercial lighting | 8ft LFL: T8 F59 | 2036 | CAPITAL | NEW | assembly | USD/gigalumen_year | us | us | 108842575269.789
commercial lighting | 8ft LFL: T8 F59 | 2036 | CAPITAL | NEW | education | USD/gigalumen_year | us | us | 108842575269.789
commercial lighting | 8ft LFL: T8 F59 | 2036 | CAPITAL | NEW | food sales | USD/gigalumen_year | us | us | 108842575269.789
commercial lighting | 8ft LFL: T8 F59 | 2036 | CAPITAL | NEW | food service | USD/gigalumen_year | us | us | 108842575269.789
commercial lighting | 8ft LFL: T8 F59 | 2036 | CAPITAL | NEW | health | USD/gigalumen_year | us | us | 108842575269.789
commercial lighting | 8ft LFL: T8 F59 | 2036 | CAPITAL | NEW | lodging | USD/gigalumen_year | us | us | 108842575269.789
commercial lighting | 8ft LFL: T8 F59 | 2036 | CAPITAL | NEW | merc/service | USD/gigalumen_year | us | us | 108842575269.789
commercial lighting | 8ft LFL: T8 F59 | 2036 | CAPITAL | NEW | office-large | USD/gigalumen_year | us | us | 108842575269.789
commercial lighting | 8ft LFL: T8 F59 | 2036 | CAPITAL | NEW | office-small | USD/gigalumen_year | us | us | 108842575269.789
commercial lighting | 8ft LFL: T8 F59 | 2036 | CAPITAL | NEW | other | USD/gigalumen_year | us | us | 108842575269.789
commercial lighting | 8ft LFL: T8 F59 | 2036 | CAPITAL | NEW | warehouse | USD/gigalumen_year | us | us | 108842575269.789
commercial lighting | 8ft LFL: T8 F59 | 2036 | CAPITAL | REPLACEMENT | assembly | USD/gigalumen_year | us | us | 108842575269.789
commercial lighting | 8ft LFL: T8 F59 | 2036 | CAPITAL | REPLACEMENT | education | USD/gigalumen_year | us | us | 108842575269.789
commercial lighting | 8ft LFL: T8 F59 | 2036 | CAPITAL | REPLACEMENT | food sales | USD/gigalumen_year | us | us | 108842575269.789
commercial lighting | 8ft LFL: T8 F59 | 2036 | CAPITAL | REPLACEMENT | food service | USD/gigalumen_year | us | us | 108842575269.789
commercial lighting | 8ft LFL: T8 F59 | 2036 | CAPITAL | REPLACEMENT | health | USD/gigalumen_year | us | us | 108842575269.789
commercial lighting | 8ft LFL: T8 F59 | 2036 | CAPITAL | REPLACEMENT | lodging | USD/gigalumen_year | us | us | 108842575269.789
commercial lighting | 8ft LFL: T8 F59 | 2036 | CAPITAL | REPLACEMENT | merc/service | USD/gigalumen_year | us | us | 108842575269.789
commercial lighting | 8ft LFL: T8 F59 | 2036 | CAPITAL | REPLACEMENT | office-large | USD/gigalumen_year | us | us | 108842575269.789
commercial lighting | 8ft LFL: T8 F59 | 2036 | CAPITAL | REPLACEMENT | office-small | USD/gigalumen_year | us | us | 108842575269.789
commercial lighting | 8ft LFL: T8 F59 | 2036 | CAPITAL | REPLACEMENT | other | USD/gigalumen_year | us | us | 108842575269.789
commercial lighting | 8ft LFL: T8 F59 | 2036 | CAPITAL | REPLACEMENT | warehouse | USD/gigalumen_year | us | us | 108842575269.789
commercial lighting | 8ft LFL: T8 F59 | 2036 | FIXED_OM | NEW | assembly | USD/gigalumen_year | us | us | 6201320759.5011
commercial lighting | 8ft LFL: T8 F59 | 2036 | FIXED_OM | NEW | education | USD/gigalumen_year | us | us | 6201320759.5011
commercial lighting | 8ft LFL: T8 F59 | 2036 | FIXED_OM | NEW | food sales | USD/gigalumen_year | us | us | 6201320759.5011
commercial lighting | 8ft LFL: T8 F59 | 2036 | FIXED_OM | NEW | food service | USD/gigalumen_year | us | us | 6201320759.5011
commercial lighting | 8ft LFL: T8 F59 | 2036 | FIXED_OM | NEW | health | USD/gigalumen_year | us | us | 6201320759.5011
commercial lighting | 8ft LFL: T8 F59 | 2036 | FIXED_OM | NEW | lodging | USD/gigalumen_year | us | us | 6201320759.5011
commercial lighting | 8ft LFL: T8 F59 | 2036 | FIXED_OM | NEW | merc/service | USD/gigalumen_year | us | us | 6201320759.5011
commercial lighting | 8ft LFL: T8 F59 | 2036 | FIXED_OM | NEW | office-large | USD/gigalumen_year | us | us | 6201320759.5011
commercial lighting | 8ft LFL: T8 F59 | 2036 | FIXED_OM | NEW | office-small | USD/gigalumen_year | us | us | 6201320759.5011
commercial lighting | 8ft LFL: T8 F59 | 2036 | FIXED_OM | NEW | other | USD/gigalumen_year | us | us | 6201320759.5011
commercial lighting | 8ft LFL: T8 F59 | 2036 | FIXED_OM | NEW | warehouse | USD/gigalumen_year | us | us | 6201320759.5011
commercial lighting | 8ft LFL: T8 F59 | 2036 | FIXED_OM | REPLACEMENT | assembly | USD/gigalumen_year | us | us | 6201320759.5011
commercial lighting | 8ft LFL: T8 F59 | 2036 | FIXED_OM | REPLACEMENT | education | USD/gigalumen_year | us | us | 6201320759.5011
commercial lighting | 8ft LFL: T8 F59 | 2036 | FIXED_OM | REPLACEMENT | food sales | USD/gigalumen_year | us | us | 6201320759.5011
commercial lighting | 8ft LFL: T8 F59 | 2036 | FIXED_OM | REPLACEMENT | food service | USD/gigalumen_year | us | us | 6201320759.5011
commercial lighting | 8ft LFL: T8 F59 | 2036 | FIXED_OM | REPLACEMENT | health | USD/gigalumen_year | us | us | 6201320759.5011
commercial lighting | 8ft LFL: T8 F59 | 2036 | FIXED_OM | REPLACEMENT | lodging | USD/gigalumen_year | us | us | 6201320759.5011
commercial lighting | 8ft LFL: T8 F59 | 2036 | FIXED_OM | REPLACEMENT | merc/service | USD/gigalumen_year | us | us | 6201320759.5011
commercial lighting | 8ft LFL: T8 F59 | 2036 | FIXED_OM | REPLACEMENT | office-large | USD/gigalumen_year | us | us | 6201320759.5011
commercial lighting | 8ft LFL: T8 F59 | 2036 | FIXED_OM | REPLACEMENT | office-small | USD/gigalumen_year | us | us | 6201320759.5011
commercial lighting | 8ft LFL: T8 F59 | 2036 | FIXED_OM | REPLACEMENT | other | USD/gigalumen_year | us | us | 6201320759.5011
commercial lighting | 8ft LFL: T8 F59 | 2036 | FIXED_OM | REPLACEMENT | warehouse | USD/gigalumen_year | us | us | 6201320759.5011
commercial lighting | 8ft LFL: T8 F59 | 2037 | CAPITAL | NEW | assembly | USD/gigalumen_year | us | us | 108598280815.627
commercial lighting | 8ft LFL: T8 F59 | 2037 | CAPITAL | NEW | education | USD/gigalumen_year | us | us | 108598280815.627
commercial lighting | 8ft LFL: T8 F59 | 2037 | CAPITAL | NEW | food sales | USD/gigalumen_year | us | us | 108598280815.627
commercial lighting | 8ft LFL: T8 F59 | 2037 | CAPITAL | NEW | food service | USD/gigalumen_year | us | us | 108598280815.627
commercial lighting | 8ft LFL: T8 F59 | 2037 | CAPITAL | NEW | health | USD/gigalumen_year | us | us | 108598280815.627
commercial lighting | 8ft LFL: T8 F59 | 2037 | CAPITAL | NEW | lodging | USD/gigalumen_year | us | us | 108598280815.627
commercial lighting | 8ft LFL: T8 F59 | 2037 | CAPITAL | NEW | merc/service | USD/gigalumen_year | us | us | 108598280815.627
commercial lighting | 8ft LFL: T8 F59 | 2037 | CAPITAL | NEW | office-large | USD/gigalumen_year | us | us | 108598280815.627
commercial lighting | 8ft LFL: T8 F59 | 2037 | CAPITAL | NEW | office-small | USD/gigalumen_year | us | us | 108598280815.627
commercial lighting | 8ft LFL: T8 F59 | 2037 | CAPITAL | NEW | other | USD/gigalumen_year | us | us | 108598280815.627
commercial lighting | 8ft LFL: T8 F59 | 2037 | CAPITAL | NEW | warehouse | USD/gigalumen_year | us | us | 108598280815.627
commercial lighting | 8ft LFL: T8 F59 | 2037 | CAPITAL | REPLACEMENT | assembly | USD/gigalumen_year | us | us | 108598280815.627
commercial lighting | 8ft LFL: T8 F59 | 2037 | CAPITAL | REPLACEMENT | education | USD/gigalumen_year | us | us | 108598280815.627
commercial lighting | 8ft LFL: T8 F59 | 2037 | CAPITAL | REPLACEMENT | food sales | USD/gigalumen_year | us | us | 108598280815.627
commercial lighting | 8ft LFL: T8 F59 | 2037 | CAPITAL | REPLACEMENT | food service | USD/gigalumen_year | us | us | 108598280815.627
commercial lighting | 8ft LFL: T8 F59 | 2037 | CAPITAL | REPLACEMENT | health | USD/gigalumen_year | us | us | 108598280815.627
commercial lighting | 8ft LFL: T8 F59 | 2037 | CAPITAL | REPLACEMENT | lodging | USD/gigalumen_year | us | us | 108598280815.627
commercial lighting | 8ft LFL: T8 F59 | 2037 | CAPITAL | REPLACEMENT | merc/service | USD/gigalumen_year | us | us | 108598280815.627
commercial lighting | 8ft LFL: T8 F59 | 2037 | CAPITAL | REPLACEMENT | office-large | USD/gigalumen_year | us | us | 108598280815.627
commercial lighting | 8ft LFL: T8 F59 | 2037 | CAPITAL | REPLACEMENT | office-small | USD/gigalumen_year | us | us | 108598280815.627
commercial lighting | 8ft LFL: T8 F59 | 2037 | CAPITAL | REPLACEMENT | other | USD/gigalumen_year | us | us | 108598280815.627
commercial lighting | 8ft LFL: T8 F59 | 2037 | CAPITAL | REPLACEMENT | warehouse | USD/gigalumen_year | us | us | 108598280815.627
commercial lighting | 8ft LFL: T8 F59 | 2037 | FIXED_OM | NEW | assembly | USD/gigalumen_year | us | us | 6154341056.7776
commercial lighting | 8ft LFL: T8 F59 | 2037 | FIXED_OM | NEW | education | USD/gigalumen_year | us | us | 6154341056.7776
commercial lighting | 8ft LFL: T8 F59 | 2037 | FIXED_OM | NEW | food sales | USD/gigalumen_year | us | us | 6154341056.7776
commercial lighting | 8ft LFL: T8 F59 | 2037 | FIXED_OM | NEW | food service | USD/gigalumen_year | us | us | 6154341056.7776
commercial lighting | 8ft LFL: T8 F59 | 2037 | FIXED_OM | NEW | health | USD/gigalumen_year | us | us | 6154341056.7776
commercial lighting | 8ft LFL: T8 F59 | 2037 | FIXED_OM | NEW | lodging | USD/gigalumen_year | us | us | 6154341056.7776
commercial lighting | 8ft LFL: T8 F59 | 2037 | FIXED_OM | NEW | merc/service | USD/gigalumen_year | us | us | 6154341056.7776
commercial lighting | 8ft LFL: T8 F59 | 2037 | FIXED_OM | NEW | office-large | USD/gigalumen_year | us | us | 6154341056.7776
commercial lighting | 8ft LFL: T8 F59 | 2037 | FIXED_OM | NEW | office-small | USD/gigalumen_year | us | us | 6154341056.7776
commercial lighting | 8ft LFL: T8 F59 | 2037 | FIXED_OM | NEW | other | USD/gigalumen_year | us | us | 6154341056.7776
commercial lighting | 8ft LFL: T8 F59 | 2037 | FIXED_OM | NEW | warehouse | USD/gigalumen_year | us | us | 6154341056.7776
commercial lighting | 8ft LFL: T8 F59 | 2037 | FIXED_OM | REPLACEMENT | assembly | USD/gigalumen_year | us | us | 6154341056.7776
commercial lighting | 8ft LFL: T8 F59 | 2037 | FIXED_OM | REPLACEMENT | education | USD/gigalumen_year | us | us | 6154341056.7776
commercial lighting | 8ft LFL: T8 F59 | 2037 | FIXED_OM | REPLACEMENT | food sales | USD/gigalumen_year | us | us | 6154341056.7776
commercial lighting | 8ft LFL: T8 F59 | 2037 | FIXED_OM | REPLACEMENT | food service | USD/gigalumen_year | us | us | 6154341056.7776
commercial lighting | 8ft LFL: T8 F59 | 2037 | FIXED_OM | REPLACEMENT | health | USD/gigalumen_year | us | us | 6154341056.7776
commercial lighting | 8ft LFL: T8 F59 | 2037 | FIXED_OM | REPLACEMENT | lodging | USD/gigalumen_year | us | us | 6154341056.7776
commercial lighting | 8ft LFL: T8 F59 | 2037 | FIXED_OM | REPLACEMENT | merc/service | USD/gigalumen_year | us | us | 6154341056.7776
commercial lighting | 8ft LFL: T8 F59 | 2037 | FIXED_OM | REPLACEMENT | office-large | USD/gigalumen_year | us | us | 6154341056.7776
commercial lighting | 8ft LFL: T8 F59 | 2037 | FIXED_OM | REPLACEMENT | office-small | USD/gigalumen_year | us | us | 6154341056.7776
commercial lighting | 8ft LFL: T8 F59 | 2037 | FIXED_OM | REPLACEMENT | other | USD/gigalumen_year | us | us | 6154341056.7776
commercial lighting | 8ft LFL: T8 F59 | 2037 | FIXED_OM | REPLACEMENT | warehouse | USD/gigalumen_year | us | us | 6154341056.7776
commercial lighting | 8ft LFL: T8 F59 | 2038 | CAPITAL | NEW | assembly | USD/gigalumen_year | us | us | 108353986361.465
commercial lighting | 8ft LFL: T8 F59 | 2038 | CAPITAL | NEW | education | USD/gigalumen_year | us | us | 108353986361.465
commercial lighting | 8ft LFL: T8 F59 | 2038 | CAPITAL | NEW | food sales | USD/gigalumen_year | us | us | 108353986361.465
commercial lighting | 8ft LFL: T8 F59 | 2038 | CAPITAL | NEW | food service | USD/gigalumen_year | us | us | 108353986361.465
commercial lighting | 8ft LFL: T8 F59 | 2038 | CAPITAL | NEW | health | USD/gigalumen_year | us | us | 108353986361.465
commercial lighting | 8ft LFL: T8 F59 | 2038 | CAPITAL | NEW | lodging | USD/gigalumen_year | us | us | 108353986361.465
commercial lighting | 8ft LFL: T8 F59 | 2038 | CAPITAL | NEW | merc/service | USD/gigalumen_year | us | us | 108353986361.465
commercial lighting | 8ft LFL: T8 F59 | 2038 | CAPITAL | NEW | office-large | USD/gigalumen_year | us | us | 108353986361.465
commercial lighting | 8ft LFL: T8 F59 | 2038 | CAPITAL | NEW | office-small | USD/gigalumen_year | us | us | 108353986361.465
commercial lighting | 8ft LFL: T8 F59 | 2038 | CAPITAL | NEW | other | USD/gigalumen_year | us | us | 108353986361.465
commercial lighting | 8ft LFL: T8 F59 | 2038 | CAPITAL | NEW | warehouse | USD/gigalumen_year | us | us | 108353986361.465
commercial lighting | 8ft LFL: T8 F59 | 2038 | CAPITAL | REPLACEMENT | assembly | USD/gigalumen_year | us | us | 108353986361.465
commercial lighting | 8ft LFL: T8 F59 | 2038 | CAPITAL | REPLACEMENT | education | USD/gigalumen_year | us | us | 108353986361.465
commercial lighting | 8ft LFL: T8 F59 | 2038 | CAPITAL | REPLACEMENT | food sales | USD/gigalumen_year | us | us | 108353986361.465
commercial lighting | 8ft LFL: T8 F59 | 2038 | CAPITAL | REPLACEMENT | food service | USD/gigalumen_year | us | us | 108353986361.465
commercial lighting | 8ft LFL: T8 F59 | 2038 | CAPITAL | REPLACEMENT | health | USD/gigalumen_year | us | us | 108353986361.465
commercial lighting | 8ft LFL: T8 F59 | 2038 | CAPITAL | REPLACEMENT | lodging | USD/gigalumen_year | us | us | 108353986361.465
commercial lighting | 8ft LFL: T8 F59 | 2038 | CAPITAL | REPLACEMENT | merc/service | USD/gigalumen_year | us | us | 108353986361.465
commercial lighting | 8ft LFL: T8 F59 | 2038 | CAPITAL | REPLACEMENT | office-large | USD/gigalumen_year | us | us | 108353986361.465
commercial lighting | 8ft LFL: T8 F59 | 2038 | CAPITAL | REPLACEMENT | office-small | USD/gigalumen_year | us | us | 108353986361.465
commercial lighting | 8ft LFL: T8 F59 | 2038 | CAPITAL | REPLACEMENT | other | USD/gigalumen_year | us | us | 108353986361.465
commercial lighting | 8ft LFL: T8 F59 | 2038 | CAPITAL | REPLACEMENT | warehouse | USD/gigalumen_year | us | us | 108353986361.465
commercial lighting | 8ft LFL: T8 F59 | 2038 | FIXED_OM | NEW | assembly | USD/gigalumen_year | us | us | 6107361354.0541
commercial lighting | 8ft LFL: T8 F59 | 2038 | FIXED_OM | NEW | education | USD/gigalumen_year | us | us | 6107361354.0541
commercial lighting | 8ft LFL: T8 F59 | 2038 | FIXED_OM | NEW | food sales | USD/gigalumen_year | us | us | 6107361354.0541
commercial lighting | 8ft LFL: T8 F59 | 2038 | FIXED_OM | NEW | food service | USD/gigalumen_year | us | us | 6107361354.0541
commercial lighting | 8ft LFL: T8 F59 | 2038 | FIXED_OM | NEW | health | USD/gigalumen_year | us | us | 6107361354.0541
commercial lighting | 8ft LFL: T8 F59 | 2038 | FIXED_OM | NEW | lodging | USD/gigalumen_year | us | us | 6107361354.0541
commercial lighting | 8ft LFL: T8 F59 | 2038 | FIXED_OM | NEW | merc/service | USD/gigalumen_year | us | us | 6107361354.0541
commercial lighting | 8ft LFL: T8 F59 | 2038 | FIXED_OM | NEW | office-large | USD/gigalumen_year | us | us | 6107361354.0541
commercial lighting | 8ft LFL: T8 F59 | 2038 | FIXED_OM | NEW | office-small | USD/gigalumen_year | us | us | 6107361354.0541
commercial lighting | 8ft LFL: T8 F59 | 2038 | FIXED_OM | NEW | other | USD/gigalumen_year | us | us | 6107361354.0541
commercial lighting | 8ft LFL: T8 F59 | 2038 | FIXED_OM | NEW | warehouse | USD/gigalumen_year | us | us | 6107361354.0541
commercial lighting | 8ft LFL: T8 F59 | 2038 | FIXED_OM | REPLACEMENT | assembly | USD/gigalumen_year | us | us | 6107361354.0541
commercial lighting | 8ft LFL: T8 F59 | 2038 | FIXED_OM | REPLACEMENT | education | USD/gigalumen_year | us | us | 6107361354.0541
commercial lighting | 8ft LFL: T8 F59 | 2038 | FIXED_OM | REPLACEMENT | food sales | USD/gigalumen_year | us | us | 6107361354.0541
commercial lighting | 8ft LFL: T8 F59 | 2038 | FIXED_OM | REPLACEMENT | food service | USD/gigalumen_year | us | us | 6107361354.0541
commercial lighting | 8ft LFL: T8 F59 | 2038 | FIXED_OM | REPLACEMENT | health | USD/gigalumen_year | us | us | 6107361354.0541
commercial lighting | 8ft LFL: T8 F59 | 2038 | FIXED_OM | REPLACEMENT | lodging | USD/gigalumen_year | us | us | 6107361354.0541
commercial lighting | 8ft LFL: T8 F59 | 2038 | FIXED_OM | REPLACEMENT | merc/service | USD/gigalumen_year | us | us | 6107361354.0541
commercial lighting | 8ft LFL: T8 F59 | 2038 | FIXED_OM | REPLACEMENT | office-large | USD/gigalumen_year | us | us | 6107361354.0541
commercial lighting | 8ft LFL: T8 F59 | 2038 | FIXED_OM | REPLACEMENT | office-small | USD/gigalumen_year | us | us | 6107361354.0541
commercial lighting | 8ft LFL: T8 F59 | 2038 | FIXED_OM | REPLACEMENT | other | USD/gigalumen_year | us | us | 6107361354.0541
commercial lighting | 8ft LFL: T8 F59 | 2038 | FIXED_OM | REPLACEMENT | warehouse | USD/gigalumen_year | us | us | 6107361354.0541
commercial lighting | 8ft LFL: T8 F59 | 2039 | CAPITAL | NEW | assembly | USD/gigalumen_year | us | us | 108109691907.303
commercial lighting | 8ft LFL: T8 F59 | 2039 | CAPITAL | NEW | education | USD/gigalumen_year | us | us | 108109691907.303
commercial lighting | 8ft LFL: T8 F59 | 2039 | CAPITAL | NEW | food sales | USD/gigalumen_year | us | us | 108109691907.303
commercial lighting | 8ft LFL: T8 F59 | 2039 | CAPITAL | NEW | food service | USD/gigalumen_year | us | us | 108109691907.303
commercial lighting | 8ft LFL: T8 F59 | 2039 | CAPITAL | NEW | health | USD/gigalumen_year | us | us | 108109691907.303
commercial lighting | 8ft LFL: T8 F59 | 2039 | CAPITAL | NEW | lodging | USD/gigalumen_year | us | us | 108109691907.303
commercial lighting | 8ft LFL: T8 F59 | 2039 | CAPITAL | NEW | merc/service | USD/gigalumen_year | us | us | 108109691907.303
commercial lighting | 8ft LFL: T8 F59 | 2039 | CAPITAL | NEW | office-large | USD/gigalumen_year | us | us | 108109691907.303
commercial lighting | 8ft LFL: T8 F59 | 2039 | CAPITAL | NEW | office-small | USD/gigalumen_year | us | us | 108109691907.303
commercial lighting | 8ft LFL: T8 F59 | 2039 | CAPITAL | NEW | other | USD/gigalumen_year | us | us | 108109691907.303
commercial lighting | 8ft LFL: T8 F59 | 2039 | CAPITAL | NEW | warehouse | USD/gigalumen_year | us | us | 108109691907.303
commercial lighting | 8ft LFL: T8 F59 | 2039 | CAPITAL | REPLACEMENT | assembly | USD/gigalumen_year | us | us | 108109691907.303
commercial lighting | 8ft LFL: T8 F59 | 2039 | CAPITAL | REPLACEMENT | education | USD/gigalumen_year | us | us | 108109691907.303
commercial lighting | 8ft LFL: T8 F59 | 2039 | CAPITAL | REPLACEMENT | food sales | USD/gigalumen_year | us | us | 108109691907.303
commercial lighting | 8ft LFL: T8 F59 | 2039 | CAPITAL | REPLACEMENT | food service | USD/gigalumen_year | us | us | 108109691907.303
commercial lighting | 8ft LFL: T8 F59 | 2039 | CAPITAL | REPLACEMENT | health | USD/gigalumen_year | us | us | 108109691907.303
commercial lighting | 8ft LFL: T8 F59 | 2039 | CAPITAL | REPLACEMENT | lodging | USD/gigalumen_year | us | us | 108109691907.303
commercial lighting | 8ft LFL: T8 F59 | 2039 | CAPITAL | REPLACEMENT | merc/service | USD/gigalumen_year | us | us | 108109691907.303
commercial lighting | 8ft LFL: T8 F59 | 2039 | CAPITAL | REPLACEMENT | office-large | USD/gigalumen_year | us | us | 108109691907.303
commercial lighting | 8ft LFL: T8 F59 | 2039 | CAPITAL | REPLACEMENT | office-small | USD/gigalumen_year | us | us | 108109691907.303
commercial lighting | 8ft LFL: T8 F59 | 2039 | CAPITAL | REPLACEMENT | other | USD/gigalumen_year | us | us | 108109691907.303
commercial lighting | 8ft LFL: T8 F59 | 2039 | CAPITAL | REPLACEMENT | warehouse | USD/gigalumen_year | us | us | 108109691907.303
commercial lighting | 8ft LFL: T8 F59 | 2039 | FIXED_OM | NEW | assembly | USD/gigalumen_year | us | us | 6060381651.3307
commercial lighting | 8ft LFL: T8 F59 | 2039 | FIXED_OM | NEW | education | USD/gigalumen_year | us | us | 6060381651.3307
commercial lighting | 8ft LFL: T8 F59 | 2039 | FIXED_OM | NEW | food sales | USD/gigalumen_year | us | us | 6060381651.3307
commercial lighting | 8ft LFL: T8 F59 | 2039 | FIXED_OM | NEW | food service | USD/gigalumen_year | us | us | 6060381651.3307
commercial lighting | 8ft LFL: T8 F59 | 2039 | FIXED_OM | NEW | health | USD/gigalumen_year | us | us | 6060381651.3307
commercial lighting | 8ft LFL: T8 F59 | 2039 | FIXED_OM | NEW | lodging | USD/gigalumen_year | us | us | 6060381651.3307
commercial lighting | 8ft LFL: T8 F59 | 2039 | FIXED_OM | NEW | merc/service | USD/gigalumen_year | us | us | 6060381651.3307
commercial lighting | 8ft LFL: T8 F59 | 2039 | FIXED_OM | NEW | office-large | USD/gigalumen_year | us | us | 6060381651.3307
commercial lighting | 8ft LFL: T8 F59 | 2039 | FIXED_OM | NEW | office-small | USD/gigalumen_year | us | us | 6060381651.3307
commercial lighting | 8ft LFL: T8 F59 | 2039 | FIXED_OM | NEW | other | USD/gigalumen_year | us | us | 6060381651.3307
commercial lighting | 8ft LFL: T8 F59 | 2039 | FIXED_OM | NEW | warehouse | USD/gigalumen_year | us | us | 6060381651.3307
commercial lighting | 8ft LFL: T8 F59 | 2039 | FIXED_OM | REPLACEMENT | assembly | USD/gigalumen_year | us | us | 6060381651.3307
commercial lighting | 8ft LFL: T8 F59 | 2039 | FIXED_OM | REPLACEMENT | education | USD/gigalumen_year | us | us | 6060381651.3307
commercial lighting | 8ft LFL: T8 F59 | 2039 | FIXED_OM | REPLACEMENT | food sales | USD/gigalumen_year | us | us | 6060381651.3307
commercial lighting | 8ft LFL: T8 F59 | 2039 | FIXED_OM | REPLACEMENT | food service | USD/gigalumen_year | us | us | 6060381651.3307
commercial lighting | 8ft LFL: T8 F59 | 2039 | FIXED_OM | REPLACEMENT | health | USD/gigalumen_year | us | us | 6060381651.3307
commercial lighting | 8ft LFL: T8 F59 | 2039 | FIXED_OM | REPLACEMENT | lodging | USD/gigalumen_year | us | us | 6060381651.3307
commercial lighting | 8ft LFL: T8 F59 | 2039 | FIXED_OM | REPLACEMENT | merc/service | USD/gigalumen_year | us | us | 6060381651.3307
commercial lighting | 8ft LFL: T8 F59 | 2039 | FIXED_OM | REPLACEMENT | office-large | USD/gigalumen_year | us | us | 6060381651.3307
commercial lighting | 8ft LFL: T8 F59 | 2039 | FIXED_OM | REPLACEMENT | office-small | USD/gigalumen_year | us | us | 6060381651.3307
commercial lighting | 8ft LFL: T8 F59 | 2039 | FIXED_OM | REPLACEMENT | other | USD/gigalumen_year | us | us | 6060381651.3307
commercial lighting | 8ft LFL: T8 F59 | 2039 | FIXED_OM | REPLACEMENT | warehouse | USD/gigalumen_year | us | us | 6060381651.3307
commercial lighting | 8ft LFL: T8 F59 | 2040 | CAPITAL | NEW | assembly | USD/gigalumen_year | us | us | 107865397453.141
commercial lighting | 8ft LFL: T8 F59 | 2040 | CAPITAL | NEW | education | USD/gigalumen_year | us | us | 107865397453.141
commercial lighting | 8ft LFL: T8 F59 | 2040 | CAPITAL | NEW | food sales | USD/gigalumen_year | us | us | 107865397453.141
commercial lighting | 8ft LFL: T8 F59 | 2040 | CAPITAL | NEW | food service | USD/gigalumen_year | us | us | 107865397453.141
commercial lighting | 8ft LFL: T8 F59 | 2040 | CAPITAL | NEW | health | USD/gigalumen_year | us | us | 107865397453.141
commercial lighting | 8ft LFL: T8 F59 | 2040 | CAPITAL | NEW | lodging | USD/gigalumen_year | us | us | 107865397453.141
commercial lighting | 8ft LFL: T8 F59 | 2040 | CAPITAL | NEW | merc/service | USD/gigalumen_year | us | us | 107865397453.141
commercial lighting | 8ft LFL: T8 F59 | 2040 | CAPITAL | NEW | office-large | USD/gigalumen_year | us | us | 107865397453.141
commercial lighting | 8ft LFL: T8 F59 | 2040 | CAPITAL | NEW | office-small | USD/gigalumen_year | us | us | 107865397453.141
commercial lighting | 8ft LFL: T8 F59 | 2040 | CAPITAL | NEW | other | USD/gigalumen_year | us | us | 107865397453.141
commercial lighting | 8ft LFL: T8 F59 | 2040 | CAPITAL | NEW | warehouse | USD/gigalumen_year | us | us | 107865397453.141
commercial lighting | 8ft LFL: T8 F59 | 2040 | CAPITAL | REPLACEMENT | assembly | USD/gigalumen_year | us | us | 107865397453.141
commercial lighting | 8ft LFL: T8 F59 | 2040 | CAPITAL | REPLACEMENT | education | USD/gigalumen_year | us | us | 107865397453.141
commercial lighting | 8ft LFL: T8 F59 | 2040 | CAPITAL | REPLACEMENT | food sales | USD/gigalumen_year | us | us | 107865397453.141
commercial lighting | 8ft LFL: T8 F59 | 2040 | CAPITAL | REPLACEMENT | food service | USD/gigalumen_year | us | us | 107865397453.141
commercial lighting | 8ft LFL: T8 F59 | 2040 | CAPITAL | REPLACEMENT | health | USD/gigalumen_year | us | us | 107865397453.141
commercial lighting | 8ft LFL: T8 F59 | 2040 | CAPITAL | REPLACEMENT | lodging | USD/gigalumen_year | us | us | 107865397453.141
commercial lighting | 8ft LFL: T8 F59 | 2040 | CAPITAL | REPLACEMENT | merc/service | USD/gigalumen_year | us | us | 107865397453.141
commercial lighting | 8ft LFL: T8 F59 | 2040 | CAPITAL | REPLACEMENT | office-large | USD/gigalumen_year | us | us | 107865397453.141
commercial lighting | 8ft LFL: T8 F59 | 2040 | CAPITAL | REPLACEMENT | office-small | USD/gigalumen_year | us | us | 107865397453.141
commercial lighting | 8ft LFL: T8 F59 | 2040 | CAPITAL | REPLACEMENT | other | USD/gigalumen_year | us | us | 107865397453.141
commercial lighting | 8ft LFL: T8 F59 | 2040 | CAPITAL | REPLACEMENT | warehouse | USD/gigalumen_year | us | us | 107865397453.141
commercial lighting | 8ft LFL: T8 F59 | 2040 | FIXED_OM | NEW | assembly | USD/gigalumen_year | us | us | 6013401948.6072
commercial lighting | 8ft LFL: T8 F59 | 2040 | FIXED_OM | NEW | education | USD/gigalumen_year | us | us | 6013401948.6072
commercial lighting | 8ft LFL: T8 F59 | 2040 | FIXED_OM | NEW | food sales | USD/gigalumen_year | us | us | 6013401948.6072
commercial lighting | 8ft LFL: T8 F59 | 2040 | FIXED_OM | NEW | food service | USD/gigalumen_year | us | us | 6013401948.6072
commercial lighting | 8ft LFL: T8 F59 | 2040 | FIXED_OM | NEW | health | USD/gigalumen_year | us | us | 6013401948.6072
commercial lighting | 8ft LFL: T8 F59 | 2040 | FIXED_OM | NEW | lodging | USD/gigalumen_year | us | us | 6013401948.6072
commercial lighting | 8ft LFL: T8 F59 | 2040 | FIXED_OM | NEW | merc/service | USD/gigalumen_year | us | us | 6013401948.6072
commercial lighting | 8ft LFL: T8 F59 | 2040 | FIXED_OM | NEW | office-large | USD/gigalumen_year | us | us | 6013401948.6072
commercial lighting | 8ft LFL: T8 F59 | 2040 | FIXED_OM | NEW | office-small | USD/gigalumen_year | us | us | 6013401948.6072
commercial lighting | 8ft LFL: T8 F59 | 2040 | FIXED_OM | NEW | other | USD/gigalumen_year | us | us | 6013401948.6072
commercial lighting | 8ft LFL: T8 F59 | 2040 | FIXED_OM | NEW | warehouse | USD/gigalumen_year | us | us | 6013401948.6072
commercial lighting | 8ft LFL: T8 F59 | 2040 | FIXED_OM | REPLACEMENT | assembly | USD/gigalumen_year | us | us | 6013401948.6072
commercial lighting | 8ft LFL: T8 F59 | 2040 | FIXED_OM | REPLACEMENT | education | USD/gigalumen_year | us | us | 6013401948.6072
commercial lighting | 8ft LFL: T8 F59 | 2040 | FIXED_OM | REPLACEMENT | food sales | USD/gigalumen_year | us | us | 6013401948.6072
commercial lighting | 8ft LFL: T8 F59 | 2040 | FIXED_OM | REPLACEMENT | food service | USD/gigalumen_year | us | us | 6013401948.6072
commercial lighting | 8ft LFL: T8 F59 | 2040 | FIXED_OM | REPLACEMENT | health | USD/gigalumen_year | us | us | 6013401948.6072
commercial lighting | 8ft LFL: T8 F59 | 2040 | FIXED_OM | REPLACEMENT | lodging | USD/gigalumen_year | us | us | 6013401948.6072
commercial lighting | 8ft LFL: T8 F59 | 2040 | FIXED_OM | REPLACEMENT | merc/service | USD/gigalumen_year | us | us | 6013401948.6072
commercial lighting | 8ft LFL: T8 F59 | 2040 | FIXED_OM | REPLACEMENT | office-large | USD/gigalumen_year | us | us | 6013401948.6072
commercial lighting | 8ft LFL: T8 F59 | 2040 | FIXED_OM | REPLACEMENT | office-small | USD/gigalumen_year | us | us | 6013401948.6072
commercial lighting | 8ft LFL: T8 F59 | 2040 | FIXED_OM | REPLACEMENT | other | USD/gigalumen_year | us | us | 6013401948.6072
commercial lighting | 8ft LFL: T8 F59 | 2040 | FIXED_OM | REPLACEMENT | warehouse | USD/gigalumen_year | us | us | 6013401948.6072
commercial lighting | 8ft LFL: T8 F59 | 2041 | CAPITAL | NEW | assembly | USD/gigalumen_year | us | us | 107865397453.141
commercial lighting | 8ft LFL: T8 F59 | 2041 | CAPITAL | NEW | education | USD/gigalumen_year | us | us | 107865397453.141
commercial lighting | 8ft LFL: T8 F59 | 2041 | CAPITAL | NEW | food sales | USD/gigalumen_year | us | us | 107865397453.141
commercial lighting | 8ft LFL: T8 F59 | 2041 | CAPITAL | NEW | food service | USD/gigalumen_year | us | us | 107865397453.141
commercial lighting | 8ft LFL: T8 F59 | 2041 | CAPITAL | NEW | health | USD/gigalumen_year | us | us | 107865397453.141
commercial lighting | 8ft LFL: T8 F59 | 2041 | CAPITAL | NEW | lodging | USD/gigalumen_year | us | us | 107865397453.141
commercial lighting | 8ft LFL: T8 F59 | 2041 | CAPITAL | NEW | merc/service | USD/gigalumen_year | us | us | 107865397453.141
commercial lighting | 8ft LFL: T8 F59 | 2041 | CAPITAL | NEW | office-large | USD/gigalumen_year | us | us | 107865397453.141
commercial lighting | 8ft LFL: T8 F59 | 2041 | CAPITAL | NEW | office-small | USD/gigalumen_year | us | us | 107865397453.141
commercial lighting | 8ft LFL: T8 F59 | 2041 | CAPITAL | NEW | other | USD/gigalumen_year | us | us | 107865397453.141
commercial lighting | 8ft LFL: T8 F59 | 2041 | CAPITAL | NEW | warehouse | USD/gigalumen_year | us | us | 107865397453.141
commercial lighting | 8ft LFL: T8 F59 | 2041 | CAPITAL | REPLACEMENT | assembly | USD/gigalumen_year | us | us | 107865397453.141
commercial lighting | 8ft LFL: T8 F59 | 2041 | CAPITAL | REPLACEMENT | education | USD/gigalumen_year | us | us | 107865397453.141
commercial lighting | 8ft LFL: T8 F59 | 2041 | CAPITAL | REPLACEMENT | food sales | USD/gigalumen_year | us | us | 107865397453.141
commercial lighting | 8ft LFL: T8 F59 | 2041 | CAPITAL | REPLACEMENT | food service | USD/gigalumen_year | us | us | 107865397453.141
commercial lighting | 8ft LFL: T8 F59 | 2041 | CAPITAL | REPLACEMENT | health | USD/gigalumen_year | us | us | 107865397453.141
commercial lighting | 8ft LFL: T8 F59 | 2041 | CAPITAL | REPLACEMENT | lodging | USD/gigalumen_year | us | us | 107865397453.141
commercial lighting | 8ft LFL: T8 F59 | 2041 | CAPITAL | REPLACEMENT | merc/service | USD/gigalumen_year | us | us | 107865397453.141
commercial lighting | 8ft LFL: T8 F59 | 2041 | CAPITAL | REPLACEMENT | office-large | USD/gigalumen_year | us | us | 107865397453.141
commercial lighting | 8ft LFL: T8 F59 | 2041 | CAPITAL | REPLACEMENT | office-small | USD/gigalumen_year | us | us | 107865397453.141
commercial lighting | 8ft LFL: T8 F59 | 2041 | CAPITAL | REPLACEMENT | other | USD/gigalumen_year | us | us | 107865397453.141
commercial lighting | 8ft LFL: T8 F59 | 2041 | CAPITAL | REPLACEMENT | warehouse | USD/gigalumen_year | us | us | 107865397453.141
commercial lighting | 8ft LFL: T8 F59 | 2041 | FIXED_OM | NEW | assembly | USD/gigalumen_year | us | us | 6013401948.6072
commercial lighting | 8ft LFL: T8 F59 | 2041 | FIXED_OM | NEW | education | USD/gigalumen_year | us | us | 6013401948.6072
commercial lighting | 8ft LFL: T8 F59 | 2041 | FIXED_OM | NEW | food sales | USD/gigalumen_year | us | us | 6013401948.6072
commercial lighting | 8ft LFL: T8 F59 | 2041 | FIXED_OM | NEW | food service | USD/gigalumen_year | us | us | 6013401948.6072
commercial lighting | 8ft LFL: T8 F59 | 2041 | FIXED_OM | NEW | health | USD/gigalumen_year | us | us | 6013401948.6072
commercial lighting | 8ft LFL: T8 F59 | 2041 | FIXED_OM | NEW | lodging | USD/gigalumen_year | us | us | 6013401948.6072
commercial lighting | 8ft LFL: T8 F59 | 2041 | FIXED_OM | NEW | merc/service | USD/gigalumen_year | us | us | 6013401948.6072
commercial lighting | 8ft LFL: T8 F59 | 2041 | FIXED_OM | NEW | office-large | USD/gigalumen_year | us | us | 6013401948.6072
commercial lighting | 8ft LFL: T8 F59 | 2041 | FIXED_OM | NEW | office-small | USD/gigalumen_year | us | us | 6013401948.6072
commercial lighting | 8ft LFL: T8 F59 | 2041 | FIXED_OM | NEW | other | USD/gigalumen_year | us | us | 6013401948.6072
commercial lighting | 8ft LFL: T8 F59 | 2041 | FIXED_OM | NEW | warehouse | USD/gigalumen_year | us | us | 6013401948.6072
commercial lighting | 8ft LFL: T8 F59 | 2041 | FIXED_OM | REPLACEMENT | assembly | USD/gigalumen_year | us | us | 6013401948.6072
commercial lighting | 8ft LFL: T8 F59 | 2041 | FIXED_OM | REPLACEMENT | education | USD/gigalumen_year | us | us | 6013401948.6072
commercial lighting | 8ft LFL: T8 F59 | 2041 | FIXED_OM | REPLACEMENT | food sales | USD/gigalumen_year | us | us | 6013401948.6072
commercial lighting | 8ft LFL: T8 F59 | 2041 | FIXED_OM | REPLACEMENT | food service | USD/gigalumen_year | us | us | 6013401948.6072
commercial lighting | 8ft LFL: T8 F59 | 2041 | FIXED_OM | REPLACEMENT | health | USD/gigalumen_year | us | us | 6013401948.6072
commercial lighting | 8ft LFL: T8 F59 | 2041 | FIXED_OM | REPLACEMENT | lodging | USD/gigalumen_year | us | us | 6013401948.6072
commercial lighting | 8ft LFL: T8 F59 | 2041 | FIXED_OM | REPLACEMENT | merc/service | USD/gigalumen_year | us | us | 6013401948.6072
commercial lighting | 8ft LFL: T8 F59 | 2041 | FIXED_OM | REPLACEMENT | office-large | USD/gigalumen_year | us | us | 6013401948.6072
commercial lighting | 8ft LFL: T8 F59 | 2041 | FIXED_OM | REPLACEMENT | office-small | USD/gigalumen_year | us | us | 6013401948.6072
commercial lighting | 8ft LFL: T8 F59 | 2041 | FIXED_OM | REPLACEMENT | other | USD/gigalumen_year | us | us | 6013401948.6072
commercial lighting | 8ft LFL: T8 F59 | 2041 | FIXED_OM | REPLACEMENT | warehouse | USD/gigalumen_year | us | us | 6013401948.6072
commercial lighting | 8ft LFL: T8 F59 | 2042 | CAPITAL | NEW | assembly | USD/gigalumen_year | us | us | 107865397453.141
commercial lighting | 8ft LFL: T8 F59 | 2042 | CAPITAL | NEW | education | USD/gigalumen_year | us | us | 107865397453.141
commercial lighting | 8ft LFL: T8 F59 | 2042 | CAPITAL | NEW | food sales | USD/gigalumen_year | us | us | 107865397453.141
commercial lighting | 8ft LFL: T8 F59 | 2042 | CAPITAL | NEW | food service | USD/gigalumen_year | us | us | 107865397453.141
commercial lighting | 8ft LFL: T8 F59 | 2042 | CAPITAL | NEW | health | USD/gigalumen_year | us | us | 107865397453.141
commercial lighting | 8ft LFL: T8 F59 | 2042 | CAPITAL | NEW | lodging | USD/gigalumen_year | us | us | 107865397453.141
commercial lighting | 8ft LFL: T8 F59 | 2042 | CAPITAL | NEW | merc/service | USD/gigalumen_year | us | us | 107865397453.141
commercial lighting | 8ft LFL: T8 F59 | 2042 | CAPITAL | NEW | office-large | USD/gigalumen_year | us | us | 107865397453.141
commercial lighting | 8ft LFL: T8 F59 | 2042 | CAPITAL | NEW | office-small | USD/gigalumen_year | us | us | 107865397453.141
commercial lighting | 8ft LFL: T8 F59 | 2042 | CAPITAL | NEW | other | USD/gigalumen_year | us | us | 107865397453.141
commercial lighting | 8ft LFL: T8 F59 | 2042 | CAPITAL | NEW | warehouse | USD/gigalumen_year | us | us | 107865397453.141
commercial lighting | 8ft LFL: T8 F59 | 2042 | CAPITAL | REPLACEMENT | assembly | USD/gigalumen_year | us | us | 107865397453.141
commercial lighting | 8ft LFL: T8 F59 | 2042 | CAPITAL | REPLACEMENT | education | USD/gigalumen_year | us | us | 107865397453.141
commercial lighting | 8ft LFL: T8 F59 | 2042 | CAPITAL | REPLACEMENT | food sales | USD/gigalumen_year | us | us | 107865397453.141
commercial lighting | 8ft LFL: T8 F59 | 2042 | CAPITAL | REPLACEMENT | food service | USD/gigalumen_year | us | us | 107865397453.141
commercial lighting | 8ft LFL: T8 F59 | 2042 | CAPITAL | REPLACEMENT | health | USD/gigalumen_year | us | us | 107865397453.141
commercial lighting | 8ft LFL: T8 F59 | 2042 | CAPITAL | REPLACEMENT | lodging | USD/gigalumen_year | us | us | 107865397453.141
commercial lighting | 8ft LFL: T8 F59 | 2042 | CAPITAL | REPLACEMENT | merc/service | USD/gigalumen_year | us | us | 107865397453.141
commercial lighting | 8ft LFL: T8 F59 | 2042 | CAPITAL | REPLACEMENT | office-large | USD/gigalumen_year | us | us | 107865397453.141
commercial lighting | 8ft LFL: T8 F59 | 2042 | CAPITAL | REPLACEMENT | office-small | USD/gigalumen_year | us | us | 107865397453.141
commercial lighting | 8ft LFL: T8 F59 | 2042 | CAPITAL | REPLACEMENT | other | USD/gigalumen_year | us | us | 107865397453.141
commercial lighting | 8ft LFL: T8 F59 | 2042 | CAPITAL | REPLACEMENT | warehouse | USD/gigalumen_year | us | us | 107865397453.141
commercial lighting | 8ft LFL: T8 F59 | 2042 | FIXED_OM | NEW | assembly | USD/gigalumen_year | us | us | 6013401948.6072
commercial lighting | 8ft LFL: T8 F59 | 2042 | FIXED_OM | NEW | education | USD/gigalumen_year | us | us | 6013401948.6072
commercial lighting | 8ft LFL: T8 F59 | 2042 | FIXED_OM | NEW | food sales | USD/gigalumen_year | us | us | 6013401948.6072
commercial lighting | 8ft LFL: T8 F59 | 2042 | FIXED_OM | NEW | food service | USD/gigalumen_year | us | us | 6013401948.6072
commercial lighting | 8ft LFL: T8 F59 | 2042 | FIXED_OM | NEW | health | USD/gigalumen_year | us | us | 6013401948.6072
commercial lighting | 8ft LFL: T8 F59 | 2042 | FIXED_OM | NEW | lodging | USD/gigalumen_year | us | us | 6013401948.6072
commercial lighting | 8ft LFL: T8 F59 | 2042 | FIXED_OM | NEW | merc/service | USD/gigalumen_year | us | us | 6013401948.6072
commercial lighting | 8ft LFL: T8 F59 | 2042 | FIXED_OM | NEW | office-large | USD/gigalumen_year | us | us | 6013401948.6072
commercial lighting | 8ft LFL: T8 F59 | 2042 | FIXED_OM | NEW | office-small | USD/gigalumen_year | us | us | 6013401948.6072
commercial lighting | 8ft LFL: T8 F59 | 2042 | FIXED_OM | NEW | other | USD/gigalumen_year | us | us | 6013401948.6072
commercial lighting | 8ft LFL: T8 F59 | 2042 | FIXED_OM | NEW | warehouse | USD/gigalumen_year | us | us | 6013401948.6072
commercial lighting | 8ft LFL: T8 F59 | 2042 | FIXED_OM | REPLACEMENT | assembly | USD/gigalumen_year | us | us | 6013401948.6072
commercial lighting | 8ft LFL: T8 F59 | 2042 | FIXED_OM | REPLACEMENT | education | USD/gigalumen_year | us | us | 6013401948.6072
commercial lighting | 8ft LFL: T8 F59 | 2042 | FIXED_OM | REPLACEMENT | food sales | USD/gigalumen_year | us | us | 6013401948.6072
commercial lighting | 8ft LFL: T8 F59 | 2042 | FIXED_OM | REPLACEMENT | food service | USD/gigalumen_year | us | us | 6013401948.6072
commercial lighting | 8ft LFL: T8 F59 | 2042 | FIXED_OM | REPLACEMENT | health | USD/gigalumen_year | us | us | 6013401948.6072
commercial lighting | 8ft LFL: T8 F59 | 2042 | FIXED_OM | REPLACEMENT | lodging | USD/gigalumen_year | us | us | 6013401948.6072
commercial lighting | 8ft LFL: T8 F59 | 2042 | FIXED_OM | REPLACEMENT | merc/service | USD/gigalumen_year | us | us | 6013401948.6072
commercial lighting | 8ft LFL: T8 F59 | 2042 | FIXED_OM | REPLACEMENT | office-large | USD/gigalumen_year | us | us | 6013401948.6072
commercial lighting | 8ft LFL: T8 F59 | 2042 | FIXED_OM | REPLACEMENT | office-small | USD/gigalumen_year | us | us | 6013401948.6072
commercial lighting | 8ft LFL: T8 F59 | 2042 | FIXED_OM | REPLACEMENT | other | USD/gigalumen_year | us | us | 6013401948.6072
commercial lighting | 8ft LFL: T8 F59 | 2042 | FIXED_OM | REPLACEMENT | warehouse | USD/gigalumen_year | us | us | 6013401948.6072
commercial lighting | 8ft LFL: T8 F59 | 2043 | CAPITAL | NEW | assembly | USD/gigalumen_year | us | us | 107865397453.141
commercial lighting | 8ft LFL: T8 F59 | 2043 | CAPITAL | NEW | education | USD/gigalumen_year | us | us | 107865397453.141
commercial lighting | 8ft LFL: T8 F59 | 2043 | CAPITAL | NEW | food sales | USD/gigalumen_year | us | us | 107865397453.141
commercial lighting | 8ft LFL: T8 F59 | 2043 | CAPITAL | NEW | food service | USD/gigalumen_year | us | us | 107865397453.141
commercial lighting | 8ft LFL: T8 F59 | 2043 | CAPITAL | NEW | health | USD/gigalumen_year | us | us | 107865397453.141
commercial lighting | 8ft LFL: T8 F59 | 2043 | CAPITAL | NEW | lodging | USD/gigalumen_year | us | us | 107865397453.141
commercial lighting | 8ft LFL: T8 F59 | 2043 | CAPITAL | NEW | merc/service | USD/gigalumen_year | us | us | 107865397453.141
commercial lighting | 8ft LFL: T8 F59 | 2043 | CAPITAL | NEW | office-large | USD/gigalumen_year | us | us | 107865397453.141
commercial lighting | 8ft LFL: T8 F59 | 2043 | CAPITAL | NEW | office-small | USD/gigalumen_year | us | us | 107865397453.141
commercial lighting | 8ft LFL: T8 F59 | 2043 | CAPITAL | NEW | other | USD/gigalumen_year | us | us | 107865397453.141
commercial lighting | 8ft LFL: T8 F59 | 2043 | CAPITAL | NEW | warehouse | USD/gigalumen_year | us | us | 107865397453.141
commercial lighting | 8ft LFL: T8 F59 | 2043 | CAPITAL | REPLACEMENT | assembly | USD/gigalumen_year | us | us | 107865397453.141
commercial lighting | 8ft LFL: T8 F59 | 2043 | CAPITAL | REPLACEMENT | education | USD/gigalumen_year | us | us | 107865397453.141
commercial lighting | 8ft LFL: T8 F59 | 2043 | CAPITAL | REPLACEMENT | food sales | USD/gigalumen_year | us | us | 107865397453.141
commercial lighting | 8ft LFL: T8 F59 | 2043 | CAPITAL | REPLACEMENT | food service | USD/gigalumen_year | us | us | 107865397453.141
commercial lighting | 8ft LFL: T8 F59 | 2043 | CAPITAL | REPLACEMENT | health | USD/gigalumen_year | us | us | 107865397453.141
commercial lighting | 8ft LFL: T8 F59 | 2043 | CAPITAL | REPLACEMENT | lodging | USD/gigalumen_year | us | us | 107865397453.141
commercial lighting | 8ft LFL: T8 F59 | 2043 | CAPITAL | REPLACEMENT | merc/service | USD/gigalumen_year | us | us | 107865397453.141
commercial lighting | 8ft LFL: T8 F59 | 2043 | CAPITAL | REPLACEMENT | office-large | USD/gigalumen_year | us | us | 107865397453.141
commercial lighting | 8ft LFL: T8 F59 | 2043 | CAPITAL | REPLACEMENT | office-small | USD/gigalumen_year | us | us | 107865397453.141
commercial lighting | 8ft LFL: T8 F59 | 2043 | CAPITAL | REPLACEMENT | other | USD/gigalumen_year | us | us | 107865397453.141
commercial lighting | 8ft LFL: T8 F59 | 2043 | CAPITAL | REPLACEMENT | warehouse | USD/gigalumen_year | us | us | 107865397453.141
commercial lighting | 8ft LFL: T8 F59 | 2043 | FIXED_OM | NEW | assembly | USD/gigalumen_year | us | us | 6013401948.6072
commercial lighting | 8ft LFL: T8 F59 | 2043 | FIXED_OM | NEW | education | USD/gigalumen_year | us | us | 6013401948.6072
commercial lighting | 8ft LFL: T8 F59 | 2043 | FIXED_OM | NEW | food sales | USD/gigalumen_year | us | us | 6013401948.6072
commercial lighting | 8ft LFL: T8 F59 | 2043 | FIXED_OM | NEW | food service | USD/gigalumen_year | us | us | 6013401948.6072
commercial lighting | 8ft LFL: T8 F59 | 2043 | FIXED_OM | NEW | health | USD/gigalumen_year | us | us | 6013401948.6072
commercial lighting | 8ft LFL: T8 F59 | 2043 | FIXED_OM | NEW | lodging | USD/gigalumen_year | us | us | 6013401948.6072
commercial lighting | 8ft LFL: T8 F59 | 2043 | FIXED_OM | NEW | merc/service | USD/gigalumen_year | us | us | 6013401948.6072
commercial lighting | 8ft LFL: T8 F59 | 2043 | FIXED_OM | NEW | office-large | USD/gigalumen_year | us | us | 6013401948.6072
commercial lighting | 8ft LFL: T8 F59 | 2043 | FIXED_OM | NEW | office-small | USD/gigalumen_year | us | us | 6013401948.6072
commercial lighting | 8ft LFL: T8 F59 | 2043 | FIXED_OM | NEW | other | USD/gigalumen_year | us | us | 6013401948.6072
commercial lighting | 8ft LFL: T8 F59 | 2043 | FIXED_OM | NEW | warehouse | USD/gigalumen_year | us | us | 6013401948.6072
commercial lighting | 8ft LFL: T8 F59 | 2043 | FIXED_OM | REPLACEMENT | assembly | USD/gigalumen_year | us | us | 6013401948.6072
commercial lighting | 8ft LFL: T8 F59 | 2043 | FIXED_OM | REPLACEMENT | education | USD/gigalumen_year | us | us | 6013401948.6072
commercial lighting | 8ft LFL: T8 F59 | 2043 | FIXED_OM | REPLACEMENT | food sales | USD/gigalumen_year | us | us | 6013401948.6072
commercial lighting | 8ft LFL: T8 F59 | 2043 | FIXED_OM | REPLACEMENT | food service | USD/gigalumen_year | us | us | 6013401948.6072
commercial lighting | 8ft LFL: T8 F59 | 2043 | FIXED_OM | REPLACEMENT | health | USD/gigalumen_year | us | us | 6013401948.6072
commercial lighting | 8ft LFL: T8 F59 | 2043 | FIXED_OM | REPLACEMENT | lodging | USD/gigalumen_year | us | us | 6013401948.6072
commercial lighting | 8ft LFL: T8 F59 | 2043 | FIXED_OM | REPLACEMENT | merc/service | USD/gigalumen_year | us | us | 6013401948.6072
commercial lighting | 8ft LFL: T8 F59 | 2043 | FIXED_OM | REPLACEMENT | office-large | USD/gigalumen_year | us | us | 6013401948.6072
commercial lighting | 8ft LFL: T8 F59 | 2043 | FIXED_OM | REPLACEMENT | office-small | USD/gigalumen_year | us | us | 6013401948.6072
commercial lighting | 8ft LFL: T8 F59 | 2043 | FIXED_OM | REPLACEMENT | other | USD/gigalumen_year | us | us | 6013401948.6072
commercial lighting | 8ft LFL: T8 F59 | 2043 | FIXED_OM | REPLACEMENT | warehouse | USD/gigalumen_year | us | us | 6013401948.6072
commercial lighting | 8ft LFL: T8 F59 | 2044 | CAPITAL | NEW | assembly | USD/gigalumen_year | us | us | 107865397453.141
commercial lighting | 8ft LFL: T8 F59 | 2044 | CAPITAL | NEW | education | USD/gigalumen_year | us | us | 107865397453.141
commercial lighting | 8ft LFL: T8 F59 | 2044 | CAPITAL | NEW | food sales | USD/gigalumen_year | us | us | 107865397453.141
commercial lighting | 8ft LFL: T8 F59 | 2044 | CAPITAL | NEW | food service | USD/gigalumen_year | us | us | 107865397453.141
commercial lighting | 8ft LFL: T8 F59 | 2044 | CAPITAL | NEW | health | USD/gigalumen_year | us | us | 107865397453.141
commercial lighting | 8ft LFL: T8 F59 | 2044 | CAPITAL | NEW | lodging | USD/gigalumen_year | us | us | 107865397453.141
commercial lighting | 8ft LFL: T8 F59 | 2044 | CAPITAL | NEW | merc/service | USD/gigalumen_year | us | us | 107865397453.141
commercial lighting | 8ft LFL: T8 F59 | 2044 | CAPITAL | NEW | office-large | USD/gigalumen_year | us | us | 107865397453.141
commercial lighting | 8ft LFL: T8 F59 | 2044 | CAPITAL | NEW | office-small | USD/gigalumen_year | us | us | 107865397453.141
commercial lighting | 8ft LFL: T8 F59 | 2044 | CAPITAL | NEW | other | USD/gigalumen_year | us | us | 107865397453.141
commercial lighting | 8ft LFL: T8 F59 | 2044 | CAPITAL | NEW | warehouse | USD/gigalumen_year | us | us | 107865397453.141
commercial lighting | 8ft LFL: T8 F59 | 2044 | CAPITAL | REPLACEMENT | assembly | USD/gigalumen_year | us | us | 107865397453.141
commercial lighting | 8ft LFL: T8 F59 | 2044 | CAPITAL | REPLACEMENT | education | USD/gigalumen_year | us | us | 107865397453.141
commercial lighting | 8ft LFL: T8 F59 | 2044 | CAPITAL | REPLACEMENT | food sales | USD/gigalumen_year | us | us | 107865397453.141
commercial lighting | 8ft LFL: T8 F59 | 2044 | CAPITAL | REPLACEMENT | food service | USD/gigalumen_year | us | us | 107865397453.141
commercial lighting | 8ft LFL: T8 F59 | 2044 | CAPITAL | REPLACEMENT | health | USD/gigalumen_year | us | us | 107865397453.141
commercial lighting | 8ft LFL: T8 F59 | 2044 | CAPITAL | REPLACEMENT | lodging | USD/gigalumen_year | us | us | 107865397453.141
commercial lighting | 8ft LFL: T8 F59 | 2044 | CAPITAL | REPLACEMENT | merc/service | USD/gigalumen_year | us | us | 107865397453.141
commercial lighting | 8ft LFL: T8 F59 | 2044 | CAPITAL | REPLACEMENT | office-large | USD/gigalumen_year | us | us | 107865397453.141
commercial lighting | 8ft LFL: T8 F59 | 2044 | CAPITAL | REPLACEMENT | office-small | USD/gigalumen_year | us | us | 107865397453.141
commercial lighting | 8ft LFL: T8 F59 | 2044 | CAPITAL | REPLACEMENT | other | USD/gigalumen_year | us | us | 107865397453.141
commercial lighting | 8ft LFL: T8 F59 | 2044 | CAPITAL | REPLACEMENT | warehouse | USD/gigalumen_year | us | us | 107865397453.141
commercial lighting | 8ft LFL: T8 F59 | 2044 | FIXED_OM | NEW | assembly | USD/gigalumen_year | us | us | 6013401948.6072
commercial lighting | 8ft LFL: T8 F59 | 2044 | FIXED_OM | NEW | education | USD/gigalumen_year | us | us | 6013401948.6072
commercial lighting | 8ft LFL: T8 F59 | 2044 | FIXED_OM | NEW | food sales | USD/gigalumen_year | us | us | 6013401948.6072
commercial lighting | 8ft LFL: T8 F59 | 2044 | FIXED_OM | NEW | food service | USD/gigalumen_year | us | us | 6013401948.6072
commercial lighting | 8ft LFL: T8 F59 | 2044 | FIXED_OM | NEW | health | USD/gigalumen_year | us | us | 6013401948.6072
commercial lighting | 8ft LFL: T8 F59 | 2044 | FIXED_OM | NEW | lodging | USD/gigalumen_year | us | us | 6013401948.6072
commercial lighting | 8ft LFL: T8 F59 | 2044 | FIXED_OM | NEW | merc/service | USD/gigalumen_year | us | us | 6013401948.6072
commercial lighting | 8ft LFL: T8 F59 | 2044 | FIXED_OM | NEW | office-large | USD/gigalumen_year | us | us | 6013401948.6072
commercial lighting | 8ft LFL: T8 F59 | 2044 | FIXED_OM | NEW | office-small | USD/gigalumen_year | us | us | 6013401948.6072
commercial lighting | 8ft LFL: T8 F59 | 2044 | FIXED_OM | NEW | other | USD/gigalumen_year | us | us | 6013401948.6072
commercial lighting | 8ft LFL: T8 F59 | 2044 | FIXED_OM | NEW | warehouse | USD/gigalumen_year | us | us | 6013401948.6072
commercial lighting | 8ft LFL: T8 F59 | 2044 | FIXED_OM | REPLACEMENT | assembly | USD/gigalumen_year | us | us | 6013401948.6072
commercial lighting | 8ft LFL: T8 F59 | 2044 | FIXED_OM | REPLACEMENT | education | USD/gigalumen_year | us | us | 6013401948.6072
commercial lighting | 8ft LFL: T8 F59 | 2044 | FIXED_OM | REPLACEMENT | food sales | USD/gigalumen_year | us | us | 6013401948.6072
commercial lighting | 8ft LFL: T8 F59 | 2044 | FIXED_OM | REPLACEMENT | food service | USD/gigalumen_year | us | us | 6013401948.6072
commercial lighting | 8ft LFL: T8 F59 | 2044 | FIXED_OM | REPLACEMENT | health | USD/gigalumen_year | us | us | 6013401948.6072
commercial lighting | 8ft LFL: T8 F59 | 2044 | FIXED_OM | REPLACEMENT | lodging | USD/gigalumen_year | us | us | 6013401948.6072
commercial lighting | 8ft LFL: T8 F59 | 2044 | FIXED_OM | REPLACEMENT | merc/service | USD/gigalumen_year | us | us | 6013401948.6072
commercial lighting | 8ft LFL: T8 F59 | 2044 | FIXED_OM | REPLACEMENT | office-large | USD/gigalumen_year | us | us | 6013401948.6072
commercial lighting | 8ft LFL: T8 F59 | 2044 | FIXED_OM | REPLACEMENT | office-small | USD/gigalumen_year | us | us | 6013401948.6072
commercial lighting | 8ft LFL: T8 F59 | 2044 | FIXED_OM | REPLACEMENT | other | USD/gigalumen_year | us | us | 6013401948.6072
commercial lighting | 8ft LFL: T8 F59 | 2044 | FIXED_OM | REPLACEMENT | warehouse | USD/gigalumen_year | us | us | 6013401948.6072
commercial lighting | 8ft LFL: T8 F59 | 2045 | CAPITAL | NEW | assembly | USD/gigalumen_year | us | us | 107865397453.141
commercial lighting | 8ft LFL: T8 F59 | 2045 | CAPITAL | NEW | education | USD/gigalumen_year | us | us | 107865397453.141
commercial lighting | 8ft LFL: T8 F59 | 2045 | CAPITAL | NEW | food sales | USD/gigalumen_year | us | us | 107865397453.141
commercial lighting | 8ft LFL: T8 F59 | 2045 | CAPITAL | NEW | food service | USD/gigalumen_year | us | us | 107865397453.141
commercial lighting | 8ft LFL: T8 F59 | 2045 | CAPITAL | NEW | health | USD/gigalumen_year | us | us | 107865397453.141
commercial lighting | 8ft LFL: T8 F59 | 2045 | CAPITAL | NEW | lodging | USD/gigalumen_year | us | us | 107865397453.141
commercial lighting | 8ft LFL: T8 F59 | 2045 | CAPITAL | NEW | merc/service | USD/gigalumen_year | us | us | 107865397453.141
commercial lighting | 8ft LFL: T8 F59 | 2045 | CAPITAL | NEW | office-large | USD/gigalumen_year | us | us | 107865397453.141
commercial lighting | 8ft LFL: T8 F59 | 2045 | CAPITAL | NEW | office-small | USD/gigalumen_year | us | us | 107865397453.141
commercial lighting | 8ft LFL: T8 F59 | 2045 | CAPITAL | NEW | other | USD/gigalumen_year | us | us | 107865397453.141
commercial lighting | 8ft LFL: T8 F59 | 2045 | CAPITAL | NEW | warehouse | USD/gigalumen_year | us | us | 107865397453.141
commercial lighting | 8ft LFL: T8 F59 | 2045 | CAPITAL | REPLACEMENT | assembly | USD/gigalumen_year | us | us | 107865397453.141
commercial lighting | 8ft LFL: T8 F59 | 2045 | CAPITAL | REPLACEMENT | education | USD/gigalumen_year | us | us | 107865397453.141
commercial lighting | 8ft LFL: T8 F59 | 2045 | CAPITAL | REPLACEMENT | food sales | USD/gigalumen_year | us | us | 107865397453.141
commercial lighting | 8ft LFL: T8 F59 | 2045 | CAPITAL | REPLACEMENT | food service | USD/gigalumen_year | us | us | 107865397453.141
commercial lighting | 8ft LFL: T8 F59 | 2045 | CAPITAL | REPLACEMENT | health | USD/gigalumen_year | us | us | 107865397453.141
commercial lighting | 8ft LFL: T8 F59 | 2045 | CAPITAL | REPLACEMENT | lodging | USD/gigalumen_year | us | us | 107865397453.141
commercial lighting | 8ft LFL: T8 F59 | 2045 | CAPITAL | REPLACEMENT | merc/service | USD/gigalumen_year | us | us | 107865397453.141
commercial lighting | 8ft LFL: T8 F59 | 2045 | CAPITAL | REPLACEMENT | office-large | USD/gigalumen_year | us | us | 107865397453.141
commercial lighting | 8ft LFL: T8 F59 | 2045 | CAPITAL | REPLACEMENT | office-small | USD/gigalumen_year | us | us | 107865397453.141
commercial lighting | 8ft LFL: T8 F59 | 2045 | CAPITAL | REPLACEMENT | other | USD/gigalumen_year | us | us | 107865397453.141
commercial lighting | 8ft LFL: T8 F59 | 2045 | CAPITAL | REPLACEMENT | warehouse | USD/gigalumen_year | us | us | 107865397453.141
commercial lighting | 8ft LFL: T8 F59 | 2045 | FIXED_OM | NEW | assembly | USD/gigalumen_year | us | us | 6013401948.6072
commercial lighting | 8ft LFL: T8 F59 | 2045 | FIXED_OM | NEW | education | USD/gigalumen_year | us | us | 6013401948.6072
commercial lighting | 8ft LFL: T8 F59 | 2045 | FIXED_OM | NEW | food sales | USD/gigalumen_year | us | us | 6013401948.6072
commercial lighting | 8ft LFL: T8 F59 | 2045 | FIXED_OM | NEW | food service | USD/gigalumen_year | us | us | 6013401948.6072
commercial lighting | 8ft LFL: T8 F59 | 2045 | FIXED_OM | NEW | health | USD/gigalumen_year | us | us | 6013401948.6072
commercial lighting | 8ft LFL: T8 F59 | 2045 | FIXED_OM | NEW | lodging | USD/gigalumen_year | us | us | 6013401948.6072
commercial lighting | 8ft LFL: T8 F59 | 2045 | FIXED_OM | NEW | merc/service | USD/gigalumen_year | us | us | 6013401948.6072
commercial lighting | 8ft LFL: T8 F59 | 2045 | FIXED_OM | NEW | office-large | USD/gigalumen_year | us | us | 6013401948.6072
commercial lighting | 8ft LFL: T8 F59 | 2045 | FIXED_OM | NEW | office-small | USD/gigalumen_year | us | us | 6013401948.6072
commercial lighting | 8ft LFL: T8 F59 | 2045 | FIXED_OM | NEW | other | USD/gigalumen_year | us | us | 6013401948.6072
commercial lighting | 8ft LFL: T8 F59 | 2045 | FIXED_OM | NEW | warehouse | USD/gigalumen_year | us | us | 6013401948.6072
commercial lighting | 8ft LFL: T8 F59 | 2045 | FIXED_OM | REPLACEMENT | assembly | USD/gigalumen_year | us | us | 6013401948.6072
commercial lighting | 8ft LFL: T8 F59 | 2045 | FIXED_OM | REPLACEMENT | education | USD/gigalumen_year | us | us | 6013401948.6072
commercial lighting | 8ft LFL: T8 F59 | 2045 | FIXED_OM | REPLACEMENT | food sales | USD/gigalumen_year | us | us | 6013401948.6072
commercial lighting | 8ft LFL: T8 F59 | 2045 | FIXED_OM | REPLACEMENT | food service | USD/gigalumen_year | us | us | 6013401948.6072
commercial lighting | 8ft LFL: T8 F59 | 2045 | FIXED_OM | REPLACEMENT | health | USD/gigalumen_year | us | us | 6013401948.6072
commercial lighting | 8ft LFL: T8 F59 | 2045 | FIXED_OM | REPLACEMENT | lodging | USD/gigalumen_year | us | us | 6013401948.6072
commercial lighting | 8ft LFL: T8 F59 | 2045 | FIXED_OM | REPLACEMENT | merc/service | USD/gigalumen_year | us | us | 6013401948.6072
commercial lighting | 8ft LFL: T8 F59 | 2045 | FIXED_OM | REPLACEMENT | office-large | USD/gigalumen_year | us | us | 6013401948.6072
commercial lighting | 8ft LFL: T8 F59 | 2045 | FIXED_OM | REPLACEMENT | office-small | USD/gigalumen_year | us | us | 6013401948.6072
commercial lighting | 8ft LFL: T8 F59 | 2045 | FIXED_OM | REPLACEMENT | other | USD/gigalumen_year | us | us | 6013401948.6072
commercial lighting | 8ft LFL: T8 F59 | 2045 | FIXED_OM | REPLACEMENT | warehouse | USD/gigalumen_year | us | us | 6013401948.6072
commercial lighting | 8ft LFL: T8 F59 | 2046 | CAPITAL | NEW | assembly | USD/gigalumen_year | us | us | 107865397453.141
commercial lighting | 8ft LFL: T8 F59 | 2046 | CAPITAL | NEW | education | USD/gigalumen_year | us | us | 107865397453.141
commercial lighting | 8ft LFL: T8 F59 | 2046 | CAPITAL | NEW | food sales | USD/gigalumen_year | us | us | 107865397453.141
commercial lighting | 8ft LFL: T8 F59 | 2046 | CAPITAL | NEW | food service | USD/gigalumen_year | us | us | 107865397453.141
commercial lighting | 8ft LFL: T8 F59 | 2046 | CAPITAL | NEW | health | USD/gigalumen_year | us | us | 107865397453.141
commercial lighting | 8ft LFL: T8 F59 | 2046 | CAPITAL | NEW | lodging | USD/gigalumen_year | us | us | 107865397453.141
commercial lighting | 8ft LFL: T8 F59 | 2046 | CAPITAL | NEW | merc/service | USD/gigalumen_year | us | us | 107865397453.141
commercial lighting | 8ft LFL: T8 F59 | 2046 | CAPITAL | NEW | office-large | USD/gigalumen_year | us | us | 107865397453.141
commercial lighting | 8ft LFL: T8 F59 | 2046 | CAPITAL | NEW | office-small | USD/gigalumen_year | us | us | 107865397453.141
commercial lighting | 8ft LFL: T8 F59 | 2046 | CAPITAL | NEW | other | USD/gigalumen_year | us | us | 107865397453.141
commercial lighting | 8ft LFL: T8 F59 | 2046 | CAPITAL | NEW | warehouse | USD/gigalumen_year | us | us | 107865397453.141
commercial lighting | 8ft LFL: T8 F59 | 2046 | CAPITAL | REPLACEMENT | assembly | USD/gigalumen_year | us | us | 107865397453.141
commercial lighting | 8ft LFL: T8 F59 | 2046 | CAPITAL | REPLACEMENT | education | USD/gigalumen_year | us | us | 107865397453.141
commercial lighting | 8ft LFL: T8 F59 | 2046 | CAPITAL | REPLACEMENT | food sales | USD/gigalumen_year | us | us | 107865397453.141
commercial lighting | 8ft LFL: T8 F59 | 2046 | CAPITAL | REPLACEMENT | food service | USD/gigalumen_year | us | us | 107865397453.141
commercial lighting | 8ft LFL: T8 F59 | 2046 | CAPITAL | REPLACEMENT | health | USD/gigalumen_year | us | us | 107865397453.141
commercial lighting | 8ft LFL: T8 F59 | 2046 | CAPITAL | REPLACEMENT | lodging | USD/gigalumen_year | us | us | 107865397453.141
commercial lighting | 8ft LFL: T8 F59 | 2046 | CAPITAL | REPLACEMENT | merc/service | USD/gigalumen_year | us | us | 107865397453.141
commercial lighting | 8ft LFL: T8 F59 | 2046 | CAPITAL | REPLACEMENT | office-large | USD/gigalumen_year | us | us | 107865397453.141
commercial lighting | 8ft LFL: T8 F59 | 2046 | CAPITAL | REPLACEMENT | office-small | USD/gigalumen_year | us | us | 107865397453.141
commercial lighting | 8ft LFL: T8 F59 | 2046 | CAPITAL | REPLACEMENT | other | USD/gigalumen_year | us | us | 107865397453.141
commercial lighting | 8ft LFL: T8 F59 | 2046 | CAPITAL | REPLACEMENT | warehouse | USD/gigalumen_year | us | us | 107865397453.141
commercial lighting | 8ft LFL: T8 F59 | 2046 | FIXED_OM | NEW | assembly | USD/gigalumen_year | us | us | 6013401948.6072
commercial lighting | 8ft LFL: T8 F59 | 2046 | FIXED_OM | NEW | education | USD/gigalumen_year | us | us | 6013401948.6072
commercial lighting | 8ft LFL: T8 F59 | 2046 | FIXED_OM | NEW | food sales | USD/gigalumen_year | us | us | 6013401948.6072
commercial lighting | 8ft LFL: T8 F59 | 2046 | FIXED_OM | NEW | food service | USD/gigalumen_year | us | us | 6013401948.6072
commercial lighting | 8ft LFL: T8 F59 | 2046 | FIXED_OM | NEW | health | USD/gigalumen_year | us | us | 6013401948.6072
commercial lighting | 8ft LFL: T8 F59 | 2046 | FIXED_OM | NEW | lodging | USD/gigalumen_year | us | us | 6013401948.6072
commercial lighting | 8ft LFL: T8 F59 | 2046 | FIXED_OM | NEW | merc/service | USD/gigalumen_year | us | us | 6013401948.6072
commercial lighting | 8ft LFL: T8 F59 | 2046 | FIXED_OM | NEW | office-large | USD/gigalumen_year | us | us | 6013401948.6072
commercial lighting | 8ft LFL: T8 F59 | 2046 | FIXED_OM | NEW | office-small | USD/gigalumen_year | us | us | 6013401948.6072
commercial lighting | 8ft LFL: T8 F59 | 2046 | FIXED_OM | NEW | other | USD/gigalumen_year | us | us | 6013401948.6072
commercial lighting | 8ft LFL: T8 F59 | 2046 | FIXED_OM | NEW | warehouse | USD/gigalumen_year | us | us | 6013401948.6072
commercial lighting | 8ft LFL: T8 F59 | 2046 | FIXED_OM | REPLACEMENT | assembly | USD/gigalumen_year | us | us | 6013401948.6072
commercial lighting | 8ft LFL: T8 F59 | 2046 | FIXED_OM | REPLACEMENT | education | USD/gigalumen_year | us | us | 6013401948.6072
commercial lighting | 8ft LFL: T8 F59 | 2046 | FIXED_OM | REPLACEMENT | food sales | USD/gigalumen_year | us | us | 6013401948.6072
commercial lighting | 8ft LFL: T8 F59 | 2046 | FIXED_OM | REPLACEMENT | food service | USD/gigalumen_year | us | us | 6013401948.6072
commercial lighting | 8ft LFL: T8 F59 | 2046 | FIXED_OM | REPLACEMENT | health | USD/gigalumen_year | us | us | 6013401948.6072
commercial lighting | 8ft LFL: T8 F59 | 2046 | FIXED_OM | REPLACEMENT | lodging | USD/gigalumen_year | us | us | 6013401948.6072
commercial lighting | 8ft LFL: T8 F59 | 2046 | FIXED_OM | REPLACEMENT | merc/service | USD/gigalumen_year | us | us | 6013401948.6072
commercial lighting | 8ft LFL: T8 F59 | 2046 | FIXED_OM | REPLACEMENT | office-large | USD/gigalumen_year | us | us | 6013401948.6072
commercial lighting | 8ft LFL: T8 F59 | 2046 | FIXED_OM | REPLACEMENT | office-small | USD/gigalumen_year | us | us | 6013401948.6072
commercial lighting | 8ft LFL: T8 F59 | 2046 | FIXED_OM | REPLACEMENT | other | USD/gigalumen_year | us | us | 6013401948.6072
commercial lighting | 8ft LFL: T8 F59 | 2046 | FIXED_OM | REPLACEMENT | warehouse | USD/gigalumen_year | us | us | 6013401948.6072
commercial lighting | 8ft LFL: T8 F59 | 2047 | CAPITAL | NEW | assembly | USD/gigalumen_year | us | us | 107865397453.141
commercial lighting | 8ft LFL: T8 F59 | 2047 | CAPITAL | NEW | education | USD/gigalumen_year | us | us | 107865397453.141
commercial lighting | 8ft LFL: T8 F59 | 2047 | CAPITAL | NEW | food sales | USD/gigalumen_year | us | us | 107865397453.141
commercial lighting | 8ft LFL: T8 F59 | 2047 | CAPITAL | NEW | food service | USD/gigalumen_year | us | us | 107865397453.141
commercial lighting | 8ft LFL: T8 F59 | 2047 | CAPITAL | NEW | health | USD/gigalumen_year | us | us | 107865397453.141
commercial lighting | 8ft LFL: T8 F59 | 2047 | CAPITAL | NEW | lodging | USD/gigalumen_year | us | us | 107865397453.141
commercial lighting | 8ft LFL: T8 F59 | 2047 | CAPITAL | NEW | merc/service | USD/gigalumen_year | us | us | 107865397453.141
commercial lighting | 8ft LFL: T8 F59 | 2047 | CAPITAL | NEW | office-large | USD/gigalumen_year | us | us | 107865397453.141
commercial lighting | 8ft LFL: T8 F59 | 2047 | CAPITAL | NEW | office-small | USD/gigalumen_year | us | us | 107865397453.141
commercial lighting | 8ft LFL: T8 F59 | 2047 | CAPITAL | NEW | other | USD/gigalumen_year | us | us | 107865397453.141
commercial lighting | 8ft LFL: T8 F59 | 2047 | CAPITAL | NEW | warehouse | USD/gigalumen_year | us | us | 107865397453.141
commercial lighting | 8ft LFL: T8 F59 | 2047 | CAPITAL | REPLACEMENT | assembly | USD/gigalumen_year | us | us | 107865397453.141
commercial lighting | 8ft LFL: T8 F59 | 2047 | CAPITAL | REPLACEMENT | education | USD/gigalumen_year | us | us | 107865397453.141
commercial lighting | 8ft LFL: T8 F59 | 2047 | CAPITAL | REPLACEMENT | food sales | USD/gigalumen_year | us | us | 107865397453.141
commercial lighting | 8ft LFL: T8 F59 | 2047 | CAPITAL | REPLACEMENT | food service | USD/gigalumen_year | us | us | 107865397453.141
commercial lighting | 8ft LFL: T8 F59 | 2047 | CAPITAL | REPLACEMENT | health | USD/gigalumen_year | us | us | 107865397453.141
commercial lighting | 8ft LFL: T8 F59 | 2047 | CAPITAL | REPLACEMENT | lodging | USD/gigalumen_year | us | us | 107865397453.141
commercial lighting | 8ft LFL: T8 F59 | 2047 | CAPITAL | REPLACEMENT | merc/service | USD/gigalumen_year | us | us | 107865397453.141
commercial lighting | 8ft LFL: T8 F59 | 2047 | CAPITAL | REPLACEMENT | office-large | USD/gigalumen_year | us | us | 107865397453.141
commercial lighting | 8ft LFL: T8 F59 | 2047 | CAPITAL | REPLACEMENT | office-small | USD/gigalumen_year | us | us | 107865397453.141
commercial lighting | 8ft LFL: T8 F59 | 2047 | CAPITAL | REPLACEMENT | other | USD/gigalumen_year | us | us | 107865397453.141
commercial lighting | 8ft LFL: T8 F59 | 2047 | CAPITAL | REPLACEMENT | warehouse | USD/gigalumen_year | us | us | 107865397453.141
commercial lighting | 8ft LFL: T8 F59 | 2047 | FIXED_OM | NEW | assembly | USD/gigalumen_year | us | us | 6013401948.6072
commercial lighting | 8ft LFL: T8 F59 | 2047 | FIXED_OM | NEW | education | USD/gigalumen_year | us | us | 6013401948.6072
commercial lighting | 8ft LFL: T8 F59 | 2047 | FIXED_OM | NEW | food sales | USD/gigalumen_year | us | us | 6013401948.6072
commercial lighting | 8ft LFL: T8 F59 | 2047 | FIXED_OM | NEW | food service | USD/gigalumen_year | us | us | 6013401948.6072
commercial lighting | 8ft LFL: T8 F59 | 2047 | FIXED_OM | NEW | health | USD/gigalumen_year | us | us | 6013401948.6072
commercial lighting | 8ft LFL: T8 F59 | 2047 | FIXED_OM | NEW | lodging | USD/gigalumen_year | us | us | 6013401948.6072
commercial lighting | 8ft LFL: T8 F59 | 2047 | FIXED_OM | NEW | merc/service | USD/gigalumen_year | us | us | 6013401948.6072
commercial lighting | 8ft LFL: T8 F59 | 2047 | FIXED_OM | NEW | office-large | USD/gigalumen_year | us | us | 6013401948.6072
commercial lighting | 8ft LFL: T8 F59 | 2047 | FIXED_OM | NEW | office-small | USD/gigalumen_year | us | us | 6013401948.6072
commercial lighting | 8ft LFL: T8 F59 | 2047 | FIXED_OM | NEW | other | USD/gigalumen_year | us | us | 6013401948.6072
commercial lighting | 8ft LFL: T8 F59 | 2047 | FIXED_OM | NEW | warehouse | USD/gigalumen_year | us | us | 6013401948.6072
commercial lighting | 8ft LFL: T8 F59 | 2047 | FIXED_OM | REPLACEMENT | assembly | USD/gigalumen_year | us | us | 6013401948.6072
commercial lighting | 8ft LFL: T8 F59 | 2047 | FIXED_OM | REPLACEMENT | education | USD/gigalumen_year | us | us | 6013401948.6072
commercial lighting | 8ft LFL: T8 F59 | 2047 | FIXED_OM | REPLACEMENT | food sales | USD/gigalumen_year | us | us | 6013401948.6072
commercial lighting | 8ft LFL: T8 F59 | 2047 | FIXED_OM | REPLACEMENT | food service | USD/gigalumen_year | us | us | 6013401948.6072
commercial lighting | 8ft LFL: T8 F59 | 2047 | FIXED_OM | REPLACEMENT | health | USD/gigalumen_year | us | us | 6013401948.6072
commercial lighting | 8ft LFL: T8 F59 | 2047 | FIXED_OM | REPLACEMENT | lodging | USD/gigalumen_year | us | us | 6013401948.6072
commercial lighting | 8ft LFL: T8 F59 | 2047 | FIXED_OM | REPLACEMENT | merc/service | USD/gigalumen_year | us | us | 6013401948.6072
commercial lighting | 8ft LFL: T8 F59 | 2047 | FIXED_OM | REPLACEMENT | office-large | USD/gigalumen_year | us | us | 6013401948.6072
commercial lighting | 8ft LFL: T8 F59 | 2047 | FIXED_OM | REPLACEMENT | office-small | USD/gigalumen_year | us | us | 6013401948.6072
commercial lighting | 8ft LFL: T8 F59 | 2047 | FIXED_OM | REPLACEMENT | other | USD/gigalumen_year | us | us | 6013401948.6072
commercial lighting | 8ft LFL: T8 F59 | 2047 | FIXED_OM | REPLACEMENT | warehouse | USD/gigalumen_year | us | us | 6013401948.6072
commercial lighting | 8ft LFL: T8 F59 | 2048 | CAPITAL | NEW | assembly | USD/gigalumen_year | us | us | 107865397453.141
commercial lighting | 8ft LFL: T8 F59 | 2048 | CAPITAL | NEW | education | USD/gigalumen_year | us | us | 107865397453.141
commercial lighting | 8ft LFL: T8 F59 | 2048 | CAPITAL | NEW | food sales | USD/gigalumen_year | us | us | 107865397453.141
commercial lighting | 8ft LFL: T8 F59 | 2048 | CAPITAL | NEW | food service | USD/gigalumen_year | us | us | 107865397453.141
commercial lighting | 8ft LFL: T8 F59 | 2048 | CAPITAL | NEW | health | USD/gigalumen_year | us | us | 107865397453.141
commercial lighting | 8ft LFL: T8 F59 | 2048 | CAPITAL | NEW | lodging | USD/gigalumen_year | us | us | 107865397453.141
commercial lighting | 8ft LFL: T8 F59 | 2048 | CAPITAL | NEW | merc/service | USD/gigalumen_year | us | us | 107865397453.141
commercial lighting | 8ft LFL: T8 F59 | 2048 | CAPITAL | NEW | office-large | USD/gigalumen_year | us | us | 107865397453.141
commercial lighting | 8ft LFL: T8 F59 | 2048 | CAPITAL | NEW | office-small | USD/gigalumen_year | us | us | 107865397453.141
commercial lighting | 8ft LFL: T8 F59 | 2048 | CAPITAL | NEW | other | USD/gigalumen_year | us | us | 107865397453.141
commercial lighting | 8ft LFL: T8 F59 | 2048 | CAPITAL | NEW | warehouse | USD/gigalumen_year | us | us | 107865397453.141
commercial lighting | 8ft LFL: T8 F59 | 2048 | CAPITAL | REPLACEMENT | assembly | USD/gigalumen_year | us | us | 107865397453.141
commercial lighting | 8ft LFL: T8 F59 | 2048 | CAPITAL | REPLACEMENT | education | USD/gigalumen_year | us | us | 107865397453.141
commercial lighting | 8ft LFL: T8 F59 | 2048 | CAPITAL | REPLACEMENT | food sales | USD/gigalumen_year | us | us | 107865397453.141
commercial lighting | 8ft LFL: T8 F59 | 2048 | CAPITAL | REPLACEMENT | food service | USD/gigalumen_year | us | us | 107865397453.141
commercial lighting | 8ft LFL: T8 F59 | 2048 | CAPITAL | REPLACEMENT | health | USD/gigalumen_year | us | us | 107865397453.141
commercial lighting | 8ft LFL: T8 F59 | 2048 | CAPITAL | REPLACEMENT | lodging | USD/gigalumen_year | us | us | 107865397453.141
commercial lighting | 8ft LFL: T8 F59 | 2048 | CAPITAL | REPLACEMENT | merc/service | USD/gigalumen_year | us | us | 107865397453.141
commercial lighting | 8ft LFL: T8 F59 | 2048 | CAPITAL | REPLACEMENT | office-large | USD/gigalumen_year | us | us | 107865397453.141
commercial lighting | 8ft LFL: T8 F59 | 2048 | CAPITAL | REPLACEMENT | office-small | USD/gigalumen_year | us | us | 107865397453.141
commercial lighting | 8ft LFL: T8 F59 | 2048 | CAPITAL | REPLACEMENT | other | USD/gigalumen_year | us | us | 107865397453.141
commercial lighting | 8ft LFL: T8 F59 | 2048 | CAPITAL | REPLACEMENT | warehouse | USD/gigalumen_year | us | us | 107865397453.141
commercial lighting | 8ft LFL: T8 F59 | 2048 | FIXED_OM | NEW | assembly | USD/gigalumen_year | us | us | 6013401948.6072
commercial lighting | 8ft LFL: T8 F59 | 2048 | FIXED_OM | NEW | education | USD/gigalumen_year | us | us | 6013401948.6072
commercial lighting | 8ft LFL: T8 F59 | 2048 | FIXED_OM | NEW | food sales | USD/gigalumen_year | us | us | 6013401948.6072
commercial lighting | 8ft LFL: T8 F59 | 2048 | FIXED_OM | NEW | food service | USD/gigalumen_year | us | us | 6013401948.6072
commercial lighting | 8ft LFL: T8 F59 | 2048 | FIXED_OM | NEW | health | USD/gigalumen_year | us | us | 6013401948.6072
commercial lighting | 8ft LFL: T8 F59 | 2048 | FIXED_OM | NEW | lodging | USD/gigalumen_year | us | us | 6013401948.6072
commercial lighting | 8ft LFL: T8 F59 | 2048 | FIXED_OM | NEW | merc/service | USD/gigalumen_year | us | us | 6013401948.6072
commercial lighting | 8ft LFL: T8 F59 | 2048 | FIXED_OM | NEW | office-large | USD/gigalumen_year | us | us | 6013401948.6072
commercial lighting | 8ft LFL: T8 F59 | 2048 | FIXED_OM | NEW | office-small | USD/gigalumen_year | us | us | 6013401948.6072
commercial lighting | 8ft LFL: T8 F59 | 2048 | FIXED_OM | NEW | other | USD/gigalumen_year | us | us | 6013401948.6072
commercial lighting | 8ft LFL: T8 F59 | 2048 | FIXED_OM | NEW | warehouse | USD/gigalumen_year | us | us | 6013401948.6072
commercial lighting | 8ft LFL: T8 F59 | 2048 | FIXED_OM | REPLACEMENT | assembly | USD/gigalumen_year | us | us | 6013401948.6072
commercial lighting | 8ft LFL: T8 F59 | 2048 | FIXED_OM | REPLACEMENT | education | USD/gigalumen_year | us | us | 6013401948.6072
commercial lighting | 8ft LFL: T8 F59 | 2048 | FIXED_OM | REPLACEMENT | food sales | USD/gigalumen_year | us | us | 6013401948.6072
commercial lighting | 8ft LFL: T8 F59 | 2048 | FIXED_OM | REPLACEMENT | food service | USD/gigalumen_year | us | us | 6013401948.6072
commercial lighting | 8ft LFL: T8 F59 | 2048 | FIXED_OM | REPLACEMENT | health | USD/gigalumen_year | us | us | 6013401948.6072
commercial lighting | 8ft LFL: T8 F59 | 2048 | FIXED_OM | REPLACEMENT | lodging | USD/gigalumen_year | us | us | 6013401948.6072
commercial lighting | 8ft LFL: T8 F59 | 2048 | FIXED_OM | REPLACEMENT | merc/service | USD/gigalumen_year | us | us | 6013401948.6072
commercial lighting | 8ft LFL: T8 F59 | 2048 | FIXED_OM | REPLACEMENT | office-large | USD/gigalumen_year | us | us | 6013401948.6072
commercial lighting | 8ft LFL: T8 F59 | 2048 | FIXED_OM | REPLACEMENT | office-small | USD/gigalumen_year | us | us | 6013401948.6072
commercial lighting | 8ft LFL: T8 F59 | 2048 | FIXED_OM | REPLACEMENT | other | USD/gigalumen_year | us | us | 6013401948.6072
commercial lighting | 8ft LFL: T8 F59 | 2048 | FIXED_OM | REPLACEMENT | warehouse | USD/gigalumen_year | us | us | 6013401948.6072
commercial lighting | 8ft LFL: T8 F59 | 2049 | CAPITAL | NEW | assembly | USD/gigalumen_year | us | us | 107865397453.141
commercial lighting | 8ft LFL: T8 F59 | 2049 | CAPITAL | NEW | education | USD/gigalumen_year | us | us | 107865397453.141
commercial lighting | 8ft LFL: T8 F59 | 2049 | CAPITAL | NEW | food sales | USD/gigalumen_year | us | us | 107865397453.141
commercial lighting | 8ft LFL: T8 F59 | 2049 | CAPITAL | NEW | food service | USD/gigalumen_year | us | us | 107865397453.141
commercial lighting | 8ft LFL: T8 F59 | 2049 | CAPITAL | NEW | health | USD/gigalumen_year | us | us | 107865397453.141
commercial lighting | 8ft LFL: T8 F59 | 2049 | CAPITAL | NEW | lodging | USD/gigalumen_year | us | us | 107865397453.141
commercial lighting | 8ft LFL: T8 F59 | 2049 | CAPITAL | NEW | merc/service | USD/gigalumen_year | us | us | 107865397453.141
commercial lighting | 8ft LFL: T8 F59 | 2049 | CAPITAL | NEW | office-large | USD/gigalumen_year | us | us | 107865397453.141
commercial lighting | 8ft LFL: T8 F59 | 2049 | CAPITAL | NEW | office-small | USD/gigalumen_year | us | us | 107865397453.141
commercial lighting | 8ft LFL: T8 F59 | 2049 | CAPITAL | NEW | other | USD/gigalumen_year | us | us | 107865397453.141
commercial lighting | 8ft LFL: T8 F59 | 2049 | CAPITAL | NEW | warehouse | USD/gigalumen_year | us | us | 107865397453.141
commercial lighting | 8ft LFL: T8 F59 | 2049 | CAPITAL | REPLACEMENT | assembly | USD/gigalumen_year | us | us | 107865397453.141
commercial lighting | 8ft LFL: T8 F59 | 2049 | CAPITAL | REPLACEMENT | education | USD/gigalumen_year | us | us | 107865397453.141
commercial lighting | 8ft LFL: T8 F59 | 2049 | CAPITAL | REPLACEMENT | food sales | USD/gigalumen_year | us | us | 107865397453.141
commercial lighting | 8ft LFL: T8 F59 | 2049 | CAPITAL | REPLACEMENT | food service | USD/gigalumen_year | us | us | 107865397453.141
commercial lighting | 8ft LFL: T8 F59 | 2049 | CAPITAL | REPLACEMENT | health | USD/gigalumen_year | us | us | 107865397453.141
commercial lighting | 8ft LFL: T8 F59 | 2049 | CAPITAL | REPLACEMENT | lodging | USD/gigalumen_year | us | us | 107865397453.141
commercial lighting | 8ft LFL: T8 F59 | 2049 | CAPITAL | REPLACEMENT | merc/service | USD/gigalumen_year | us | us | 107865397453.141
commercial lighting | 8ft LFL: T8 F59 | 2049 | CAPITAL | REPLACEMENT | office-large | USD/gigalumen_year | us | us | 107865397453.141
commercial lighting | 8ft LFL: T8 F59 | 2049 | CAPITAL | REPLACEMENT | office-small | USD/gigalumen_year | us | us | 107865397453.141
commercial lighting | 8ft LFL: T8 F59 | 2049 | CAPITAL | REPLACEMENT | other | USD/gigalumen_year | us | us | 107865397453.141
commercial lighting | 8ft LFL: T8 F59 | 2049 | CAPITAL | REPLACEMENT | warehouse | USD/gigalumen_year | us | us | 107865397453.141
commercial lighting | 8ft LFL: T8 F59 | 2049 | FIXED_OM | NEW | assembly | USD/gigalumen_year | us | us | 6013401948.6072
commercial lighting | 8ft LFL: T8 F59 | 2049 | FIXED_OM | NEW | education | USD/gigalumen_year | us | us | 6013401948.6072
commercial lighting | 8ft LFL: T8 F59 | 2049 | FIXED_OM | NEW | food sales | USD/gigalumen_year | us | us | 6013401948.6072
commercial lighting | 8ft LFL: T8 F59 | 2049 | FIXED_OM | NEW | food service | USD/gigalumen_year | us | us | 6013401948.6072
commercial lighting | 8ft LFL: T8 F59 | 2049 | FIXED_OM | NEW | health | USD/gigalumen_year | us | us | 6013401948.6072
commercial lighting | 8ft LFL: T8 F59 | 2049 | FIXED_OM | NEW | lodging | USD/gigalumen_year | us | us | 6013401948.6072
commercial lighting | 8ft LFL: T8 F59 | 2049 | FIXED_OM | NEW | merc/service | USD/gigalumen_year | us | us | 6013401948.6072
commercial lighting | 8ft LFL: T8 F59 | 2049 | FIXED_OM | NEW | office-large | USD/gigalumen_year | us | us | 6013401948.6072
commercial lighting | 8ft LFL: T8 F59 | 2049 | FIXED_OM | NEW | office-small | USD/gigalumen_year | us | us | 6013401948.6072
commercial lighting | 8ft LFL: T8 F59 | 2049 | FIXED_OM | NEW | other | USD/gigalumen_year | us | us | 6013401948.6072
commercial lighting | 8ft LFL: T8 F59 | 2049 | FIXED_OM | NEW | warehouse | USD/gigalumen_year | us | us | 6013401948.6072
commercial lighting | 8ft LFL: T8 F59 | 2049 | FIXED_OM | REPLACEMENT | assembly | USD/gigalumen_year | us | us | 6013401948.6072
commercial lighting | 8ft LFL: T8 F59 | 2049 | FIXED_OM | REPLACEMENT | education | USD/gigalumen_year | us | us | 6013401948.6072
commercial lighting | 8ft LFL: T8 F59 | 2049 | FIXED_OM | REPLACEMENT | food sales | USD/gigalumen_year | us | us | 6013401948.6072
commercial lighting | 8ft LFL: T8 F59 | 2049 | FIXED_OM | REPLACEMENT | food service | USD/gigalumen_year | us | us | 6013401948.6072
commercial lighting | 8ft LFL: T8 F59 | 2049 | FIXED_OM | REPLACEMENT | health | USD/gigalumen_year | us | us | 6013401948.6072
commercial lighting | 8ft LFL: T8 F59 | 2049 | FIXED_OM | REPLACEMENT | lodging | USD/gigalumen_year | us | us | 6013401948.6072
commercial lighting | 8ft LFL: T8 F59 | 2049 | FIXED_OM | REPLACEMENT | merc/service | USD/gigalumen_year | us | us | 6013401948.6072
commercial lighting | 8ft LFL: T8 F59 | 2049 | FIXED_OM | REPLACEMENT | office-large | USD/gigalumen_year | us | us | 6013401948.6072
commercial lighting | 8ft LFL: T8 F59 | 2049 | FIXED_OM | REPLACEMENT | office-small | USD/gigalumen_year | us | us | 6013401948.6072
commercial lighting | 8ft LFL: T8 F59 | 2049 | FIXED_OM | REPLACEMENT | other | USD/gigalumen_year | us | us | 6013401948.6072
commercial lighting | 8ft LFL: T8 F59 | 2049 | FIXED_OM | REPLACEMENT | warehouse | USD/gigalumen_year | us | us | 6013401948.6072
commercial lighting | 8ft LFL: T8 F59 | 2050 | CAPITAL | NEW | assembly | USD/gigalumen_year | us | us | 107865397453.141
commercial lighting | 8ft LFL: T8 F59 | 2050 | CAPITAL | NEW | education | USD/gigalumen_year | us | us | 107865397453.141
commercial lighting | 8ft LFL: T8 F59 | 2050 | CAPITAL | NEW | food sales | USD/gigalumen_year | us | us | 107865397453.141
commercial lighting | 8ft LFL: T8 F59 | 2050 | CAPITAL | NEW | food service | USD/gigalumen_year | us | us | 107865397453.141
commercial lighting | 8ft LFL: T8 F59 | 2050 | CAPITAL | NEW | health | USD/gigalumen_year | us | us | 107865397453.141
commercial lighting | 8ft LFL: T8 F59 | 2050 | CAPITAL | NEW | lodging | USD/gigalumen_year | us | us | 107865397453.141
commercial lighting | 8ft LFL: T8 F59 | 2050 | CAPITAL | NEW | merc/service | USD/gigalumen_year | us | us | 107865397453.141
commercial lighting | 8ft LFL: T8 F59 | 2050 | CAPITAL | NEW | office-large | USD/gigalumen_year | us | us | 107865397453.141
commercial lighting | 8ft LFL: T8 F59 | 2050 | CAPITAL | NEW | office-small | USD/gigalumen_year | us | us | 107865397453.141
commercial lighting | 8ft LFL: T8 F59 | 2050 | CAPITAL | NEW | other | USD/gigalumen_year | us | us | 107865397453.141
commercial lighting | 8ft LFL: T8 F59 | 2050 | CAPITAL | NEW | warehouse | USD/gigalumen_year | us | us | 107865397453.141
commercial lighting | 8ft LFL: T8 F59 | 2050 | CAPITAL | REPLACEMENT | assembly | USD/gigalumen_year | us | us | 107865397453.141
commercial lighting | 8ft LFL: T8 F59 | 2050 | CAPITAL | REPLACEMENT | education | USD/gigalumen_year | us | us | 107865397453.141
commercial lighting | 8ft LFL: T8 F59 | 2050 | CAPITAL | REPLACEMENT | food sales | USD/gigalumen_year | us | us | 107865397453.141
commercial lighting | 8ft LFL: T8 F59 | 2050 | CAPITAL | REPLACEMENT | food service | USD/gigalumen_year | us | us | 107865397453.141
commercial lighting | 8ft LFL: T8 F59 | 2050 | CAPITAL | REPLACEMENT | health | USD/gigalumen_year | us | us | 107865397453.141
commercial lighting | 8ft LFL: T8 F59 | 2050 | CAPITAL | REPLACEMENT | lodging | USD/gigalumen_year | us | us | 107865397453.141
commercial lighting | 8ft LFL: T8 F59 | 2050 | CAPITAL | REPLACEMENT | merc/service | USD/gigalumen_year | us | us | 107865397453.141
commercial lighting | 8ft LFL: T8 F59 | 2050 | CAPITAL | REPLACEMENT | office-large | USD/gigalumen_year | us | us | 107865397453.141
commercial lighting | 8ft LFL: T8 F59 | 2050 | CAPITAL | REPLACEMENT | office-small | USD/gigalumen_year | us | us | 107865397453.141
commercial lighting | 8ft LFL: T8 F59 | 2050 | CAPITAL | REPLACEMENT | other | USD/gigalumen_year | us | us | 107865397453.141
commercial lighting | 8ft LFL: T8 F59 | 2050 | CAPITAL | REPLACEMENT | warehouse | USD/gigalumen_year | us | us | 107865397453.141
commercial lighting | 8ft LFL: T8 F59 | 2050 | FIXED_OM | NEW | assembly | USD/gigalumen_year | us | us | 6013401948.6072
commercial lighting | 8ft LFL: T8 F59 | 2050 | FIXED_OM | NEW | education | USD/gigalumen_year | us | us | 6013401948.6072
commercial lighting | 8ft LFL: T8 F59 | 2050 | FIXED_OM | NEW | food sales | USD/gigalumen_year | us | us | 6013401948.6072
commercial lighting | 8ft LFL: T8 F59 | 2050 | FIXED_OM | NEW | food service | USD/gigalumen_year | us | us | 6013401948.6072
commercial lighting | 8ft LFL: T8 F59 | 2050 | FIXED_OM | NEW | health | USD/gigalumen_year | us | us | 6013401948.6072
commercial lighting | 8ft LFL: T8 F59 | 2050 | FIXED_OM | NEW | lodging | USD/gigalumen_year | us | us | 6013401948.6072
commercial lighting | 8ft LFL: T8 F59 | 2050 | FIXED_OM | NEW | merc/service | USD/gigalumen_year | us | us | 6013401948.6072
commercial lighting | 8ft LFL: T8 F59 | 2050 | FIXED_OM | NEW | office-large | USD/gigalumen_year | us | us | 6013401948.6072
commercial lighting | 8ft LFL: T8 F59 | 2050 | FIXED_OM | NEW | office-small | USD/gigalumen_year | us | us | 6013401948.6072
commercial lighting | 8ft LFL: T8 F59 | 2050 | FIXED_OM | NEW | other | USD/gigalumen_year | us | us | 6013401948.6072
commercial lighting | 8ft LFL: T8 F59 | 2050 | FIXED_OM | NEW | warehouse | USD/gigalumen_year | us | us | 6013401948.6072
commercial lighting | 8ft LFL: T8 F59 | 2050 | FIXED_OM | REPLACEMENT | assembly | USD/gigalumen_year | us | us | 6013401948.6072
commercial lighting | 8ft LFL: T8 F59 | 2050 | FIXED_OM | REPLACEMENT | education | USD/gigalumen_year | us | us | 6013401948.6072
commercial lighting | 8ft LFL: T8 F59 | 2050 | FIXED_OM | REPLACEMENT | food sales | USD/gigalumen_year | us | us | 6013401948.6072
commercial lighting | 8ft LFL: T8 F59 | 2050 | FIXED_OM | REPLACEMENT | food service | USD/gigalumen_year | us | us | 6013401948.6072
commercial lighting | 8ft LFL: T8 F59 | 2050 | FIXED_OM | REPLACEMENT | health | USD/gigalumen_year | us | us | 6013401948.6072
commercial lighting | 8ft LFL: T8 F59 | 2050 | FIXED_OM | REPLACEMENT | lodging | USD/gigalumen_year | us | us | 6013401948.6072
commercial lighting | 8ft LFL: T8 F59 | 2050 | FIXED_OM | REPLACEMENT | merc/service | USD/gigalumen_year | us | us | 6013401948.6072
commercial lighting | 8ft LFL: T8 F59 | 2050 | FIXED_OM | REPLACEMENT | office-large | USD/gigalumen_year | us | us | 6013401948.6072
commercial lighting | 8ft LFL: T8 F59 | 2050 | FIXED_OM | REPLACEMENT | office-small | USD/gigalumen_year | us | us | 6013401948.6072
commercial lighting | 8ft LFL: T8 F59 | 2050 | FIXED_OM | REPLACEMENT | other | USD/gigalumen_year | us | us | 6013401948.6072
commercial lighting | 8ft LFL: T8 F59 | 2050 | FIXED_OM | REPLACEMENT | warehouse | USD/gigalumen_year | us | us | 6013401948.6072
commercial lighting | 8ft LFL: T8 F59 - High Efficiency | 2020 | CAPITAL | NEW | assembly | USD/gigalumen_year | us | us | 111905651887.361
commercial lighting | 8ft LFL: T8 F59 - High Efficiency | 2020 | CAPITAL | NEW | education | USD/gigalumen_year | us | us | 111905651887.361
commercial lighting | 8ft LFL: T8 F59 - High Efficiency | 2020 | CAPITAL | NEW | food sales | USD/gigalumen_year | us | us | 111905651887.361
commercial lighting | 8ft LFL: T8 F59 - High Efficiency | 2020 | CAPITAL | NEW | food service | USD/gigalumen_year | us | us | 111905651887.361
commercial lighting | 8ft LFL: T8 F59 - High Efficiency | 2020 | CAPITAL | NEW | health | USD/gigalumen_year | us | us | 111905651887.361
commercial lighting | 8ft LFL: T8 F59 - High Efficiency | 2020 | CAPITAL | NEW | lodging | USD/gigalumen_year | us | us | 111905651887.361
commercial lighting | 8ft LFL: T8 F59 - High Efficiency | 2020 | CAPITAL | NEW | merc/service | USD/gigalumen_year | us | us | 111905651887.361
commercial lighting | 8ft LFL: T8 F59 - High Efficiency | 2020 | CAPITAL | NEW | office-large | USD/gigalumen_year | us | us | 111905651887.361
commercial lighting | 8ft LFL: T8 F59 - High Efficiency | 2020 | CAPITAL | NEW | office-small | USD/gigalumen_year | us | us | 111905651887.361
commercial lighting | 8ft LFL: T8 F59 - High Efficiency | 2020 | CAPITAL | NEW | other | USD/gigalumen_year | us | us | 111905651887.361
commercial lighting | 8ft LFL: T8 F59 - High Efficiency | 2020 | CAPITAL | NEW | warehouse | USD/gigalumen_year | us | us | 111905651887.361
commercial lighting | 8ft LFL: T8 F59 - High Efficiency | 2020 | CAPITAL | REPLACEMENT | assembly | USD/gigalumen_year | us | us | 111905651887.361
commercial lighting | 8ft LFL: T8 F59 - High Efficiency | 2020 | CAPITAL | REPLACEMENT | education | USD/gigalumen_year | us | us | 111905651887.361
commercial lighting | 8ft LFL: T8 F59 - High Efficiency | 2020 | CAPITAL | REPLACEMENT | food sales | USD/gigalumen_year | us | us | 111905651887.361
commercial lighting | 8ft LFL: T8 F59 - High Efficiency | 2020 | CAPITAL | REPLACEMENT | food service | USD/gigalumen_year | us | us | 111905651887.361
commercial lighting | 8ft LFL: T8 F59 - High Efficiency | 2020 | CAPITAL | REPLACEMENT | health | USD/gigalumen_year | us | us | 111905651887.361
commercial lighting | 8ft LFL: T8 F59 - High Efficiency | 2020 | CAPITAL | REPLACEMENT | lodging | USD/gigalumen_year | us | us | 111905651887.361
commercial lighting | 8ft LFL: T8 F59 - High Efficiency | 2020 | CAPITAL | REPLACEMENT | merc/service | USD/gigalumen_year | us | us | 111905651887.361
commercial lighting | 8ft LFL: T8 F59 - High Efficiency | 2020 | CAPITAL | REPLACEMENT | office-large | USD/gigalumen_year | us | us | 111905651887.361
commercial lighting | 8ft LFL: T8 F59 - High Efficiency | 2020 | CAPITAL | REPLACEMENT | office-small | USD/gigalumen_year | us | us | 111905651887.361
commercial lighting | 8ft LFL: T8 F59 - High Efficiency | 2020 | CAPITAL | REPLACEMENT | other | USD/gigalumen_year | us | us | 111905651887.361
commercial lighting | 8ft LFL: T8 F59 - High Efficiency | 2020 | CAPITAL | REPLACEMENT | warehouse | USD/gigalumen_year | us | us | 111905651887.361
commercial lighting | 8ft LFL: T8 F59 - High Efficiency | 2020 | FIXED_OM | NEW | assembly | USD/gigalumen_year | us | us | 7516752435.759
commercial lighting | 8ft LFL: T8 F59 - High Efficiency | 2020 | FIXED_OM | NEW | education | USD/gigalumen_year | us | us | 7516752435.759
commercial lighting | 8ft LFL: T8 F59 - High Efficiency | 2020 | FIXED_OM | NEW | food sales | USD/gigalumen_year | us | us | 7516752435.759
commercial lighting | 8ft LFL: T8 F59 - High Efficiency | 2020 | FIXED_OM | NEW | food service | USD/gigalumen_year | us | us | 7516752435.759
commercial lighting | 8ft LFL: T8 F59 - High Efficiency | 2020 | FIXED_OM | NEW | health | USD/gigalumen_year | us | us | 7516752435.759
commercial lighting | 8ft LFL: T8 F59 - High Efficiency | 2020 | FIXED_OM | NEW | lodging | USD/gigalumen_year | us | us | 7516752435.759
commercial lighting | 8ft LFL: T8 F59 - High Efficiency | 2020 | FIXED_OM | NEW | merc/service | USD/gigalumen_year | us | us | 7516752435.759
commercial lighting | 8ft LFL: T8 F59 - High Efficiency | 2020 | FIXED_OM | NEW | office-large | USD/gigalumen_year | us | us | 7516752435.759
commercial lighting | 8ft LFL: T8 F59 - High Efficiency | 2020 | FIXED_OM | NEW | office-small | USD/gigalumen_year | us | us | 7516752435.759
commercial lighting | 8ft LFL: T8 F59 - High Efficiency | 2020 | FIXED_OM | NEW | other | USD/gigalumen_year | us | us | 7516752435.759
commercial lighting | 8ft LFL: T8 F59 - High Efficiency | 2020 | FIXED_OM | NEW | warehouse | USD/gigalumen_year | us | us | 7516752435.759
commercial lighting | 8ft LFL: T8 F59 - High Efficiency | 2020 | FIXED_OM | REPLACEMENT | assembly | USD/gigalumen_year | us | us | 7516752435.759
commercial lighting | 8ft LFL: T8 F59 - High Efficiency | 2020 | FIXED_OM | REPLACEMENT | education | USD/gigalumen_year | us | us | 7516752435.759
commercial lighting | 8ft LFL: T8 F59 - High Efficiency | 2020 | FIXED_OM | REPLACEMENT | food sales | USD/gigalumen_year | us | us | 7516752435.759
commercial lighting | 8ft LFL: T8 F59 - High Efficiency | 2020 | FIXED_OM | REPLACEMENT | food service | USD/gigalumen_year | us | us | 7516752435.759
commercial lighting | 8ft LFL: T8 F59 - High Efficiency | 2020 | FIXED_OM | REPLACEMENT | health | USD/gigalumen_year | us | us | 7516752435.759
commercial lighting | 8ft LFL: T8 F59 - High Efficiency | 2020 | FIXED_OM | REPLACEMENT | lodging | USD/gigalumen_year | us | us | 7516752435.759
commercial lighting | 8ft LFL: T8 F59 - High Efficiency | 2020 | FIXED_OM | REPLACEMENT | merc/service | USD/gigalumen_year | us | us | 7516752435.759
commercial lighting | 8ft LFL: T8 F59 - High Efficiency | 2020 | FIXED_OM | REPLACEMENT | office-large | USD/gigalumen_year | us | us | 7516752435.759
commercial lighting | 8ft LFL: T8 F59 - High Efficiency | 2020 | FIXED_OM | REPLACEMENT | office-small | USD/gigalumen_year | us | us | 7516752435.759
commercial lighting | 8ft LFL: T8 F59 - High Efficiency | 2020 | FIXED_OM | REPLACEMENT | other | USD/gigalumen_year | us | us | 7516752435.759
commercial lighting | 8ft LFL: T8 F59 - High Efficiency | 2020 | FIXED_OM | REPLACEMENT | warehouse | USD/gigalumen_year | us | us | 7516752435.759
commercial lighting | 8ft LFL: T8 F59 - High Efficiency | 2021 | CAPITAL | NEW | assembly | USD/gigalumen_year | us | us | 111642565552.109
commercial lighting | 8ft LFL: T8 F59 - High Efficiency | 2021 | CAPITAL | NEW | education | USD/gigalumen_year | us | us | 111642565552.109
commercial lighting | 8ft LFL: T8 F59 - High Efficiency | 2021 | CAPITAL | NEW | food sales | USD/gigalumen_year | us | us | 111642565552.109
commercial lighting | 8ft LFL: T8 F59 - High Efficiency | 2021 | CAPITAL | NEW | food service | USD/gigalumen_year | us | us | 111642565552.109
commercial lighting | 8ft LFL: T8 F59 - High Efficiency | 2021 | CAPITAL | NEW | health | USD/gigalumen_year | us | us | 111642565552.109
commercial lighting | 8ft LFL: T8 F59 - High Efficiency | 2021 | CAPITAL | NEW | lodging | USD/gigalumen_year | us | us | 111642565552.109
commercial lighting | 8ft LFL: T8 F59 - High Efficiency | 2021 | CAPITAL | NEW | merc/service | USD/gigalumen_year | us | us | 111642565552.109
commercial lighting | 8ft LFL: T8 F59 - High Efficiency | 2021 | CAPITAL | NEW | office-large | USD/gigalumen_year | us | us | 111642565552.109
commercial lighting | 8ft LFL: T8 F59 - High Efficiency | 2021 | CAPITAL | NEW | office-small | USD/gigalumen_year | us | us | 111642565552.109
commercial lighting | 8ft LFL: T8 F59 - High Efficiency | 2021 | CAPITAL | NEW | other | USD/gigalumen_year | us | us | 111642565552.109
commercial lighting | 8ft LFL: T8 F59 - High Efficiency | 2021 | CAPITAL | NEW | warehouse | USD/gigalumen_year | us | us | 111642565552.109
commercial lighting | 8ft LFL: T8 F59 - High Efficiency | 2021 | CAPITAL | REPLACEMENT | assembly | USD/gigalumen_year | us | us | 111642565552.109
commercial lighting | 8ft LFL: T8 F59 - High Efficiency | 2021 | CAPITAL | REPLACEMENT | education | USD/gigalumen_year | us | us | 111642565552.109
commercial lighting | 8ft LFL: T8 F59 - High Efficiency | 2021 | CAPITAL | REPLACEMENT | food sales | USD/gigalumen_year | us | us | 111642565552.109
commercial lighting | 8ft LFL: T8 F59 - High Efficiency | 2021 | CAPITAL | REPLACEMENT | food service | USD/gigalumen_year | us | us | 111642565552.109
commercial lighting | 8ft LFL: T8 F59 - High Efficiency | 2021 | CAPITAL | REPLACEMENT | health | USD/gigalumen_year | us | us | 111642565552.109
commercial lighting | 8ft LFL: T8 F59 - High Efficiency | 2021 | CAPITAL | REPLACEMENT | lodging | USD/gigalumen_year | us | us | 111642565552.109
commercial lighting | 8ft LFL: T8 F59 - High Efficiency | 2021 | CAPITAL | REPLACEMENT | merc/service | USD/gigalumen_year | us | us | 111642565552.109
commercial lighting | 8ft LFL: T8 F59 - High Efficiency | 2021 | CAPITAL | REPLACEMENT | office-large | USD/gigalumen_year | us | us | 111642565552.109
commercial lighting | 8ft LFL: T8 F59 - High Efficiency | 2021 | CAPITAL | REPLACEMENT | office-small | USD/gigalumen_year | us | us | 111642565552.109
commercial lighting | 8ft LFL: T8 F59 - High Efficiency | 2021 | CAPITAL | REPLACEMENT | other | USD/gigalumen_year | us | us | 111642565552.109
commercial lighting | 8ft LFL: T8 F59 - High Efficiency | 2021 | CAPITAL | REPLACEMENT | warehouse | USD/gigalumen_year | us | us | 111642565552.109
commercial lighting | 8ft LFL: T8 F59 - High Efficiency | 2021 | FIXED_OM | NEW | assembly | USD/gigalumen_year | us | us | 7460376792.4908
commercial lighting | 8ft LFL: T8 F59 - High Efficiency | 2021 | FIXED_OM | NEW | education | USD/gigalumen_year | us | us | 7460376792.4908
commercial lighting | 8ft LFL: T8 F59 - High Efficiency | 2021 | FIXED_OM | NEW | food sales | USD/gigalumen_year | us | us | 7460376792.4908
commercial lighting | 8ft LFL: T8 F59 - High Efficiency | 2021 | FIXED_OM | NEW | food service | USD/gigalumen_year | us | us | 7460376792.4908
commercial lighting | 8ft LFL: T8 F59 - High Efficiency | 2021 | FIXED_OM | NEW | health | USD/gigalumen_year | us | us | 7460376792.4908
commercial lighting | 8ft LFL: T8 F59 - High Efficiency | 2021 | FIXED_OM | NEW | lodging | USD/gigalumen_year | us | us | 7460376792.4908
commercial lighting | 8ft LFL: T8 F59 - High Efficiency | 2021 | FIXED_OM | NEW | merc/service | USD/gigalumen_year | us | us | 7460376792.4908
commercial lighting | 8ft LFL: T8 F59 - High Efficiency | 2021 | FIXED_OM | NEW | office-large | USD/gigalumen_year | us | us | 7460376792.4908
commercial lighting | 8ft LFL: T8 F59 - High Efficiency | 2021 | FIXED_OM | NEW | office-small | USD/gigalumen_year | us | us | 7460376792.4908
commercial lighting | 8ft LFL: T8 F59 - High Efficiency | 2021 | FIXED_OM | NEW | other | USD/gigalumen_year | us | us | 7460376792.4908
commercial lighting | 8ft LFL: T8 F59 - High Efficiency | 2021 | FIXED_OM | NEW | warehouse | USD/gigalumen_year | us | us | 7460376792.4908
commercial lighting | 8ft LFL: T8 F59 - High Efficiency | 2021 | FIXED_OM | REPLACEMENT | assembly | USD/gigalumen_year | us | us | 7460376792.4908
commercial lighting | 8ft LFL: T8 F59 - High Efficiency | 2021 | FIXED_OM | REPLACEMENT | education | USD/gigalumen_year | us | us | 7460376792.4908
commercial lighting | 8ft LFL: T8 F59 - High Efficiency | 2021 | FIXED_OM | REPLACEMENT | food sales | USD/gigalumen_year | us | us | 7460376792.4908
commercial lighting | 8ft LFL: T8 F59 - High Efficiency | 2021 | FIXED_OM | REPLACEMENT | food service | USD/gigalumen_year | us | us | 7460376792.4908
commercial lighting | 8ft LFL: T8 F59 - High Efficiency | 2021 | FIXED_OM | REPLACEMENT | health | USD/gigalumen_year | us | us | 7460376792.4908
commercial lighting | 8ft LFL: T8 F59 - High Efficiency | 2021 | FIXED_OM | REPLACEMENT | lodging | USD/gigalumen_year | us | us | 7460376792.4908
commercial lighting | 8ft LFL: T8 F59 - High Efficiency | 2021 | FIXED_OM | REPLACEMENT | merc/service | USD/gigalumen_year | us | us | 7460376792.4908
commercial lighting | 8ft LFL: T8 F59 - High Efficiency | 2021 | FIXED_OM | REPLACEMENT | office-large | USD/gigalumen_year | us | us | 7460376792.4908
commercial lighting | 8ft LFL: T8 F59 - High Efficiency | 2021 | FIXED_OM | REPLACEMENT | office-small | USD/gigalumen_year | us | us | 7460376792.4908
commercial lighting | 8ft LFL: T8 F59 - High Efficiency | 2021 | FIXED_OM | REPLACEMENT | other | USD/gigalumen_year | us | us | 7460376792.4908
commercial lighting | 8ft LFL: T8 F59 - High Efficiency | 2021 | FIXED_OM | REPLACEMENT | warehouse | USD/gigalumen_year | us | us | 7460376792.4908
commercial lighting | 8ft LFL: T8 F59 - High Efficiency | 2022 | CAPITAL | NEW | assembly | USD/gigalumen_year | us | us | 111379479216.858
commercial lighting | 8ft LFL: T8 F59 - High Efficiency | 2022 | CAPITAL | NEW | education | USD/gigalumen_year | us | us | 111379479216.858
commercial lighting | 8ft LFL: T8 F59 - High Efficiency | 2022 | CAPITAL | NEW | food sales | USD/gigalumen_year | us | us | 111379479216.858
commercial lighting | 8ft LFL: T8 F59 - High Efficiency | 2022 | CAPITAL | NEW | food service | USD/gigalumen_year | us | us | 111379479216.858
commercial lighting | 8ft LFL: T8 F59 - High Efficiency | 2022 | CAPITAL | NEW | health | USD/gigalumen_year | us | us | 111379479216.858
commercial lighting | 8ft LFL: T8 F59 - High Efficiency | 2022 | CAPITAL | NEW | lodging | USD/gigalumen_year | us | us | 111379479216.858
commercial lighting | 8ft LFL: T8 F59 - High Efficiency | 2022 | CAPITAL | NEW | merc/service | USD/gigalumen_year | us | us | 111379479216.858
commercial lighting | 8ft LFL: T8 F59 - High Efficiency | 2022 | CAPITAL | NEW | office-large | USD/gigalumen_year | us | us | 111379479216.858
commercial lighting | 8ft LFL: T8 F59 - High Efficiency | 2022 | CAPITAL | NEW | office-small | USD/gigalumen_year | us | us | 111379479216.858
commercial lighting | 8ft LFL: T8 F59 - High Efficiency | 2022 | CAPITAL | NEW | other | USD/gigalumen_year | us | us | 111379479216.858
commercial lighting | 8ft LFL: T8 F59 - High Efficiency | 2022 | CAPITAL | NEW | warehouse | USD/gigalumen_year | us | us | 111379479216.858
commercial lighting | 8ft LFL: T8 F59 - High Efficiency | 2022 | CAPITAL | REPLACEMENT | assembly | USD/gigalumen_year | us | us | 111379479216.858
commercial lighting | 8ft LFL: T8 F59 - High Efficiency | 2022 | CAPITAL | REPLACEMENT | education | USD/gigalumen_year | us | us | 111379479216.858
commercial lighting | 8ft LFL: T8 F59 - High Efficiency | 2022 | CAPITAL | REPLACEMENT | food sales | USD/gigalumen_year | us | us | 111379479216.858
commercial lighting | 8ft LFL: T8 F59 - High Efficiency | 2022 | CAPITAL | REPLACEMENT | food service | USD/gigalumen_year | us | us | 111379479216.858
commercial lighting | 8ft LFL: T8 F59 - High Efficiency | 2022 | CAPITAL | REPLACEMENT | health | USD/gigalumen_year | us | us | 111379479216.858
commercial lighting | 8ft LFL: T8 F59 - High Efficiency | 2022 | CAPITAL | REPLACEMENT | lodging | USD/gigalumen_year | us | us | 111379479216.858
commercial lighting | 8ft LFL: T8 F59 - High Efficiency | 2022 | CAPITAL | REPLACEMENT | merc/service | USD/gigalumen_year | us | us | 111379479216.858
commercial lighting | 8ft LFL: T8 F59 - High Efficiency | 2022 | CAPITAL | REPLACEMENT | office-large | USD/gigalumen_year | us | us | 111379479216.858
commercial lighting | 8ft LFL: T8 F59 - High Efficiency | 2022 | CAPITAL | REPLACEMENT | office-small | USD/gigalumen_year | us | us | 111379479216.858
commercial lighting | 8ft LFL: T8 F59 - High Efficiency | 2022 | CAPITAL | REPLACEMENT | other | USD/gigalumen_year | us | us | 111379479216.858
commercial lighting | 8ft LFL: T8 F59 - High Efficiency | 2022 | CAPITAL | REPLACEMENT | warehouse | USD/gigalumen_year | us | us | 111379479216.858
commercial lighting | 8ft LFL: T8 F59 - High Efficiency | 2022 | FIXED_OM | NEW | assembly | USD/gigalumen_year | us | us | 7404001149.2226
commercial lighting | 8ft LFL: T8 F59 - High Efficiency | 2022 | FIXED_OM | NEW | education | USD/gigalumen_year | us | us | 7404001149.2226
commercial lighting | 8ft LFL: T8 F59 - High Efficiency | 2022 | FIXED_OM | NEW | food sales | USD/gigalumen_year | us | us | 7404001149.2226
commercial lighting | 8ft LFL: T8 F59 - High Efficiency | 2022 | FIXED_OM | NEW | food service | USD/gigalumen_year | us | us | 7404001149.2226
commercial lighting | 8ft LFL: T8 F59 - High Efficiency | 2022 | FIXED_OM | NEW | health | USD/gigalumen_year | us | us | 7404001149.2226
commercial lighting | 8ft LFL: T8 F59 - High Efficiency | 2022 | FIXED_OM | NEW | lodging | USD/gigalumen_year | us | us | 7404001149.2226
commercial lighting | 8ft LFL: T8 F59 - High Efficiency | 2022 | FIXED_OM | NEW | merc/service | USD/gigalumen_year | us | us | 7404001149.2226
commercial lighting | 8ft LFL: T8 F59 - High Efficiency | 2022 | FIXED_OM | NEW | office-large | USD/gigalumen_year | us | us | 7404001149.2226
commercial lighting | 8ft LFL: T8 F59 - High Efficiency | 2022 | FIXED_OM | NEW | office-small | USD/gigalumen_year | us | us | 7404001149.2226
commercial lighting | 8ft LFL: T8 F59 - High Efficiency | 2022 | FIXED_OM | NEW | other | USD/gigalumen_year | us | us | 7404001149.2226
commercial lighting | 8ft LFL: T8 F59 - High Efficiency | 2022 | FIXED_OM | NEW | warehouse | USD/gigalumen_year | us | us | 7404001149.2226
commercial lighting | 8ft LFL: T8 F59 - High Efficiency | 2022 | FIXED_OM | REPLACEMENT | assembly | USD/gigalumen_year | us | us | 7404001149.2226
commercial lighting | 8ft LFL: T8 F59 - High Efficiency | 2022 | FIXED_OM | REPLACEMENT | education | USD/gigalumen_year | us | us | 7404001149.2226
commercial lighting | 8ft LFL: T8 F59 - High Efficiency | 2022 | FIXED_OM | REPLACEMENT | food sales | USD/gigalumen_year | us | us | 7404001149.2226
commercial lighting | 8ft LFL: T8 F59 - High Efficiency | 2022 | FIXED_OM | REPLACEMENT | food service | USD/gigalumen_year | us | us | 7404001149.2226
commercial lighting | 8ft LFL: T8 F59 - High Efficiency | 2022 | FIXED_OM | REPLACEMENT | health | USD/gigalumen_year | us | us | 7404001149.2226
commercial lighting | 8ft LFL: T8 F59 - High Efficiency | 2022 | FIXED_OM | REPLACEMENT | lodging | USD/gigalumen_year | us | us | 7404001149.2226
commercial lighting | 8ft LFL: T8 F59 - High Efficiency | 2022 | FIXED_OM | REPLACEMENT | merc/service | USD/gigalumen_year | us | us | 7404001149.2226
commercial lighting | 8ft LFL: T8 F59 - High Efficiency | 2022 | FIXED_OM | REPLACEMENT | office-large | USD/gigalumen_year | us | us | 7404001149.2226
commercial lighting | 8ft LFL: T8 F59 - High Efficiency | 2022 | FIXED_OM | REPLACEMENT | office-small | USD/gigalumen_year | us | us | 7404001149.2226
commercial lighting | 8ft LFL: T8 F59 - High Efficiency | 2022 | FIXED_OM | REPLACEMENT | other | USD/gigalumen_year | us | us | 7404001149.2226
commercial lighting | 8ft LFL: T8 F59 - High Efficiency | 2022 | FIXED_OM | REPLACEMENT | warehouse | USD/gigalumen_year | us | us | 7404001149.2226
commercial lighting | 8ft LFL: T8 F59 - High Efficiency | 2023 | CAPITAL | NEW | assembly | USD/gigalumen_year | us | us | 111116392881.606
commercial lighting | 8ft LFL: T8 F59 - High Efficiency | 2023 | CAPITAL | NEW | education | USD/gigalumen_year | us | us | 111116392881.606
commercial lighting | 8ft LFL: T8 F59 - High Efficiency | 2023 | CAPITAL | NEW | food sales | USD/gigalumen_year | us | us | 111116392881.606
commercial lighting | 8ft LFL: T8 F59 - High Efficiency | 2023 | CAPITAL | NEW | food service | USD/gigalumen_year | us | us | 111116392881.606
commercial lighting | 8ft LFL: T8 F59 - High Efficiency | 2023 | CAPITAL | NEW | health | USD/gigalumen_year | us | us | 111116392881.606
commercial lighting | 8ft LFL: T8 F59 - High Efficiency | 2023 | CAPITAL | NEW | lodging | USD/gigalumen_year | us | us | 111116392881.606
commercial lighting | 8ft LFL: T8 F59 - High Efficiency | 2023 | CAPITAL | NEW | merc/service | USD/gigalumen_year | us | us | 111116392881.606
commercial lighting | 8ft LFL: T8 F59 - High Efficiency | 2023 | CAPITAL | NEW | office-large | USD/gigalumen_year | us | us | 111116392881.606
commercial lighting | 8ft LFL: T8 F59 - High Efficiency | 2023 | CAPITAL | NEW | office-small | USD/gigalumen_year | us | us | 111116392881.606
commercial lighting | 8ft LFL: T8 F59 - High Efficiency | 2023 | CAPITAL | NEW | other | USD/gigalumen_year | us | us | 111116392881.606
commercial lighting | 8ft LFL: T8 F59 - High Efficiency | 2023 | CAPITAL | NEW | warehouse | USD/gigalumen_year | us | us | 111116392881.606
commercial lighting | 8ft LFL: T8 F59 - High Efficiency | 2023 | CAPITAL | REPLACEMENT | assembly | USD/gigalumen_year | us | us | 111116392881.606
commercial lighting | 8ft LFL: T8 F59 - High Efficiency | 2023 | CAPITAL | REPLACEMENT | education | USD/gigalumen_year | us | us | 111116392881.606
commercial lighting | 8ft LFL: T8 F59 - High Efficiency | 2023 | CAPITAL | REPLACEMENT | food sales | USD/gigalumen_year | us | us | 111116392881.606
commercial lighting | 8ft LFL: T8 F59 - High Efficiency | 2023 | CAPITAL | REPLACEMENT | food service | USD/gigalumen_year | us | us | 111116392881.606
commercial lighting | 8ft LFL: T8 F59 - High Efficiency | 2023 | CAPITAL | REPLACEMENT | health | USD/gigalumen_year | us | us | 111116392881.606
commercial lighting | 8ft LFL: T8 F59 - High Efficiency | 2023 | CAPITAL | REPLACEMENT | lodging | USD/gigalumen_year | us | us | 111116392881.606
commercial lighting | 8ft LFL: T8 F59 - High Efficiency | 2023 | CAPITAL | REPLACEMENT | merc/service | USD/gigalumen_year | us | us | 111116392881.606
commercial lighting | 8ft LFL: T8 F59 - High Efficiency | 2023 | CAPITAL | REPLACEMENT | office-large | USD/gigalumen_year | us | us | 111116392881.606
commercial lighting | 8ft LFL: T8 F59 - High Efficiency | 2023 | CAPITAL | REPLACEMENT | office-small | USD/gigalumen_year | us | us | 111116392881.606
commercial lighting | 8ft LFL: T8 F59 - High Efficiency | 2023 | CAPITAL | REPLACEMENT | other | USD/gigalumen_year | us | us | 111116392881.606
commercial lighting | 8ft LFL: T8 F59 - High Efficiency | 2023 | CAPITAL | REPLACEMENT | warehouse | USD/gigalumen_year | us | us | 111116392881.606
commercial lighting | 8ft LFL: T8 F59 - High Efficiency | 2023 | FIXED_OM | NEW | assembly | USD/gigalumen_year | us | us | 7347625505.9544
commercial lighting | 8ft LFL: T8 F59 - High Efficiency | 2023 | FIXED_OM | NEW | education | USD/gigalumen_year | us | us | 7347625505.9544
commercial lighting | 8ft LFL: T8 F59 - High Efficiency | 2023 | FIXED_OM | NEW | food sales | USD/gigalumen_year | us | us | 7347625505.9544
commercial lighting | 8ft LFL: T8 F59 - High Efficiency | 2023 | FIXED_OM | NEW | food service | USD/gigalumen_year | us | us | 7347625505.9544
commercial lighting | 8ft LFL: T8 F59 - High Efficiency | 2023 | FIXED_OM | NEW | health | USD/gigalumen_year | us | us | 7347625505.9544
commercial lighting | 8ft LFL: T8 F59 - High Efficiency | 2023 | FIXED_OM | NEW | lodging | USD/gigalumen_year | us | us | 7347625505.9544
commercial lighting | 8ft LFL: T8 F59 - High Efficiency | 2023 | FIXED_OM | NEW | merc/service | USD/gigalumen_year | us | us | 7347625505.9544
commercial lighting | 8ft LFL: T8 F59 - High Efficiency | 2023 | FIXED_OM | NEW | office-large | USD/gigalumen_year | us | us | 7347625505.9544
commercial lighting | 8ft LFL: T8 F59 - High Efficiency | 2023 | FIXED_OM | NEW | office-small | USD/gigalumen_year | us | us | 7347625505.9544
commercial lighting | 8ft LFL: T8 F59 - High Efficiency | 2023 | FIXED_OM | NEW | other | USD/gigalumen_year | us | us | 7347625505.9544
commercial lighting | 8ft LFL: T8 F59 - High Efficiency | 2023 | FIXED_OM | NEW | warehouse | USD/gigalumen_year | us | us | 7347625505.9544
commercial lighting | 8ft LFL: T8 F59 - High Efficiency | 2023 | FIXED_OM | REPLACEMENT | assembly | USD/gigalumen_year | us | us | 7347625505.9544
commercial lighting | 8ft LFL: T8 F59 - High Efficiency | 2023 | FIXED_OM | REPLACEMENT | education | USD/gigalumen_year | us | us | 7347625505.9544
commercial lighting | 8ft LFL: T8 F59 - High Efficiency | 2023 | FIXED_OM | REPLACEMENT | food sales | USD/gigalumen_year | us | us | 7347625505.9544
commercial lighting | 8ft LFL: T8 F59 - High Efficiency | 2023 | FIXED_OM | REPLACEMENT | food service | USD/gigalumen_year | us | us | 7347625505.9544
commercial lighting | 8ft LFL: T8 F59 - High Efficiency | 2023 | FIXED_OM | REPLACEMENT | health | USD/gigalumen_year | us | us | 7347625505.9544
commercial lighting | 8ft LFL: T8 F59 - High Efficiency | 2023 | FIXED_OM | REPLACEMENT | lodging | USD/gigalumen_year | us | us | 7347625505.9544
commercial lighting | 8ft LFL: T8 F59 - High Efficiency | 2023 | FIXED_OM | REPLACEMENT | merc/service | USD/gigalumen_year | us | us | 7347625505.9544
commercial lighting | 8ft LFL: T8 F59 - High Efficiency | 2023 | FIXED_OM | REPLACEMENT | office-large | USD/gigalumen_year | us | us | 7347625505.9544
commercial lighting | 8ft LFL: T8 F59 - High Efficiency | 2023 | FIXED_OM | REPLACEMENT | office-small | USD/gigalumen_year | us | us | 7347625505.9544
commercial lighting | 8ft LFL: T8 F59 - High Efficiency | 2023 | FIXED_OM | REPLACEMENT | other | USD/gigalumen_year | us | us | 7347625505.9544
commercial lighting | 8ft LFL: T8 F59 - High Efficiency | 2023 | FIXED_OM | REPLACEMENT | warehouse | USD/gigalumen_year | us | us | 7347625505.9544
commercial lighting | 8ft LFL: T8 F59 - High Efficiency | 2024 | CAPITAL | NEW | assembly | USD/gigalumen_year | us | us | 110853306546.355
commercial lighting | 8ft LFL: T8 F59 - High Efficiency | 2024 | CAPITAL | NEW | education | USD/gigalumen_year | us | us | 110853306546.355
commercial lighting | 8ft LFL: T8 F59 - High Efficiency | 2024 | CAPITAL | NEW | food sales | USD/gigalumen_year | us | us | 110853306546.355
commercial lighting | 8ft LFL: T8 F59 - High Efficiency | 2024 | CAPITAL | NEW | food service | USD/gigalumen_year | us | us | 110853306546.355
commercial lighting | 8ft LFL: T8 F59 - High Efficiency | 2024 | CAPITAL | NEW | health | USD/gigalumen_year | us | us | 110853306546.355
commercial lighting | 8ft LFL: T8 F59 - High Efficiency | 2024 | CAPITAL | NEW | lodging | USD/gigalumen_year | us | us | 110853306546.355
commercial lighting | 8ft LFL: T8 F59 - High Efficiency | 2024 | CAPITAL | NEW | merc/service | USD/gigalumen_year | us | us | 110853306546.355
commercial lighting | 8ft LFL: T8 F59 - High Efficiency | 2024 | CAPITAL | NEW | office-large | USD/gigalumen_year | us | us | 110853306546.355
commercial lighting | 8ft LFL: T8 F59 - High Efficiency | 2024 | CAPITAL | NEW | office-small | USD/gigalumen_year | us | us | 110853306546.355
commercial lighting | 8ft LFL: T8 F59 - High Efficiency | 2024 | CAPITAL | NEW | other | USD/gigalumen_year | us | us | 110853306546.355
commercial lighting | 8ft LFL: T8 F59 - High Efficiency | 2024 | CAPITAL | NEW | warehouse | USD/gigalumen_year | us | us | 110853306546.355
commercial lighting | 8ft LFL: T8 F59 - High Efficiency | 2024 | CAPITAL | REPLACEMENT | assembly | USD/gigalumen_year | us | us | 110853306546.355
commercial lighting | 8ft LFL: T8 F59 - High Efficiency | 2024 | CAPITAL | REPLACEMENT | education | USD/gigalumen_year | us | us | 110853306546.355
commercial lighting | 8ft LFL: T8 F59 - High Efficiency | 2024 | CAPITAL | REPLACEMENT | food sales | USD/gigalumen_year | us | us | 110853306546.355
commercial lighting | 8ft LFL: T8 F59 - High Efficiency | 2024 | CAPITAL | REPLACEMENT | food service | USD/gigalumen_year | us | us | 110853306546.355
commercial lighting | 8ft LFL: T8 F59 - High Efficiency | 2024 | CAPITAL | REPLACEMENT | health | USD/gigalumen_year | us | us | 110853306546.355
commercial lighting | 8ft LFL: T8 F59 - High Efficiency | 2024 | CAPITAL | REPLACEMENT | lodging | USD/gigalumen_year | us | us | 110853306546.355
commercial lighting | 8ft LFL: T8 F59 - High Efficiency | 2024 | CAPITAL | REPLACEMENT | merc/service | USD/gigalumen_year | us | us | 110853306546.355
commercial lighting | 8ft LFL: T8 F59 - High Efficiency | 2024 | CAPITAL | REPLACEMENT | office-large | USD/gigalumen_year | us | us | 110853306546.355
commercial lighting | 8ft LFL: T8 F59 - High Efficiency | 2024 | CAPITAL | REPLACEMENT | office-small | USD/gigalumen_year | us | us | 110853306546.355
commercial lighting | 8ft LFL: T8 F59 - High Efficiency | 2024 | CAPITAL | REPLACEMENT | other | USD/gigalumen_year | us | us | 110853306546.355
commercial lighting | 8ft LFL: T8 F59 - High Efficiency | 2024 | CAPITAL | REPLACEMENT | warehouse | USD/gigalumen_year | us | us | 110853306546.355
commercial lighting | 8ft LFL: T8 F59 - High Efficiency | 2024 | FIXED_OM | NEW | assembly | USD/gigalumen_year | us | us | 7291249862.6862
commercial lighting | 8ft LFL: T8 F59 - High Efficiency | 2024 | FIXED_OM | NEW | education | USD/gigalumen_year | us | us | 7291249862.6862
commercial lighting | 8ft LFL: T8 F59 - High Efficiency | 2024 | FIXED_OM | NEW | food sales | USD/gigalumen_year | us | us | 7291249862.6862
commercial lighting | 8ft LFL: T8 F59 - High Efficiency | 2024 | FIXED_OM | NEW | food service | USD/gigalumen_year | us | us | 7291249862.6862
commercial lighting | 8ft LFL: T8 F59 - High Efficiency | 2024 | FIXED_OM | NEW | health | USD/gigalumen_year | us | us | 7291249862.6862
commercial lighting | 8ft LFL: T8 F59 - High Efficiency | 2024 | FIXED_OM | NEW | lodging | USD/gigalumen_year | us | us | 7291249862.6862
commercial lighting | 8ft LFL: T8 F59 - High Efficiency | 2024 | FIXED_OM | NEW | merc/service | USD/gigalumen_year | us | us | 7291249862.6862
commercial lighting | 8ft LFL: T8 F59 - High Efficiency | 2024 | FIXED_OM | NEW | office-large | USD/gigalumen_year | us | us | 7291249862.6862
commercial lighting | 8ft LFL: T8 F59 - High Efficiency | 2024 | FIXED_OM | NEW | office-small | USD/gigalumen_year | us | us | 7291249862.6862
commercial lighting | 8ft LFL: T8 F59 - High Efficiency | 2024 | FIXED_OM | NEW | other | USD/gigalumen_year | us | us | 7291249862.6862
commercial lighting | 8ft LFL: T8 F59 - High Efficiency | 2024 | FIXED_OM | NEW | warehouse | USD/gigalumen_year | us | us | 7291249862.6862
commercial lighting | 8ft LFL: T8 F59 - High Efficiency | 2024 | FIXED_OM | REPLACEMENT | assembly | USD/gigalumen_year | us | us | 7291249862.6862
commercial lighting | 8ft LFL: T8 F59 - High Efficiency | 2024 | FIXED_OM | REPLACEMENT | education | USD/gigalumen_year | us | us | 7291249862.6862
commercial lighting | 8ft LFL: T8 F59 - High Efficiency | 2024 | FIXED_OM | REPLACEMENT | food sales | USD/gigalumen_year | us | us | 7291249862.6862
commercial lighting | 8ft LFL: T8 F59 - High Efficiency | 2024 | FIXED_OM | REPLACEMENT | food service | USD/gigalumen_year | us | us | 7291249862.6862
commercial lighting | 8ft LFL: T8 F59 - High Efficiency | 2024 | FIXED_OM | REPLACEMENT | health | USD/gigalumen_year | us | us | 7291249862.6862
commercial lighting | 8ft LFL: T8 F59 - High Efficiency | 2024 | FIXED_OM | REPLACEMENT | lodging | USD/gigalumen_year | us | us | 7291249862.6862
commercial lighting | 8ft LFL: T8 F59 - High Efficiency | 2024 | FIXED_OM | REPLACEMENT | merc/service | USD/gigalumen_year | us | us | 7291249862.6862
commercial lighting | 8ft LFL: T8 F59 - High Efficiency | 2024 | FIXED_OM | REPLACEMENT | office-large | USD/gigalumen_year | us | us | 7291249862.6862
commercial lighting | 8ft LFL: T8 F59 - High Efficiency | 2024 | FIXED_OM | REPLACEMENT | office-small | USD/gigalumen_year | us | us | 7291249862.6862
commercial lighting | 8ft LFL: T8 F59 - High Efficiency | 2024 | FIXED_OM | REPLACEMENT | other | USD/gigalumen_year | us | us | 7291249862.6862
commercial lighting | 8ft LFL: T8 F59 - High Efficiency | 2024 | FIXED_OM | REPLACEMENT | warehouse | USD/gigalumen_year | us | us | 7291249862.6862
commercial lighting | 8ft LFL: T8 F59 - High Efficiency | 2025 | CAPITAL | NEW | assembly | USD/gigalumen_year | us | us | 110590220211.103
commercial lighting | 8ft LFL: T8 F59 - High Efficiency | 2025 | CAPITAL | NEW | education | USD/gigalumen_year | us | us | 110590220211.103
commercial lighting | 8ft LFL: T8 F59 - High Efficiency | 2025 | CAPITAL | NEW | food sales | USD/gigalumen_year | us | us | 110590220211.103
commercial lighting | 8ft LFL: T8 F59 - High Efficiency | 2025 | CAPITAL | NEW | food service | USD/gigalumen_year | us | us | 110590220211.103
commercial lighting | 8ft LFL: T8 F59 - High Efficiency | 2025 | CAPITAL | NEW | health | USD/gigalumen_year | us | us | 110590220211.103
commercial lighting | 8ft LFL: T8 F59 - High Efficiency | 2025 | CAPITAL | NEW | lodging | USD/gigalumen_year | us | us | 110590220211.103
commercial lighting | 8ft LFL: T8 F59 - High Efficiency | 2025 | CAPITAL | NEW | merc/service | USD/gigalumen_year | us | us | 110590220211.103
commercial lighting | 8ft LFL: T8 F59 - High Efficiency | 2025 | CAPITAL | NEW | office-large | USD/gigalumen_year | us | us | 110590220211.103
commercial lighting | 8ft LFL: T8 F59 - High Efficiency | 2025 | CAPITAL | NEW | office-small | USD/gigalumen_year | us | us | 110590220211.103
commercial lighting | 8ft LFL: T8 F59 - High Efficiency | 2025 | CAPITAL | NEW | other | USD/gigalumen_year | us | us | 110590220211.103
commercial lighting | 8ft LFL: T8 F59 - High Efficiency | 2025 | CAPITAL | NEW | warehouse | USD/gigalumen_year | us | us | 110590220211.103
commercial lighting | 8ft LFL: T8 F59 - High Efficiency | 2025 | CAPITAL | REPLACEMENT | assembly | USD/gigalumen_year | us | us | 110590220211.103
commercial lighting | 8ft LFL: T8 F59 - High Efficiency | 2025 | CAPITAL | REPLACEMENT | education | USD/gigalumen_year | us | us | 110590220211.103
commercial lighting | 8ft LFL: T8 F59 - High Efficiency | 2025 | CAPITAL | REPLACEMENT | food sales | USD/gigalumen_year | us | us | 110590220211.103
commercial lighting | 8ft LFL: T8 F59 - High Efficiency | 2025 | CAPITAL | REPLACEMENT | food service | USD/gigalumen_year | us | us | 110590220211.103
commercial lighting | 8ft LFL: T8 F59 - High Efficiency | 2025 | CAPITAL | REPLACEMENT | health | USD/gigalumen_year | us | us | 110590220211.103
commercial lighting | 8ft LFL: T8 F59 - High Efficiency | 2025 | CAPITAL | REPLACEMENT | lodging | USD/gigalumen_year | us | us | 110590220211.103
commercial lighting | 8ft LFL: T8 F59 - High Efficiency | 2025 | CAPITAL | REPLACEMENT | merc/service | USD/gigalumen_year | us | us | 110590220211.103
commercial lighting | 8ft LFL: T8 F59 - High Efficiency | 2025 | CAPITAL | REPLACEMENT | office-large | USD/gigalumen_year | us | us | 110590220211.103
commercial lighting | 8ft LFL: T8 F59 - High Efficiency | 2025 | CAPITAL | REPLACEMENT | office-small | USD/gigalumen_year | us | us | 110590220211.103
commercial lighting | 8ft LFL: T8 F59 - High Efficiency | 2025 | CAPITAL | REPLACEMENT | other | USD/gigalumen_year | us | us | 110590220211.103
commercial lighting | 8ft LFL: T8 F59 - High Efficiency | 2025 | CAPITAL | REPLACEMENT | warehouse | USD/gigalumen_year | us | us | 110590220211.103
commercial lighting | 8ft LFL: T8 F59 - High Efficiency | 2025 | FIXED_OM | NEW | assembly | USD/gigalumen_year | us | us | 7234874219.418
commercial lighting | 8ft LFL: T8 F59 - High Efficiency | 2025 | FIXED_OM | NEW | education | USD/gigalumen_year | us | us | 7234874219.418
commercial lighting | 8ft LFL: T8 F59 - High Efficiency | 2025 | FIXED_OM | NEW | food sales | USD/gigalumen_year | us | us | 7234874219.418
commercial lighting | 8ft LFL: T8 F59 - High Efficiency | 2025 | FIXED_OM | NEW | food service | USD/gigalumen_year | us | us | 7234874219.418
commercial lighting | 8ft LFL: T8 F59 - High Efficiency | 2025 | FIXED_OM | NEW | health | USD/gigalumen_year | us | us | 7234874219.418
commercial lighting | 8ft LFL: T8 F59 - High Efficiency | 2025 | FIXED_OM | NEW | lodging | USD/gigalumen_year | us | us | 7234874219.418
commercial lighting | 8ft LFL: T8 F59 - High Efficiency | 2025 | FIXED_OM | NEW | merc/service | USD/gigalumen_year | us | us | 7234874219.418
commercial lighting | 8ft LFL: T8 F59 - High Efficiency | 2025 | FIXED_OM | NEW | office-large | USD/gigalumen_year | us | us | 7234874219.418
commercial lighting | 8ft LFL: T8 F59 - High Efficiency | 2025 | FIXED_OM | NEW | office-small | USD/gigalumen_year | us | us | 7234874219.418
commercial lighting | 8ft LFL: T8 F59 - High Efficiency | 2025 | FIXED_OM | NEW | other | USD/gigalumen_year | us | us | 7234874219.418
commercial lighting | 8ft LFL: T8 F59 - High Efficiency | 2025 | FIXED_OM | NEW | warehouse | USD/gigalumen_year | us | us | 7234874219.418
commercial lighting | 8ft LFL: T8 F59 - High Efficiency | 2025 | FIXED_OM | REPLACEMENT | assembly | USD/gigalumen_year | us | us | 7234874219.418
commercial lighting | 8ft LFL: T8 F59 - High Efficiency | 2025 | FIXED_OM | REPLACEMENT | education | USD/gigalumen_year | us | us | 7234874219.418
commercial lighting | 8ft LFL: T8 F59 - High Efficiency | 2025 | FIXED_OM | REPLACEMENT | food sales | USD/gigalumen_year | us | us | 7234874219.418
commercial lighting | 8ft LFL: T8 F59 - High Efficiency | 2025 | FIXED_OM | REPLACEMENT | food service | USD/gigalumen_year | us | us | 7234874219.418
commercial lighting | 8ft LFL: T8 F59 - High Efficiency | 2025 | FIXED_OM | REPLACEMENT | health | USD/gigalumen_year | us | us | 7234874219.418
commercial lighting | 8ft LFL: T8 F59 - High Efficiency | 2025 | FIXED_OM | REPLACEMENT | lodging | USD/gigalumen_year | us | us | 7234874219.418
commercial lighting | 8ft LFL: T8 F59 - High Efficiency | 2025 | FIXED_OM | REPLACEMENT | merc/service | USD/gigalumen_year | us | us | 7234874219.418
commercial lighting | 8ft LFL: T8 F59 - High Efficiency | 2025 | FIXED_OM | REPLACEMENT | office-large | USD/gigalumen_year | us | us | 7234874219.418
commercial lighting | 8ft LFL: T8 F59 - High Efficiency | 2025 | FIXED_OM | REPLACEMENT | office-small | USD/gigalumen_year | us | us | 7234874219.418
commercial lighting | 8ft LFL: T8 F59 - High Efficiency | 2025 | FIXED_OM | REPLACEMENT | other | USD/gigalumen_year | us | us | 7234874219.418
commercial lighting | 8ft LFL: T8 F59 - High Efficiency | 2025 | FIXED_OM | REPLACEMENT | warehouse | USD/gigalumen_year | us | us | 7234874219.418
commercial lighting | 8ft LFL: T8 F59 - High Efficiency | 2026 | CAPITAL | NEW | assembly | USD/gigalumen_year | us | us | 110327133875.852
commercial lighting | 8ft LFL: T8 F59 - High Efficiency | 2026 | CAPITAL | NEW | education | USD/gigalumen_year | us | us | 110327133875.852
commercial lighting | 8ft LFL: T8 F59 - High Efficiency | 2026 | CAPITAL | NEW | food sales | USD/gigalumen_year | us | us | 110327133875.852
commercial lighting | 8ft LFL: T8 F59 - High Efficiency | 2026 | CAPITAL | NEW | food service | USD/gigalumen_year | us | us | 110327133875.852
commercial lighting | 8ft LFL: T8 F59 - High Efficiency | 2026 | CAPITAL | NEW | health | USD/gigalumen_year | us | us | 110327133875.852
commercial lighting | 8ft LFL: T8 F59 - High Efficiency | 2026 | CAPITAL | NEW | lodging | USD/gigalumen_year | us | us | 110327133875.852
commercial lighting | 8ft LFL: T8 F59 - High Efficiency | 2026 | CAPITAL | NEW | merc/service | USD/gigalumen_year | us | us | 110327133875.852
commercial lighting | 8ft LFL: T8 F59 - High Efficiency | 2026 | CAPITAL | NEW | office-large | USD/gigalumen_year | us | us | 110327133875.852
commercial lighting | 8ft LFL: T8 F59 - High Efficiency | 2026 | CAPITAL | NEW | office-small | USD/gigalumen_year | us | us | 110327133875.852
commercial lighting | 8ft LFL: T8 F59 - High Efficiency | 2026 | CAPITAL | NEW | other | USD/gigalumen_year | us | us | 110327133875.852
commercial lighting | 8ft LFL: T8 F59 - High Efficiency | 2026 | CAPITAL | NEW | warehouse | USD/gigalumen_year | us | us | 110327133875.852
commercial lighting | 8ft LFL: T8 F59 - High Efficiency | 2026 | CAPITAL | REPLACEMENT | assembly | USD/gigalumen_year | us | us | 110327133875.852
commercial lighting | 8ft LFL: T8 F59 - High Efficiency | 2026 | CAPITAL | REPLACEMENT | education | USD/gigalumen_year | us | us | 110327133875.852
commercial lighting | 8ft LFL: T8 F59 - High Efficiency | 2026 | CAPITAL | REPLACEMENT | food sales | USD/gigalumen_year | us | us | 110327133875.852
commercial lighting | 8ft LFL: T8 F59 - High Efficiency | 2026 | CAPITAL | REPLACEMENT | food service | USD/gigalumen_year | us | us | 110327133875.852
commercial lighting | 8ft LFL: T8 F59 - High Efficiency | 2026 | CAPITAL | REPLACEMENT | health | USD/gigalumen_year | us | us | 110327133875.852
commercial lighting | 8ft LFL: T8 F59 - High Efficiency | 2026 | CAPITAL | REPLACEMENT | lodging | USD/gigalumen_year | us | us | 110327133875.852
commercial lighting | 8ft LFL: T8 F59 - High Efficiency | 2026 | CAPITAL | REPLACEMENT | merc/service | USD/gigalumen_year | us | us | 110327133875.852
commercial lighting | 8ft LFL: T8 F59 - High Efficiency | 2026 | CAPITAL | REPLACEMENT | office-large | USD/gigalumen_year | us | us | 110327133875.852
commercial lighting | 8ft LFL: T8 F59 - High Efficiency | 2026 | CAPITAL | REPLACEMENT | office-small | USD/gigalumen_year | us | us | 110327133875.852
commercial lighting | 8ft LFL: T8 F59 - High Efficiency | 2026 | CAPITAL | REPLACEMENT | other | USD/gigalumen_year | us | us | 110327133875.852
commercial lighting | 8ft LFL: T8 F59 - High Efficiency | 2026 | CAPITAL | REPLACEMENT | warehouse | USD/gigalumen_year | us | us | 110327133875.852
commercial lighting | 8ft LFL: T8 F59 - High Efficiency | 2026 | FIXED_OM | NEW | assembly | USD/gigalumen_year | us | us | 7178498576.1498
commercial lighting | 8ft LFL: T8 F59 - High Efficiency | 2026 | FIXED_OM | NEW | education | USD/gigalumen_year | us | us | 7178498576.1498
commercial lighting | 8ft LFL: T8 F59 - High Efficiency | 2026 | FIXED_OM | NEW | food sales | USD/gigalumen_year | us | us | 7178498576.1498
commercial lighting | 8ft LFL: T8 F59 - High Efficiency | 2026 | FIXED_OM | NEW | food service | USD/gigalumen_year | us | us | 7178498576.1498
commercial lighting | 8ft LFL: T8 F59 - High Efficiency | 2026 | FIXED_OM | NEW | health | USD/gigalumen_year | us | us | 7178498576.1498
commercial lighting | 8ft LFL: T8 F59 - High Efficiency | 2026 | FIXED_OM | NEW | lodging | USD/gigalumen_year | us | us | 7178498576.1498
commercial lighting | 8ft LFL: T8 F59 - High Efficiency | 2026 | FIXED_OM | NEW | merc/service | USD/gigalumen_year | us | us | 7178498576.1498
commercial lighting | 8ft LFL: T8 F59 - High Efficiency | 2026 | FIXED_OM | NEW | office-large | USD/gigalumen_year | us | us | 7178498576.1498
commercial lighting | 8ft LFL: T8 F59 - High Efficiency | 2026 | FIXED_OM | NEW | office-small | USD/gigalumen_year | us | us | 7178498576.1498
commercial lighting | 8ft LFL: T8 F59 - High Efficiency | 2026 | FIXED_OM | NEW | other | USD/gigalumen_year | us | us | 7178498576.1498
commercial lighting | 8ft LFL: T8 F59 - High Efficiency | 2026 | FIXED_OM | NEW | warehouse | USD/gigalumen_year | us | us | 7178498576.1498
commercial lighting | 8ft LFL: T8 F59 - High Efficiency | 2026 | FIXED_OM | REPLACEMENT | assembly | USD/gigalumen_year | us | us | 7178498576.1498
commercial lighting | 8ft LFL: T8 F59 - High Efficiency | 2026 | FIXED_OM | REPLACEMENT | education | USD/gigalumen_year | us | us | 7178498576.1498
commercial lighting | 8ft LFL: T8 F59 - High Efficiency | 2026 | FIXED_OM | REPLACEMENT | food sales | USD/gigalumen_year | us | us | 7178498576.1498
commercial lighting | 8ft LFL: T8 F59 - High Efficiency | 2026 | FIXED_OM | REPLACEMENT | food service | USD/gigalumen_year | us | us | 7178498576.1498
commercial lighting | 8ft LFL: T8 F59 - High Efficiency | 2026 | FIXED_OM | REPLACEMENT | health | USD/gigalumen_year | us | us | 7178498576.1498
commercial lighting | 8ft LFL: T8 F59 - High Efficiency | 2026 | FIXED_OM | REPLACEMENT | lodging | USD/gigalumen_year | us | us | 7178498576.1498
commercial lighting | 8ft LFL: T8 F59 - High Efficiency | 2026 | FIXED_OM | REPLACEMENT | merc/service | USD/gigalumen_year | us | us | 7178498576.1498
commercial lighting | 8ft LFL: T8 F59 - High Efficiency | 2026 | FIXED_OM | REPLACEMENT | office-large | USD/gigalumen_year | us | us | 7178498576.1498
commercial lighting | 8ft LFL: T8 F59 - High Efficiency | 2026 | FIXED_OM | REPLACEMENT | office-small | USD/gigalumen_year | us | us | 7178498576.1498
commercial lighting | 8ft LFL: T8 F59 - High Efficiency | 2026 | FIXED_OM | REPLACEMENT | other | USD/gigalumen_year | us | us | 7178498576.1498
commercial lighting | 8ft LFL: T8 F59 - High Efficiency | 2026 | FIXED_OM | REPLACEMENT | warehouse | USD/gigalumen_year | us | us | 7178498576.1498
commercial lighting | 8ft LFL: T8 F59 - High Efficiency | 2027 | CAPITAL | NEW | assembly | USD/gigalumen_year | us | us | 110064047540.6
commercial lighting | 8ft LFL: T8 F59 - High Efficiency | 2027 | CAPITAL | NEW | education | USD/gigalumen_year | us | us | 110064047540.6
commercial lighting | 8ft LFL: T8 F59 - High Efficiency | 2027 | CAPITAL | NEW | food sales | USD/gigalumen_year | us | us | 110064047540.6
commercial lighting | 8ft LFL: T8 F59 - High Efficiency | 2027 | CAPITAL | NEW | food service | USD/gigalumen_year | us | us | 110064047540.6
commercial lighting | 8ft LFL: T8 F59 - High Efficiency | 2027 | CAPITAL | NEW | health | USD/gigalumen_year | us | us | 110064047540.6
commercial lighting | 8ft LFL: T8 F59 - High Efficiency | 2027 | CAPITAL | NEW | lodging | USD/gigalumen_year | us | us | 110064047540.6
commercial lighting | 8ft LFL: T8 F59 - High Efficiency | 2027 | CAPITAL | NEW | merc/service | USD/gigalumen_year | us | us | 110064047540.6
commercial lighting | 8ft LFL: T8 F59 - High Efficiency | 2027 | CAPITAL | NEW | office-large | USD/gigalumen_year | us | us | 110064047540.6
commercial lighting | 8ft LFL: T8 F59 - High Efficiency | 2027 | CAPITAL | NEW | office-small | USD/gigalumen_year | us | us | 110064047540.6
commercial lighting | 8ft LFL: T8 F59 - High Efficiency | 2027 | CAPITAL | NEW | other | USD/gigalumen_year | us | us | 110064047540.6
commercial lighting | 8ft LFL: T8 F59 - High Efficiency | 2027 | CAPITAL | NEW | warehouse | USD/gigalumen_year | us | us | 110064047540.6
commercial lighting | 8ft LFL: T8 F59 - High Efficiency | 2027 | CAPITAL | REPLACEMENT | assembly | USD/gigalumen_year | us | us | 110064047540.6
commercial lighting | 8ft LFL: T8 F59 - High Efficiency | 2027 | CAPITAL | REPLACEMENT | education | USD/gigalumen_year | us | us | 110064047540.6
commercial lighting | 8ft LFL: T8 F59 - High Efficiency | 2027 | CAPITAL | REPLACEMENT | food sales | USD/gigalumen_year | us | us | 110064047540.6
commercial lighting | 8ft LFL: T8 F59 - High Efficiency | 2027 | CAPITAL | REPLACEMENT | food service | USD/gigalumen_year | us | us | 110064047540.6
commercial lighting | 8ft LFL: T8 F59 - High Efficiency | 2027 | CAPITAL | REPLACEMENT | health | USD/gigalumen_year | us | us | 110064047540.6
commercial lighting | 8ft LFL: T8 F59 - High Efficiency | 2027 | CAPITAL | REPLACEMENT | lodging | USD/gigalumen_year | us | us | 110064047540.6
commercial lighting | 8ft LFL: T8 F59 - High Efficiency | 2027 | CAPITAL | REPLACEMENT | merc/service | USD/gigalumen_year | us | us | 110064047540.6
commercial lighting | 8ft LFL: T8 F59 - High Efficiency | 2027 | CAPITAL | REPLACEMENT | office-large | USD/gigalumen_year | us | us | 110064047540.6
commercial lighting | 8ft LFL: T8 F59 - High Efficiency | 2027 | CAPITAL | REPLACEMENT | office-small | USD/gigalumen_year | us | us | 110064047540.6
commercial lighting | 8ft LFL: T8 F59 - High Efficiency | 2027 | CAPITAL | REPLACEMENT | other | USD/gigalumen_year | us | us | 110064047540.6
commercial lighting | 8ft LFL: T8 F59 - High Efficiency | 2027 | CAPITAL | REPLACEMENT | warehouse | USD/gigalumen_year | us | us | 110064047540.6
commercial lighting | 8ft LFL: T8 F59 - High Efficiency | 2027 | FIXED_OM | NEW | assembly | USD/gigalumen_year | us | us | 7122122932.8816
commercial lighting | 8ft LFL: T8 F59 - High Efficiency | 2027 | FIXED_OM | NEW | education | USD/gigalumen_year | us | us | 7122122932.8816
commercial lighting | 8ft LFL: T8 F59 - High Efficiency | 2027 | FIXED_OM | NEW | food sales | USD/gigalumen_year | us | us | 7122122932.8816
commercial lighting | 8ft LFL: T8 F59 - High Efficiency | 2027 | FIXED_OM | NEW | food service | USD/gigalumen_year | us | us | 7122122932.8816
commercial lighting | 8ft LFL: T8 F59 - High Efficiency | 2027 | FIXED_OM | NEW | health | USD/gigalumen_year | us | us | 7122122932.8816
commercial lighting | 8ft LFL: T8 F59 - High Efficiency | 2027 | FIXED_OM | NEW | lodging | USD/gigalumen_year | us | us | 7122122932.8816
commercial lighting | 8ft LFL: T8 F59 - High Efficiency | 2027 | FIXED_OM | NEW | merc/service | USD/gigalumen_year | us | us | 7122122932.8816
commercial lighting | 8ft LFL: T8 F59 - High Efficiency | 2027 | FIXED_OM | NEW | office-large | USD/gigalumen_year | us | us | 7122122932.8816
commercial lighting | 8ft LFL: T8 F59 - High Efficiency | 2027 | FIXED_OM | NEW | office-small | USD/gigalumen_year | us | us | 7122122932.8816
commercial lighting | 8ft LFL: T8 F59 - High Efficiency | 2027 | FIXED_OM | NEW | other | USD/gigalumen_year | us | us | 7122122932.8816
commercial lighting | 8ft LFL: T8 F59 - High Efficiency | 2027 | FIXED_OM | NEW | warehouse | USD/gigalumen_year | us | us | 7122122932.8816
commercial lighting | 8ft LFL: T8 F59 - High Efficiency | 2027 | FIXED_OM | REPLACEMENT | assembly | USD/gigalumen_year | us | us | 7122122932.8816
commercial lighting | 8ft LFL: T8 F59 - High Efficiency | 2027 | FIXED_OM | REPLACEMENT | education | USD/gigalumen_year | us | us | 7122122932.8816
commercial lighting | 8ft LFL: T8 F59 - High Efficiency | 2027 | FIXED_OM | REPLACEMENT | food sales | USD/gigalumen_year | us | us | 7122122932.8816
commercial lighting | 8ft LFL: T8 F59 - High Efficiency | 2027 | FIXED_OM | REPLACEMENT | food service | USD/gigalumen_year | us | us | 7122122932.8816
commercial lighting | 8ft LFL: T8 F59 - High Efficiency | 2027 | FIXED_OM | REPLACEMENT | health | USD/gigalumen_year | us | us | 7122122932.8816
commercial lighting | 8ft LFL: T8 F59 - High Efficiency | 2027 | FIXED_OM | REPLACEMENT | lodging | USD/gigalumen_year | us | us | 7122122932.8816
commercial lighting | 8ft LFL: T8 F59 - High Efficiency | 2027 | FIXED_OM | REPLACEMENT | merc/service | USD/gigalumen_year | us | us | 7122122932.8816
commercial lighting | 8ft LFL: T8 F59 - High Efficiency | 2027 | FIXED_OM | REPLACEMENT | office-large | USD/gigalumen_year | us | us | 7122122932.8816
commercial lighting | 8ft LFL: T8 F59 - High Efficiency | 2027 | FIXED_OM | REPLACEMENT | office-small | USD/gigalumen_year | us | us | 7122122932.8816
commercial lighting | 8ft LFL: T8 F59 - High Efficiency | 2027 | FIXED_OM | REPLACEMENT | other | USD/gigalumen_year | us | us | 7122122932.8816
commercial lighting | 8ft LFL: T8 F59 - High Efficiency | 2027 | FIXED_OM | REPLACEMENT | warehouse | USD/gigalumen_year | us | us | 7122122932.8816
commercial lighting | 8ft LFL: T8 F59 - High Efficiency | 2028 | CAPITAL | NEW | assembly | USD/gigalumen_year | us | us | 109800961205.348
commercial lighting | 8ft LFL: T8 F59 - High Efficiency | 2028 | CAPITAL | NEW | education | USD/gigalumen_year | us | us | 109800961205.348
commercial lighting | 8ft LFL: T8 F59 - High Efficiency | 2028 | CAPITAL | NEW | food sales | USD/gigalumen_year | us | us | 109800961205.348
commercial lighting | 8ft LFL: T8 F59 - High Efficiency | 2028 | CAPITAL | NEW | food service | USD/gigalumen_year | us | us | 109800961205.348
commercial lighting | 8ft LFL: T8 F59 - High Efficiency | 2028 | CAPITAL | NEW | health | USD/gigalumen_year | us | us | 109800961205.348
commercial lighting | 8ft LFL: T8 F59 - High Efficiency | 2028 | CAPITAL | NEW | lodging | USD/gigalumen_year | us | us | 109800961205.348
commercial lighting | 8ft LFL: T8 F59 - High Efficiency | 2028 | CAPITAL | NEW | merc/service | USD/gigalumen_year | us | us | 109800961205.348
commercial lighting | 8ft LFL: T8 F59 - High Efficiency | 2028 | CAPITAL | NEW | office-large | USD/gigalumen_year | us | us | 109800961205.348
commercial lighting | 8ft LFL: T8 F59 - High Efficiency | 2028 | CAPITAL | NEW | office-small | USD/gigalumen_year | us | us | 109800961205.348
commercial lighting | 8ft LFL: T8 F59 - High Efficiency | 2028 | CAPITAL | NEW | other | USD/gigalumen_year | us | us | 109800961205.348
commercial lighting | 8ft LFL: T8 F59 - High Efficiency | 2028 | CAPITAL | NEW | warehouse | USD/gigalumen_year | us | us | 109800961205.348
commercial lighting | 8ft LFL: T8 F59 - High Efficiency | 2028 | CAPITAL | REPLACEMENT | assembly | USD/gigalumen_year | us | us | 109800961205.348
commercial lighting | 8ft LFL: T8 F59 - High Efficiency | 2028 | CAPITAL | REPLACEMENT | education | USD/gigalumen_year | us | us | 109800961205.348
commercial lighting | 8ft LFL: T8 F59 - High Efficiency | 2028 | CAPITAL | REPLACEMENT | food sales | USD/gigalumen_year | us | us | 109800961205.348
commercial lighting | 8ft LFL: T8 F59 - High Efficiency | 2028 | CAPITAL | REPLACEMENT | food service | USD/gigalumen_year | us | us | 109800961205.348
commercial lighting | 8ft LFL: T8 F59 - High Efficiency | 2028 | CAPITAL | REPLACEMENT | health | USD/gigalumen_year | us | us | 109800961205.348
commercial lighting | 8ft LFL: T8 F59 - High Efficiency | 2028 | CAPITAL | REPLACEMENT | lodging | USD/gigalumen_year | us | us | 109800961205.348
commercial lighting | 8ft LFL: T8 F59 - High Efficiency | 2028 | CAPITAL | REPLACEMENT | merc/service | USD/gigalumen_year | us | us | 109800961205.348
commercial lighting | 8ft LFL: T8 F59 - High Efficiency | 2028 | CAPITAL | REPLACEMENT | office-large | USD/gigalumen_year | us | us | 109800961205.348
commercial lighting | 8ft LFL: T8 F59 - High Efficiency | 2028 | CAPITAL | REPLACEMENT | office-small | USD/gigalumen_year | us | us | 109800961205.348
commercial lighting | 8ft LFL: T8 F59 - High Efficiency | 2028 | CAPITAL | REPLACEMENT | other | USD/gigalumen_year | us | us | 109800961205.348
commercial lighting | 8ft LFL: T8 F59 - High Efficiency | 2028 | CAPITAL | REPLACEMENT | warehouse | USD/gigalumen_year | us | us | 109800961205.348
commercial lighting | 8ft LFL: T8 F59 - High Efficiency | 2028 | FIXED_OM | NEW | assembly | USD/gigalumen_year | us | us | 7065747289.6134
commercial lighting | 8ft LFL: T8 F59 - High Efficiency | 2028 | FIXED_OM | NEW | education | USD/gigalumen_year | us | us | 7065747289.6134
commercial lighting | 8ft LFL: T8 F59 - High Efficiency | 2028 | FIXED_OM | NEW | food sales | USD/gigalumen_year | us | us | 7065747289.6134
commercial lighting | 8ft LFL: T8 F59 - High Efficiency | 2028 | FIXED_OM | NEW | food service | USD/gigalumen_year | us | us | 7065747289.6134
commercial lighting | 8ft LFL: T8 F59 - High Efficiency | 2028 | FIXED_OM | NEW | health | USD/gigalumen_year | us | us | 7065747289.6134
commercial lighting | 8ft LFL: T8 F59 - High Efficiency | 2028 | FIXED_OM | NEW | lodging | USD/gigalumen_year | us | us | 7065747289.6134
commercial lighting | 8ft LFL: T8 F59 - High Efficiency | 2028 | FIXED_OM | NEW | merc/service | USD/gigalumen_year | us | us | 7065747289.6134
commercial lighting | 8ft LFL: T8 F59 - High Efficiency | 2028 | FIXED_OM | NEW | office-large | USD/gigalumen_year | us | us | 7065747289.6134
commercial lighting | 8ft LFL: T8 F59 - High Efficiency | 2028 | FIXED_OM | NEW | office-small | USD/gigalumen_year | us | us | 7065747289.6134
commercial lighting | 8ft LFL: T8 F59 - High Efficiency | 2028 | FIXED_OM | NEW | other | USD/gigalumen_year | us | us | 7065747289.6134
commercial lighting | 8ft LFL: T8 F59 - High Efficiency | 2028 | FIXED_OM | NEW | warehouse | USD/gigalumen_year | us | us | 7065747289.6134
commercial lighting | 8ft LFL: T8 F59 - High Efficiency | 2028 | FIXED_OM | REPLACEMENT | assembly | USD/gigalumen_year | us | us | 7065747289.6134
commercial lighting | 8ft LFL: T8 F59 - High Efficiency | 2028 | FIXED_OM | REPLACEMENT | education | USD/gigalumen_year | us | us | 7065747289.6134
commercial lighting | 8ft LFL: T8 F59 - High Efficiency | 2028 | FIXED_OM | REPLACEMENT | food sales | USD/gigalumen_year | us | us | 7065747289.6134
commercial lighting | 8ft LFL: T8 F59 - High Efficiency | 2028 | FIXED_OM | REPLACEMENT | food service | USD/gigalumen_year | us | us | 7065747289.6134
commercial lighting | 8ft LFL: T8 F59 - High Efficiency | 2028 | FIXED_OM | REPLACEMENT | health | USD/gigalumen_year | us | us | 7065747289.6134
commercial lighting | 8ft LFL: T8 F59 - High Efficiency | 2028 | FIXED_OM | REPLACEMENT | lodging | USD/gigalumen_year | us | us | 7065747289.6134
commercial lighting | 8ft LFL: T8 F59 - High Efficiency | 2028 | FIXED_OM | REPLACEMENT | merc/service | USD/gigalumen_year | us | us | 7065747289.6134
commercial lighting | 8ft LFL: T8 F59 - High Efficiency | 2028 | FIXED_OM | REPLACEMENT | office-large | USD/gigalumen_year | us | us | 7065747289.6134
commercial lighting | 8ft LFL: T8 F59 - High Efficiency | 2028 | FIXED_OM | REPLACEMENT | office-small | USD/gigalumen_year | us | us | 7065747289.6134
commercial lighting | 8ft LFL: T8 F59 - High Efficiency | 2028 | FIXED_OM | REPLACEMENT | other | USD/gigalumen_year | us | us | 7065747289.6134
commercial lighting | 8ft LFL: T8 F59 - High Efficiency | 2028 | FIXED_OM | REPLACEMENT | warehouse | USD/gigalumen_year | us | us | 7065747289.6134
commercial lighting | 8ft LFL: T8 F59 - High Efficiency | 2029 | CAPITAL | NEW | assembly | USD/gigalumen_year | us | us | 109537874870.097
commercial lighting | 8ft LFL: T8 F59 - High Efficiency | 2029 | CAPITAL | NEW | education | USD/gigalumen_year | us | us | 109537874870.097
commercial lighting | 8ft LFL: T8 F59 - High Efficiency | 2029 | CAPITAL | NEW | food sales | USD/gigalumen_year | us | us | 109537874870.097
commercial lighting | 8ft LFL: T8 F59 - High Efficiency | 2029 | CAPITAL | NEW | food service | USD/gigalumen_year | us | us | 109537874870.097
commercial lighting | 8ft LFL: T8 F59 - High Efficiency | 2029 | CAPITAL | NEW | health | USD/gigalumen_year | us | us | 109537874870.097
commercial lighting | 8ft LFL: T8 F59 - High Efficiency | 2029 | CAPITAL | NEW | lodging | USD/gigalumen_year | us | us | 109537874870.097
commercial lighting | 8ft LFL: T8 F59 - High Efficiency | 2029 | CAPITAL | NEW | merc/service | USD/gigalumen_year | us | us | 109537874870.097
commercial lighting | 8ft LFL: T8 F59 - High Efficiency | 2029 | CAPITAL | NEW | office-large | USD/gigalumen_year | us | us | 109537874870.097
commercial lighting | 8ft LFL: T8 F59 - High Efficiency | 2029 | CAPITAL | NEW | office-small | USD/gigalumen_year | us | us | 109537874870.097
commercial lighting | 8ft LFL: T8 F59 - High Efficiency | 2029 | CAPITAL | NEW | other | USD/gigalumen_year | us | us | 109537874870.097
commercial lighting | 8ft LFL: T8 F59 - High Efficiency | 2029 | CAPITAL | NEW | warehouse | USD/gigalumen_year | us | us | 109537874870.097
commercial lighting | 8ft LFL: T8 F59 - High Efficiency | 2029 | CAPITAL | REPLACEMENT | assembly | USD/gigalumen_year | us | us | 109537874870.097
commercial lighting | 8ft LFL: T8 F59 - High Efficiency | 2029 | CAPITAL | REPLACEMENT | education | USD/gigalumen_year | us | us | 109537874870.097
commercial lighting | 8ft LFL: T8 F59 - High Efficiency | 2029 | CAPITAL | REPLACEMENT | food sales | USD/gigalumen_year | us | us | 109537874870.097
commercial lighting | 8ft LFL: T8 F59 - High Efficiency | 2029 | CAPITAL | REPLACEMENT | food service | USD/gigalumen_year | us | us | 109537874870.097
commercial lighting | 8ft LFL: T8 F59 - High Efficiency | 2029 | CAPITAL | REPLACEMENT | health | USD/gigalumen_year | us | us | 109537874870.097
commercial lighting | 8ft LFL: T8 F59 - High Efficiency | 2029 | CAPITAL | REPLACEMENT | lodging | USD/gigalumen_year | us | us | 109537874870.097
commercial lighting | 8ft LFL: T8 F59 - High Efficiency | 2029 | CAPITAL | REPLACEMENT | merc/service | USD/gigalumen_year | us | us | 109537874870.097
commercial lighting | 8ft LFL: T8 F59 - High Efficiency | 2029 | CAPITAL | REPLACEMENT | office-large | USD/gigalumen_year | us | us | 109537874870.097
commercial lighting | 8ft LFL: T8 F59 - High Efficiency | 2029 | CAPITAL | REPLACEMENT | office-small | USD/gigalumen_year | us | us | 109537874870.097
commercial lighting | 8ft LFL: T8 F59 - High Efficiency | 2029 | CAPITAL | REPLACEMENT | other | USD/gigalumen_year | us | us | 109537874870.097
commercial lighting | 8ft LFL: T8 F59 - High Efficiency | 2029 | CAPITAL | REPLACEMENT | warehouse | USD/gigalumen_year | us | us | 109537874870.097
commercial lighting | 8ft LFL: T8 F59 - High Efficiency | 2029 | FIXED_OM | NEW | assembly | USD/gigalumen_year | us | us | 7009371646.3452
commercial lighting | 8ft LFL: T8 F59 - High Efficiency | 2029 | FIXED_OM | NEW | education | USD/gigalumen_year | us | us | 7009371646.3452
commercial lighting | 8ft LFL: T8 F59 - High Efficiency | 2029 | FIXED_OM | NEW | food sales | USD/gigalumen_year | us | us | 7009371646.3452
commercial lighting | 8ft LFL: T8 F59 - High Efficiency | 2029 | FIXED_OM | NEW | food service | USD/gigalumen_year | us | us | 7009371646.3452
commercial lighting | 8ft LFL: T8 F59 - High Efficiency | 2029 | FIXED_OM | NEW | health | USD/gigalumen_year | us | us | 7009371646.3452
commercial lighting | 8ft LFL: T8 F59 - High Efficiency | 2029 | FIXED_OM | NEW | lodging | USD/gigalumen_year | us | us | 7009371646.3452
commercial lighting | 8ft LFL: T8 F59 - High Efficiency | 2029 | FIXED_OM | NEW | merc/service | USD/gigalumen_year | us | us | 7009371646.3452
commercial lighting | 8ft LFL: T8 F59 - High Efficiency | 2029 | FIXED_OM | NEW | office-large | USD/gigalumen_year | us | us | 7009371646.3452
commercial lighting | 8ft LFL: T8 F59 - High Efficiency | 2029 | FIXED_OM | NEW | office-small | USD/gigalumen_year | us | us | 7009371646.3452
commercial lighting | 8ft LFL: T8 F59 - High Efficiency | 2029 | FIXED_OM | NEW | other | USD/gigalumen_year | us | us | 7009371646.3452
commercial lighting | 8ft LFL: T8 F59 - High Efficiency | 2029 | FIXED_OM | NEW | warehouse | USD/gigalumen_year | us | us | 7009371646.3452
commercial lighting | 8ft LFL: T8 F59 - High Efficiency | 2029 | FIXED_OM | REPLACEMENT | assembly | USD/gigalumen_year | us | us | 7009371646.3452
commercial lighting | 8ft LFL: T8 F59 - High Efficiency | 2029 | FIXED_OM | REPLACEMENT | education | USD/gigalumen_year | us | us | 7009371646.3452
commercial lighting | 8ft LFL: T8 F59 - High Efficiency | 2029 | FIXED_OM | REPLACEMENT | food sales | USD/gigalumen_year | us | us | 7009371646.3452
commercial lighting | 8ft LFL: T8 F59 - High Efficiency | 2029 | FIXED_OM | REPLACEMENT | food service | USD/gigalumen_year | us | us | 7009371646.3452
commercial lighting | 8ft LFL: T8 F59 - High Efficiency | 2029 | FIXED_OM | REPLACEMENT | health | USD/gigalumen_year | us | us | 7009371646.3452
commercial lighting | 8ft LFL: T8 F59 - High Efficiency | 2029 | FIXED_OM | REPLACEMENT | lodging | USD/gigalumen_year | us | us | 7009371646.3452
commercial lighting | 8ft LFL: T8 F59 - High Efficiency | 2029 | FIXED_OM | REPLACEMENT | merc/service | USD/gigalumen_year | us | us | 7009371646.3452
commercial lighting | 8ft LFL: T8 F59 - High Efficiency | 2029 | FIXED_OM | REPLACEMENT | office-large | USD/gigalumen_year | us | us | 7009371646.3452
commercial lighting | 8ft LFL: T8 F59 - High Efficiency | 2029 | FIXED_OM | REPLACEMENT | office-small | USD/gigalumen_year | us | us | 7009371646.3452
commercial lighting | 8ft LFL: T8 F59 - High Efficiency | 2029 | FIXED_OM | REPLACEMENT | other | USD/gigalumen_year | us | us | 7009371646.3452
commercial lighting | 8ft LFL: T8 F59 - High Efficiency | 2029 | FIXED_OM | REPLACEMENT | warehouse | USD/gigalumen_year | us | us | 7009371646.3452
commercial lighting | 8ft LFL: T8 F59 - High Efficiency | 2030 | CAPITAL | NEW | assembly | USD/gigalumen_year | us | us | 109274788534.845
commercial lighting | 8ft LFL: T8 F59 - High Efficiency | 2030 | CAPITAL | NEW | education | USD/gigalumen_year | us | us | 109274788534.845
commercial lighting | 8ft LFL: T8 F59 - High Efficiency | 2030 | CAPITAL | NEW | food sales | USD/gigalumen_year | us | us | 109274788534.845
commercial lighting | 8ft LFL: T8 F59 - High Efficiency | 2030 | CAPITAL | NEW | food service | USD/gigalumen_year | us | us | 109274788534.845
commercial lighting | 8ft LFL: T8 F59 - High Efficiency | 2030 | CAPITAL | NEW | health | USD/gigalumen_year | us | us | 109274788534.845
commercial lighting | 8ft LFL: T8 F59 - High Efficiency | 2030 | CAPITAL | NEW | lodging | USD/gigalumen_year | us | us | 109274788534.845
commercial lighting | 8ft LFL: T8 F59 - High Efficiency | 2030 | CAPITAL | NEW | merc/service | USD/gigalumen_year | us | us | 109274788534.845
commercial lighting | 8ft LFL: T8 F59 - High Efficiency | 2030 | CAPITAL | NEW | office-large | USD/gigalumen_year | us | us | 109274788534.845
commercial lighting | 8ft LFL: T8 F59 - High Efficiency | 2030 | CAPITAL | NEW | office-small | USD/gigalumen_year | us | us | 109274788534.845
commercial lighting | 8ft LFL: T8 F59 - High Efficiency | 2030 | CAPITAL | NEW | other | USD/gigalumen_year | us | us | 109274788534.845
commercial lighting | 8ft LFL: T8 F59 - High Efficiency | 2030 | CAPITAL | NEW | warehouse | USD/gigalumen_year | us | us | 109274788534.845
commercial lighting | 8ft LFL: T8 F59 - High Efficiency | 2030 | CAPITAL | REPLACEMENT | assembly | USD/gigalumen_year | us | us | 109274788534.845
commercial lighting | 8ft LFL: T8 F59 - High Efficiency | 2030 | CAPITAL | REPLACEMENT | education | USD/gigalumen_year | us | us | 109274788534.845
commercial lighting | 8ft LFL: T8 F59 - High Efficiency | 2030 | CAPITAL | REPLACEMENT | food sales | USD/gigalumen_year | us | us | 109274788534.845
commercial lighting | 8ft LFL: T8 F59 - High Efficiency | 2030 | CAPITAL | REPLACEMENT | food service | USD/gigalumen_year | us | us | 109274788534.845
commercial lighting | 8ft LFL: T8 F59 - High Efficiency | 2030 | CAPITAL | REPLACEMENT | health | USD/gigalumen_year | us | us | 109274788534.845
commercial lighting | 8ft LFL: T8 F59 - High Efficiency | 2030 | CAPITAL | REPLACEMENT | lodging | USD/gigalumen_year | us | us | 109274788534.845
commercial lighting | 8ft LFL: T8 F59 - High Efficiency | 2030 | CAPITAL | REPLACEMENT | merc/service | USD/gigalumen_year | us | us | 109274788534.845
commercial lighting | 8ft LFL: T8 F59 - High Efficiency | 2030 | CAPITAL | REPLACEMENT | office-large | USD/gigalumen_year | us | us | 109274788534.845
commercial lighting | 8ft LFL: T8 F59 - High Efficiency | 2030 | CAPITAL | REPLACEMENT | office-small | USD/gigalumen_year | us | us | 109274788534.845
commercial lighting | 8ft LFL: T8 F59 - High Efficiency | 2030 | CAPITAL | REPLACEMENT | other | USD/gigalumen_year | us | us | 109274788534.845
commercial lighting | 8ft LFL: T8 F59 - High Efficiency | 2030 | CAPITAL | REPLACEMENT | warehouse | USD/gigalumen_year | us | us | 109274788534.845
commercial lighting | 8ft LFL: T8 F59 - High Efficiency | 2030 | FIXED_OM | NEW | assembly | USD/gigalumen_year | us | us | 6952996003.077
commercial lighting | 8ft LFL: T8 F59 - High Efficiency | 2030 | FIXED_OM | NEW | education | USD/gigalumen_year | us | us | 6952996003.077
commercial lighting | 8ft LFL: T8 F59 - High Efficiency | 2030 | FIXED_OM | NEW | food sales | USD/gigalumen_year | us | us | 6952996003.077
commercial lighting | 8ft LFL: T8 F59 - High Efficiency | 2030 | FIXED_OM | NEW | food service | USD/gigalumen_year | us | us | 6952996003.077
commercial lighting | 8ft LFL: T8 F59 - High Efficiency | 2030 | FIXED_OM | NEW | health | USD/gigalumen_year | us | us | 6952996003.077
commercial lighting | 8ft LFL: T8 F59 - High Efficiency | 2030 | FIXED_OM | NEW | lodging | USD/gigalumen_year | us | us | 6952996003.077
commercial lighting | 8ft LFL: T8 F59 - High Efficiency | 2030 | FIXED_OM | NEW | merc/service | USD/gigalumen_year | us | us | 6952996003.077
commercial lighting | 8ft LFL: T8 F59 - High Efficiency | 2030 | FIXED_OM | NEW | office-large | USD/gigalumen_year | us | us | 6952996003.077
commercial lighting | 8ft LFL: T8 F59 - High Efficiency | 2030 | FIXED_OM | NEW | office-small | USD/gigalumen_year | us | us | 6952996003.077
commercial lighting | 8ft LFL: T8 F59 - High Efficiency | 2030 | FIXED_OM | NEW | other | USD/gigalumen_year | us | us | 6952996003.077
commercial lighting | 8ft LFL: T8 F59 - High Efficiency | 2030 | FIXED_OM | NEW | warehouse | USD/gigalumen_year | us | us | 6952996003.077
commercial lighting | 8ft LFL: T8 F59 - High Efficiency | 2030 | FIXED_OM | REPLACEMENT | assembly | USD/gigalumen_year | us | us | 6952996003.077
commercial lighting | 8ft LFL: T8 F59 - High Efficiency | 2030 | FIXED_OM | REPLACEMENT | education | USD/gigalumen_year | us | us | 6952996003.077
commercial lighting | 8ft LFL: T8 F59 - High Efficiency | 2030 | FIXED_OM | REPLACEMENT | food sales | USD/gigalumen_year | us | us | 6952996003.077
commercial lighting | 8ft LFL: T8 F59 - High Efficiency | 2030 | FIXED_OM | REPLACEMENT | food service | USD/gigalumen_year | us | us | 6952996003.077
commercial lighting | 8ft LFL: T8 F59 - High Efficiency | 2030 | FIXED_OM | REPLACEMENT | health | USD/gigalumen_year | us | us | 6952996003.077
commercial lighting | 8ft LFL: T8 F59 - High Efficiency | 2030 | FIXED_OM | REPLACEMENT | lodging | USD/gigalumen_year | us | us | 6952996003.077
commercial lighting | 8ft LFL: T8 F59 - High Efficiency | 2030 | FIXED_OM | REPLACEMENT | merc/service | USD/gigalumen_year | us | us | 6952996003.077
commercial lighting | 8ft LFL: T8 F59 - High Efficiency | 2030 | FIXED_OM | REPLACEMENT | office-large | USD/gigalumen_year | us | us | 6952996003.077
commercial lighting | 8ft LFL: T8 F59 - High Efficiency | 2030 | FIXED_OM | REPLACEMENT | office-small | USD/gigalumen_year | us | us | 6952996003.077
commercial lighting | 8ft LFL: T8 F59 - High Efficiency | 2030 | FIXED_OM | REPLACEMENT | other | USD/gigalumen_year | us | us | 6952996003.077
commercial lighting | 8ft LFL: T8 F59 - High Efficiency | 2030 | FIXED_OM | REPLACEMENT | warehouse | USD/gigalumen_year | us | us | 6952996003.077
commercial lighting | 8ft LFL: T8 F59 - High Efficiency | 2031 | CAPITAL | NEW | assembly | USD/gigalumen_year | us | us | 109039890021.228
commercial lighting | 8ft LFL: T8 F59 - High Efficiency | 2031 | CAPITAL | NEW | education | USD/gigalumen_year | us | us | 109039890021.228
commercial lighting | 8ft LFL: T8 F59 - High Efficiency | 2031 | CAPITAL | NEW | food sales | USD/gigalumen_year | us | us | 109039890021.228
commercial lighting | 8ft LFL: T8 F59 - High Efficiency | 2031 | CAPITAL | NEW | food service | USD/gigalumen_year | us | us | 109039890021.228
commercial lighting | 8ft LFL: T8 F59 - High Efficiency | 2031 | CAPITAL | NEW | health | USD/gigalumen_year | us | us | 109039890021.228
commercial lighting | 8ft LFL: T8 F59 - High Efficiency | 2031 | CAPITAL | NEW | lodging | USD/gigalumen_year | us | us | 109039890021.228
commercial lighting | 8ft LFL: T8 F59 - High Efficiency | 2031 | CAPITAL | NEW | merc/service | USD/gigalumen_year | us | us | 109039890021.228
commercial lighting | 8ft LFL: T8 F59 - High Efficiency | 2031 | CAPITAL | NEW | office-large | USD/gigalumen_year | us | us | 109039890021.228
commercial lighting | 8ft LFL: T8 F59 - High Efficiency | 2031 | CAPITAL | NEW | office-small | USD/gigalumen_year | us | us | 109039890021.228
commercial lighting | 8ft LFL: T8 F59 - High Efficiency | 2031 | CAPITAL | NEW | other | USD/gigalumen_year | us | us | 109039890021.228
commercial lighting | 8ft LFL: T8 F59 - High Efficiency | 2031 | CAPITAL | NEW | warehouse | USD/gigalumen_year | us | us | 109039890021.228
commercial lighting | 8ft LFL: T8 F59 - High Efficiency | 2031 | CAPITAL | REPLACEMENT | assembly | USD/gigalumen_year | us | us | 109039890021.228
commercial lighting | 8ft LFL: T8 F59 - High Efficiency | 2031 | CAPITAL | REPLACEMENT | education | USD/gigalumen_year | us | us | 109039890021.228
commercial lighting | 8ft LFL: T8 F59 - High Efficiency | 2031 | CAPITAL | REPLACEMENT | food sales | USD/gigalumen_year | us | us | 109039890021.228
commercial lighting | 8ft LFL: T8 F59 - High Efficiency | 2031 | CAPITAL | REPLACEMENT | food service | USD/gigalumen_year | us | us | 109039890021.228
commercial lighting | 8ft LFL: T8 F59 - High Efficiency | 2031 | CAPITAL | REPLACEMENT | health | USD/gigalumen_year | us | us | 109039890021.228
commercial lighting | 8ft LFL: T8 F59 - High Efficiency | 2031 | CAPITAL | REPLACEMENT | lodging | USD/gigalumen_year | us | us | 109039890021.228
commercial lighting | 8ft LFL: T8 F59 - High Efficiency | 2031 | CAPITAL | REPLACEMENT | merc/service | USD/gigalumen_year | us | us | 109039890021.228
commercial lighting | 8ft LFL: T8 F59 - High Efficiency | 2031 | CAPITAL | REPLACEMENT | office-large | USD/gigalumen_year | us | us | 109039890021.228
commercial lighting | 8ft LFL: T8 F59 - High Efficiency | 2031 | CAPITAL | REPLACEMENT | office-small | USD/gigalumen_year | us | us | 109039890021.228
commercial lighting | 8ft LFL: T8 F59 - High Efficiency | 2031 | CAPITAL | REPLACEMENT | other | USD/gigalumen_year | us | us | 109039890021.228
commercial lighting | 8ft LFL: T8 F59 - High Efficiency | 2031 | CAPITAL | REPLACEMENT | warehouse | USD/gigalumen_year | us | us | 109039890021.228
commercial lighting | 8ft LFL: T8 F59 - High Efficiency | 2031 | FIXED_OM | NEW | assembly | USD/gigalumen_year | us | us | 6896620359.8088
commercial lighting | 8ft LFL: T8 F59 - High Efficiency | 2031 | FIXED_OM | NEW | education | USD/gigalumen_year | us | us | 6896620359.8088
commercial lighting | 8ft LFL: T8 F59 - High Efficiency | 2031 | FIXED_OM | NEW | food sales | USD/gigalumen_year | us | us | 6896620359.8088
commercial lighting | 8ft LFL: T8 F59 - High Efficiency | 2031 | FIXED_OM | NEW | food service | USD/gigalumen_year | us | us | 6896620359.8088
commercial lighting | 8ft LFL: T8 F59 - High Efficiency | 2031 | FIXED_OM | NEW | health | USD/gigalumen_year | us | us | 6896620359.8088
commercial lighting | 8ft LFL: T8 F59 - High Efficiency | 2031 | FIXED_OM | NEW | lodging | USD/gigalumen_year | us | us | 6896620359.8088
commercial lighting | 8ft LFL: T8 F59 - High Efficiency | 2031 | FIXED_OM | NEW | merc/service | USD/gigalumen_year | us | us | 6896620359.8088
commercial lighting | 8ft LFL: T8 F59 - High Efficiency | 2031 | FIXED_OM | NEW | office-large | USD/gigalumen_year | us | us | 6896620359.8088
commercial lighting | 8ft LFL: T8 F59 - High Efficiency | 2031 | FIXED_OM | NEW | office-small | USD/gigalumen_year | us | us | 6896620359.8088
commercial lighting | 8ft LFL: T8 F59 - High Efficiency | 2031 | FIXED_OM | NEW | other | USD/gigalumen_year | us | us | 6896620359.8088
commercial lighting | 8ft LFL: T8 F59 - High Efficiency | 2031 | FIXED_OM | NEW | warehouse | USD/gigalumen_year | us | us | 6896620359.8088
commercial lighting | 8ft LFL: T8 F59 - High Efficiency | 2031 | FIXED_OM | REPLACEMENT | assembly | USD/gigalumen_year | us | us | 6896620359.8088
commercial lighting | 8ft LFL: T8 F59 - High Efficiency | 2031 | FIXED_OM | REPLACEMENT | education | USD/gigalumen_year | us | us | 6896620359.8088
commercial lighting | 8ft LFL: T8 F59 - High Efficiency | 2031 | FIXED_OM | REPLACEMENT | food sales | USD/gigalumen_year | us | us | 6896620359.8088
commercial lighting | 8ft LFL: T8 F59 - High Efficiency | 2031 | FIXED_OM | REPLACEMENT | food service | USD/gigalumen_year | us | us | 6896620359.8088
commercial lighting | 8ft LFL: T8 F59 - High Efficiency | 2031 | FIXED_OM | REPLACEMENT | health | USD/gigalumen_year | us | us | 6896620359.8088
commercial lighting | 8ft LFL: T8 F59 - High Efficiency | 2031 | FIXED_OM | REPLACEMENT | lodging | USD/gigalumen_year | us | us | 6896620359.8088
commercial lighting | 8ft LFL: T8 F59 - High Efficiency | 2031 | FIXED_OM | REPLACEMENT | merc/service | USD/gigalumen_year | us | us | 6896620359.8088
commercial lighting | 8ft LFL: T8 F59 - High Efficiency | 2031 | FIXED_OM | REPLACEMENT | office-large | USD/gigalumen_year | us | us | 6896620359.8088
commercial lighting | 8ft LFL: T8 F59 - High Efficiency | 2031 | FIXED_OM | REPLACEMENT | office-small | USD/gigalumen_year | us | us | 6896620359.8088
commercial lighting | 8ft LFL: T8 F59 - High Efficiency | 2031 | FIXED_OM | REPLACEMENT | other | USD/gigalumen_year | us | us | 6896620359.8088
commercial lighting | 8ft LFL: T8 F59 - High Efficiency | 2031 | FIXED_OM | REPLACEMENT | warehouse | USD/gigalumen_year | us | us | 6896620359.8088
commercial lighting | 8ft LFL: T8 F59 - High Efficiency | 2032 | CAPITAL | NEW | assembly | USD/gigalumen_year | us | us | 108804991507.61
commercial lighting | 8ft LFL: T8 F59 - High Efficiency | 2032 | CAPITAL | NEW | education | USD/gigalumen_year | us | us | 108804991507.61
commercial lighting | 8ft LFL: T8 F59 - High Efficiency | 2032 | CAPITAL | NEW | food sales | USD/gigalumen_year | us | us | 108804991507.61
commercial lighting | 8ft LFL: T8 F59 - High Efficiency | 2032 | CAPITAL | NEW | food service | USD/gigalumen_year | us | us | 108804991507.61
commercial lighting | 8ft LFL: T8 F59 - High Efficiency | 2032 | CAPITAL | NEW | health | USD/gigalumen_year | us | us | 108804991507.61
commercial lighting | 8ft LFL: T8 F59 - High Efficiency | 2032 | CAPITAL | NEW | lodging | USD/gigalumen_year | us | us | 108804991507.61
commercial lighting | 8ft LFL: T8 F59 - High Efficiency | 2032 | CAPITAL | NEW | merc/service | USD/gigalumen_year | us | us | 108804991507.61
commercial lighting | 8ft LFL: T8 F59 - High Efficiency | 2032 | CAPITAL | NEW | office-large | USD/gigalumen_year | us | us | 108804991507.61
commercial lighting | 8ft LFL: T8 F59 - High Efficiency | 2032 | CAPITAL | NEW | office-small | USD/gigalumen_year | us | us | 108804991507.61
commercial lighting | 8ft LFL: T8 F59 - High Efficiency | 2032 | CAPITAL | NEW | other | USD/gigalumen_year | us | us | 108804991507.61
commercial lighting | 8ft LFL: T8 F59 - High Efficiency | 2032 | CAPITAL | NEW | warehouse | USD/gigalumen_year | us | us | 108804991507.61
commercial lighting | 8ft LFL: T8 F59 - High Efficiency | 2032 | CAPITAL | REPLACEMENT | assembly | USD/gigalumen_year | us | us | 108804991507.61
commercial lighting | 8ft LFL: T8 F59 - High Efficiency | 2032 | CAPITAL | REPLACEMENT | education | USD/gigalumen_year | us | us | 108804991507.61
commercial lighting | 8ft LFL: T8 F59 - High Efficiency | 2032 | CAPITAL | REPLACEMENT | food sales | USD/gigalumen_year | us | us | 108804991507.61
commercial lighting | 8ft LFL: T8 F59 - High Efficiency | 2032 | CAPITAL | REPLACEMENT | food service | USD/gigalumen_year | us | us | 108804991507.61
commercial lighting | 8ft LFL: T8 F59 - High Efficiency | 2032 | CAPITAL | REPLACEMENT | health | USD/gigalumen_year | us | us | 108804991507.61
commercial lighting | 8ft LFL: T8 F59 - High Efficiency | 2032 | CAPITAL | REPLACEMENT | lodging | USD/gigalumen_year | us | us | 108804991507.61
commercial lighting | 8ft LFL: T8 F59 - High Efficiency | 2032 | CAPITAL | REPLACEMENT | merc/service | USD/gigalumen_year | us | us | 108804991507.61
commercial lighting | 8ft LFL: T8 F59 - High Efficiency | 2032 | CAPITAL | REPLACEMENT | office-large | USD/gigalumen_year | us | us | 108804991507.61
commercial lighting | 8ft LFL: T8 F59 - High Efficiency | 2032 | CAPITAL | REPLACEMENT | office-small | USD/gigalumen_year | us | us | 108804991507.61
commercial lighting | 8ft LFL: T8 F59 - High Efficiency | 2032 | CAPITAL | REPLACEMENT | other | USD/gigalumen_year | us | us | 108804991507.61
commercial lighting | 8ft LFL: T8 F59 - High Efficiency | 2032 | CAPITAL | REPLACEMENT | warehouse | USD/gigalumen_year | us | us | 108804991507.61
commercial lighting | 8ft LFL: T8 F59 - High Efficiency | 2032 | FIXED_OM | NEW | assembly | USD/gigalumen_year | us | us | 6840244716.5407
commercial lighting | 8ft LFL: T8 F59 - High Efficiency | 2032 | FIXED_OM | NEW | education | USD/gigalumen_year | us | us | 6840244716.5407
commercial lighting | 8ft LFL: T8 F59 - High Efficiency | 2032 | FIXED_OM | NEW | food sales | USD/gigalumen_year | us | us | 6840244716.5407
commercial lighting | 8ft LFL: T8 F59 - High Efficiency | 2032 | FIXED_OM | NEW | food service | USD/gigalumen_year | us | us | 6840244716.5407
commercial lighting | 8ft LFL: T8 F59 - High Efficiency | 2032 | FIXED_OM | NEW | health | USD/gigalumen_year | us | us | 6840244716.5407
commercial lighting | 8ft LFL: T8 F59 - High Efficiency | 2032 | FIXED_OM | NEW | lodging | USD/gigalumen_year | us | us | 6840244716.5407
commercial lighting | 8ft LFL: T8 F59 - High Efficiency | 2032 | FIXED_OM | NEW | merc/service | USD/gigalumen_year | us | us | 6840244716.5407
commercial lighting | 8ft LFL: T8 F59 - High Efficiency | 2032 | FIXED_OM | NEW | office-large | USD/gigalumen_year | us | us | 6840244716.5407
commercial lighting | 8ft LFL: T8 F59 - High Efficiency | 2032 | FIXED_OM | NEW | office-small | USD/gigalumen_year | us | us | 6840244716.5407
commercial lighting | 8ft LFL: T8 F59 - High Efficiency | 2032 | FIXED_OM | NEW | other | USD/gigalumen_year | us | us | 6840244716.5407
commercial lighting | 8ft LFL: T8 F59 - High Efficiency | 2032 | FIXED_OM | NEW | warehouse | USD/gigalumen_year | us | us | 6840244716.5407
commercial lighting | 8ft LFL: T8 F59 - High Efficiency | 2032 | FIXED_OM | REPLACEMENT | assembly | USD/gigalumen_year | us | us | 6840244716.5407
commercial lighting | 8ft LFL: T8 F59 - High Efficiency | 2032 | FIXED_OM | REPLACEMENT | education | USD/gigalumen_year | us | us | 6840244716.5407
commercial lighting | 8ft LFL: T8 F59 - High Efficiency | 2032 | FIXED_OM | REPLACEMENT | food sales | USD/gigalumen_year | us | us | 6840244716.5407
commercial lighting | 8ft LFL: T8 F59 - High Efficiency | 2032 | FIXED_OM | REPLACEMENT | food service | USD/gigalumen_year | us | us | 6840244716.5407
commercial lighting | 8ft LFL: T8 F59 - High Efficiency | 2032 | FIXED_OM | REPLACEMENT | health | USD/gigalumen_year | us | us | 6840244716.5407
commercial lighting | 8ft LFL: T8 F59 - High Efficiency | 2032 | FIXED_OM | REPLACEMENT | lodging | USD/gigalumen_year | us | us | 6840244716.5407
commercial lighting | 8ft LFL: T8 F59 - High Efficiency | 2032 | FIXED_OM | REPLACEMENT | merc/service | USD/gigalumen_year | us | us | 6840244716.5407
commercial lighting | 8ft LFL: T8 F59 - High Efficiency | 2032 | FIXED_OM | REPLACEMENT | office-large | USD/gigalumen_year | us | us | 6840244716.5407
commercial lighting | 8ft LFL: T8 F59 - High Efficiency | 2032 | FIXED_OM | REPLACEMENT | office-small | USD/gigalumen_year | us | us | 6840244716.5407
commercial lighting | 8ft LFL: T8 F59 - High Efficiency | 2032 | FIXED_OM | REPLACEMENT | other | USD/gigalumen_year | us | us | 6840244716.5407
commercial lighting | 8ft LFL: T8 F59 - High Efficiency | 2032 | FIXED_OM | REPLACEMENT | warehouse | USD/gigalumen_year | us | us | 6840244716.5407
commercial lighting | 8ft LFL: T8 F59 - High Efficiency | 2033 | CAPITAL | NEW | assembly | USD/gigalumen_year | us | us | 108570092993.993
commercial lighting | 8ft LFL: T8 F59 - High Efficiency | 2033 | CAPITAL | NEW | education | USD/gigalumen_year | us | us | 108570092993.993
commercial lighting | 8ft LFL: T8 F59 - High Efficiency | 2033 | CAPITAL | NEW | food sales | USD/gigalumen_year | us | us | 108570092993.993
commercial lighting | 8ft LFL: T8 F59 - High Efficiency | 2033 | CAPITAL | NEW | food service | USD/gigalumen_year | us | us | 108570092993.993
commercial lighting | 8ft LFL: T8 F59 - High Efficiency | 2033 | CAPITAL | NEW | health | USD/gigalumen_year | us | us | 108570092993.993
commercial lighting | 8ft LFL: T8 F59 - High Efficiency | 2033 | CAPITAL | NEW | lodging | USD/gigalumen_year | us | us | 108570092993.993
commercial lighting | 8ft LFL: T8 F59 - High Efficiency | 2033 | CAPITAL | NEW | merc/service | USD/gigalumen_year | us | us | 108570092993.993
commercial lighting | 8ft LFL: T8 F59 - High Efficiency | 2033 | CAPITAL | NEW | office-large | USD/gigalumen_year | us | us | 108570092993.993
commercial lighting | 8ft LFL: T8 F59 - High Efficiency | 2033 | CAPITAL | NEW | office-small | USD/gigalumen_year | us | us | 108570092993.993
commercial lighting | 8ft LFL: T8 F59 - High Efficiency | 2033 | CAPITAL | NEW | other | USD/gigalumen_year | us | us | 108570092993.993
commercial lighting | 8ft LFL: T8 F59 - High Efficiency | 2033 | CAPITAL | NEW | warehouse | USD/gigalumen_year | us | us | 108570092993.993
commercial lighting | 8ft LFL: T8 F59 - High Efficiency | 2033 | CAPITAL | REPLACEMENT | assembly | USD/gigalumen_year | us | us | 108570092993.993
commercial lighting | 8ft LFL: T8 F59 - High Efficiency | 2033 | CAPITAL | REPLACEMENT | education | USD/gigalumen_year | us | us | 108570092993.993
commercial lighting | 8ft LFL: T8 F59 - High Efficiency | 2033 | CAPITAL | REPLACEMENT | food sales | USD/gigalumen_year | us | us | 108570092993.993
commercial lighting | 8ft LFL: T8 F59 - High Efficiency | 2033 | CAPITAL | REPLACEMENT | food service | USD/gigalumen_year | us | us | 108570092993.993
commercial lighting | 8ft LFL: T8 F59 - High Efficiency | 2033 | CAPITAL | REPLACEMENT | health | USD/gigalumen_year | us | us | 108570092993.993
commercial lighting | 8ft LFL: T8 F59 - High Efficiency | 2033 | CAPITAL | REPLACEMENT | lodging | USD/gigalumen_year | us | us | 108570092993.993
commercial lighting | 8ft LFL: T8 F59 - High Efficiency | 2033 | CAPITAL | REPLACEMENT | merc/service | USD/gigalumen_year | us | us | 108570092993.993
commercial lighting | 8ft LFL: T8 F59 - High Efficiency | 2033 | CAPITAL | REPLACEMENT | office-large | USD/gigalumen_year | us | us | 108570092993.993
commercial lighting | 8ft LFL: T8 F59 - High Efficiency | 2033 | CAPITAL | REPLACEMENT | office-small | USD/gigalumen_year | us | us | 108570092993.993
commercial lighting | 8ft LFL: T8 F59 - High Efficiency | 2033 | CAPITAL | REPLACEMENT | other | USD/gigalumen_year | us | us | 108570092993.993
commercial lighting | 8ft LFL: T8 F59 - High Efficiency | 2033 | CAPITAL | REPLACEMENT | warehouse | USD/gigalumen_year | us | us | 108570092993.993
commercial lighting | 8ft LFL: T8 F59 - High Efficiency | 2033 | FIXED_OM | NEW | assembly | USD/gigalumen_year | us | us | 6783869073.2725
commercial lighting | 8ft LFL: T8 F59 - High Efficiency | 2033 | FIXED_OM | NEW | education | USD/gigalumen_year | us | us | 6783869073.2725
commercial lighting | 8ft LFL: T8 F59 - High Efficiency | 2033 | FIXED_OM | NEW | food sales | USD/gigalumen_year | us | us | 6783869073.2725
commercial lighting | 8ft LFL: T8 F59 - High Efficiency | 2033 | FIXED_OM | NEW | food service | USD/gigalumen_year | us | us | 6783869073.2725
commercial lighting | 8ft LFL: T8 F59 - High Efficiency | 2033 | FIXED_OM | NEW | health | USD/gigalumen_year | us | us | 6783869073.2725
commercial lighting | 8ft LFL: T8 F59 - High Efficiency | 2033 | FIXED_OM | NEW | lodging | USD/gigalumen_year | us | us | 6783869073.2725
commercial lighting | 8ft LFL: T8 F59 - High Efficiency | 2033 | FIXED_OM | NEW | merc/service | USD/gigalumen_year | us | us | 6783869073.2725
commercial lighting | 8ft LFL: T8 F59 - High Efficiency | 2033 | FIXED_OM | NEW | office-large | USD/gigalumen_year | us | us | 6783869073.2725
commercial lighting | 8ft LFL: T8 F59 - High Efficiency | 2033 | FIXED_OM | NEW | office-small | USD/gigalumen_year | us | us | 6783869073.2725
commercial lighting | 8ft LFL: T8 F59 - High Efficiency | 2033 | FIXED_OM | NEW | other | USD/gigalumen_year | us | us | 6783869073.2725
commercial lighting | 8ft LFL: T8 F59 - High Efficiency | 2033 | FIXED_OM | NEW | warehouse | USD/gigalumen_year | us | us | 6783869073.2725
commercial lighting | 8ft LFL: T8 F59 - High Efficiency | 2033 | FIXED_OM | REPLACEMENT | assembly | USD/gigalumen_year | us | us | 6783869073.2725
commercial lighting | 8ft LFL: T8 F59 - High Efficiency | 2033 | FIXED_OM | REPLACEMENT | education | USD/gigalumen_year | us | us | 6783869073.2725
commercial lighting | 8ft LFL: T8 F59 - High Efficiency | 2033 | FIXED_OM | REPLACEMENT | food sales | USD/gigalumen_year | us | us | 6783869073.2725
commercial lighting | 8ft LFL: T8 F59 - High Efficiency | 2033 | FIXED_OM | REPLACEMENT | food service | USD/gigalumen_year | us | us | 6783869073.2725
commercial lighting | 8ft LFL: T8 F59 - High Efficiency | 2033 | FIXED_OM | REPLACEMENT | health | USD/gigalumen_year | us | us | 6783869073.2725
commercial lighting | 8ft LFL: T8 F59 - High Efficiency | 2033 | FIXED_OM | REPLACEMENT | lodging | USD/gigalumen_year | us | us | 6783869073.2725
commercial lighting | 8ft LFL: T8 F59 - High Efficiency | 2033 | FIXED_OM | REPLACEMENT | merc/service | USD/gigalumen_year | us | us | 6783869073.2725
commercial lighting | 8ft LFL: T8 F59 - High Efficiency | 2033 | FIXED_OM | REPLACEMENT | office-large | USD/gigalumen_year | us | us | 6783869073.2725
commercial lighting | 8ft LFL: T8 F59 - High Efficiency | 2033 | FIXED_OM | REPLACEMENT | office-small | USD/gigalumen_year | us | us | 6783869073.2725
commercial lighting | 8ft LFL: T8 F59 - High Efficiency | 2033 | FIXED_OM | REPLACEMENT | other | USD/gigalumen_year | us | us | 6783869073.2725
commercial lighting | 8ft LFL: T8 F59 - High Efficiency | 2033 | FIXED_OM | REPLACEMENT | warehouse | USD/gigalumen_year | us | us | 6783869073.2725
commercial lighting | 8ft LFL: T8 F59 - High Efficiency | 2034 | CAPITAL | NEW | assembly | USD/gigalumen_year | us | us | 108335194480.375
commercial lighting | 8ft LFL: T8 F59 - High Efficiency | 2034 | CAPITAL | NEW | education | USD/gigalumen_year | us | us | 108335194480.375
commercial lighting | 8ft LFL: T8 F59 - High Efficiency | 2034 | CAPITAL | NEW | food sales | USD/gigalumen_year | us | us | 108335194480.375
commercial lighting | 8ft LFL: T8 F59 - High Efficiency | 2034 | CAPITAL | NEW | food service | USD/gigalumen_year | us | us | 108335194480.375
commercial lighting | 8ft LFL: T8 F59 - High Efficiency | 2034 | CAPITAL | NEW | health | USD/gigalumen_year | us | us | 108335194480.375
commercial lighting | 8ft LFL: T8 F59 - High Efficiency | 2034 | CAPITAL | NEW | lodging | USD/gigalumen_year | us | us | 108335194480.375
commercial lighting | 8ft LFL: T8 F59 - High Efficiency | 2034 | CAPITAL | NEW | merc/service | USD/gigalumen_year | us | us | 108335194480.375
commercial lighting | 8ft LFL: T8 F59 - High Efficiency | 2034 | CAPITAL | NEW | office-large | USD/gigalumen_year | us | us | 108335194480.375
commercial lighting | 8ft LFL: T8 F59 - High Efficiency | 2034 | CAPITAL | NEW | office-small | USD/gigalumen_year | us | us | 108335194480.375
commercial lighting | 8ft LFL: T8 F59 - High Efficiency | 2034 | CAPITAL | NEW | other | USD/gigalumen_year | us | us | 108335194480.375
commercial lighting | 8ft LFL: T8 F59 - High Efficiency | 2034 | CAPITAL | NEW | warehouse | USD/gigalumen_year | us | us | 108335194480.375
commercial lighting | 8ft LFL: T8 F59 - High Efficiency | 2034 | CAPITAL | REPLACEMENT | assembly | USD/gigalumen_year | us | us | 108335194480.375
commercial lighting | 8ft LFL: T8 F59 - High Efficiency | 2034 | CAPITAL | REPLACEMENT | education | USD/gigalumen_year | us | us | 108335194480.375
commercial lighting | 8ft LFL: T8 F59 - High Efficiency | 2034 | CAPITAL | REPLACEMENT | food sales | USD/gigalumen_year | us | us | 108335194480.375
commercial lighting | 8ft LFL: T8 F59 - High Efficiency | 2034 | CAPITAL | REPLACEMENT | food service | USD/gigalumen_year | us | us | 108335194480.375
commercial lighting | 8ft LFL: T8 F59 - High Efficiency | 2034 | CAPITAL | REPLACEMENT | health | USD/gigalumen_year | us | us | 108335194480.375
commercial lighting | 8ft LFL: T8 F59 - High Efficiency | 2034 | CAPITAL | REPLACEMENT | lodging | USD/gigalumen_year | us | us | 108335194480.375
commercial lighting | 8ft LFL: T8 F59 - High Efficiency | 2034 | CAPITAL | REPLACEMENT | merc/service | USD/gigalumen_year | us | us | 108335194480.375
commercial lighting | 8ft LFL: T8 F59 - High Efficiency | 2034 | CAPITAL | REPLACEMENT | office-large | USD/gigalumen_year | us | us | 108335194480.375
commercial lighting | 8ft LFL: T8 F59 - High Efficiency | 2034 | CAPITAL | REPLACEMENT | office-small | USD/gigalumen_year | us | us | 108335194480.375
commercial lighting | 8ft LFL: T8 F59 - High Efficiency | 2034 | CAPITAL | REPLACEMENT | other | USD/gigalumen_year | us | us | 108335194480.375
commercial lighting | 8ft LFL: T8 F59 - High Efficiency | 2034 | CAPITAL | REPLACEMENT | warehouse | USD/gigalumen_year | us | us | 108335194480.375
commercial lighting | 8ft LFL: T8 F59 - High Efficiency | 2034 | FIXED_OM | NEW | assembly | USD/gigalumen_year | us | us | 6727493430.0043
commercial lighting | 8ft LFL: T8 F59 - High Efficiency | 2034 | FIXED_OM | NEW | education | USD/gigalumen_year | us | us | 6727493430.0043
commercial lighting | 8ft LFL: T8 F59 - High Efficiency | 2034 | FIXED_OM | NEW | food sales | USD/gigalumen_year | us | us | 6727493430.0043
commercial lighting | 8ft LFL: T8 F59 - High Efficiency | 2034 | FIXED_OM | NEW | food service | USD/gigalumen_year | us | us | 6727493430.0043
commercial lighting | 8ft LFL: T8 F59 - High Efficiency | 2034 | FIXED_OM | NEW | health | USD/gigalumen_year | us | us | 6727493430.0043
commercial lighting | 8ft LFL: T8 F59 - High Efficiency | 2034 | FIXED_OM | NEW | lodging | USD/gigalumen_year | us | us | 6727493430.0043
commercial lighting | 8ft LFL: T8 F59 - High Efficiency | 2034 | FIXED_OM | NEW | merc/service | USD/gigalumen_year | us | us | 6727493430.0043
commercial lighting | 8ft LFL: T8 F59 - High Efficiency | 2034 | FIXED_OM | NEW | office-large | USD/gigalumen_year | us | us | 6727493430.0043
commercial lighting | 8ft LFL: T8 F59 - High Efficiency | 2034 | FIXED_OM | NEW | office-small | USD/gigalumen_year | us | us | 6727493430.0043
commercial lighting | 8ft LFL: T8 F59 - High Efficiency | 2034 | FIXED_OM | NEW | other | USD/gigalumen_year | us | us | 6727493430.0043
commercial lighting | 8ft LFL: T8 F59 - High Efficiency | 2034 | FIXED_OM | NEW | warehouse | USD/gigalumen_year | us | us | 6727493430.0043
commercial lighting | 8ft LFL: T8 F59 - High Efficiency | 2034 | FIXED_OM | REPLACEMENT | assembly | USD/gigalumen_year | us | us | 6727493430.0043
commercial lighting | 8ft LFL: T8 F59 - High Efficiency | 2034 | FIXED_OM | REPLACEMENT | education | USD/gigalumen_year | us | us | 6727493430.0043
commercial lighting | 8ft LFL: T8 F59 - High Efficiency | 2034 | FIXED_OM | REPLACEMENT | food sales | USD/gigalumen_year | us | us | 6727493430.0043
commercial lighting | 8ft LFL: T8 F59 - High Efficiency | 2034 | FIXED_OM | REPLACEMENT | food service | USD/gigalumen_year | us | us | 6727493430.0043
commercial lighting | 8ft LFL: T8 F59 - High Efficiency | 2034 | FIXED_OM | REPLACEMENT | health | USD/gigalumen_year | us | us | 6727493430.0043
commercial lighting | 8ft LFL: T8 F59 - High Efficiency | 2034 | FIXED_OM | REPLACEMENT | lodging | USD/gigalumen_year | us | us | 6727493430.0043
commercial lighting | 8ft LFL: T8 F59 - High Efficiency | 2034 | FIXED_OM | REPLACEMENT | merc/service | USD/gigalumen_year | us | us | 6727493430.0043
commercial lighting | 8ft LFL: T8 F59 - High Efficiency | 2034 | FIXED_OM | REPLACEMENT | office-large | USD/gigalumen_year | us | us | 6727493430.0043
commercial lighting | 8ft LFL: T8 F59 - High Efficiency | 2034 | FIXED_OM | REPLACEMENT | office-small | USD/gigalumen_year | us | us | 6727493430.0043
commercial lighting | 8ft LFL: T8 F59 - High Efficiency | 2034 | FIXED_OM | REPLACEMENT | other | USD/gigalumen_year | us | us | 6727493430.0043
commercial lighting | 8ft LFL: T8 F59 - High Efficiency | 2034 | FIXED_OM | REPLACEMENT | warehouse | USD/gigalumen_year | us | us | 6727493430.0043
commercial lighting | 8ft LFL: T8 F59 - High Efficiency | 2035 | CAPITAL | NEW | assembly | USD/gigalumen_year | us | us | 108100295966.758
commercial lighting | 8ft LFL: T8 F59 - High Efficiency | 2035 | CAPITAL | NEW | education | USD/gigalumen_year | us | us | 108100295966.758
commercial lighting | 8ft LFL: T8 F59 - High Efficiency | 2035 | CAPITAL | NEW | food sales | USD/gigalumen_year | us | us | 108100295966.758
commercial lighting | 8ft LFL: T8 F59 - High Efficiency | 2035 | CAPITAL | NEW | food service | USD/gigalumen_year | us | us | 108100295966.758
commercial lighting | 8ft LFL: T8 F59 - High Efficiency | 2035 | CAPITAL | NEW | health | USD/gigalumen_year | us | us | 108100295966.758
commercial lighting | 8ft LFL: T8 F59 - High Efficiency | 2035 | CAPITAL | NEW | lodging | USD/gigalumen_year | us | us | 108100295966.758
commercial lighting | 8ft LFL: T8 F59 - High Efficiency | 2035 | CAPITAL | NEW | merc/service | USD/gigalumen_year | us | us | 108100295966.758
commercial lighting | 8ft LFL: T8 F59 - High Efficiency | 2035 | CAPITAL | NEW | office-large | USD/gigalumen_year | us | us | 108100295966.758
commercial lighting | 8ft LFL: T8 F59 - High Efficiency | 2035 | CAPITAL | NEW | office-small | USD/gigalumen_year | us | us | 108100295966.758
commercial lighting | 8ft LFL: T8 F59 - High Efficiency | 2035 | CAPITAL | NEW | other | USD/gigalumen_year | us | us | 108100295966.758
commercial lighting | 8ft LFL: T8 F59 - High Efficiency | 2035 | CAPITAL | NEW | warehouse | USD/gigalumen_year | us | us | 108100295966.758
commercial lighting | 8ft LFL: T8 F59 - High Efficiency | 2035 | CAPITAL | REPLACEMENT | assembly | USD/gigalumen_year | us | us | 108100295966.758
commercial lighting | 8ft LFL: T8 F59 - High Efficiency | 2035 | CAPITAL | REPLACEMENT | education | USD/gigalumen_year | us | us | 108100295966.758
commercial lighting | 8ft LFL: T8 F59 - High Efficiency | 2035 | CAPITAL | REPLACEMENT | food sales | USD/gigalumen_year | us | us | 108100295966.758
commercial lighting | 8ft LFL: T8 F59 - High Efficiency | 2035 | CAPITAL | REPLACEMENT | food service | USD/gigalumen_year | us | us | 108100295966.758
commercial lighting | 8ft LFL: T8 F59 - High Efficiency | 2035 | CAPITAL | REPLACEMENT | health | USD/gigalumen_year | us | us | 108100295966.758
commercial lighting | 8ft LFL: T8 F59 - High Efficiency | 2035 | CAPITAL | REPLACEMENT | lodging | USD/gigalumen_year | us | us | 108100295966.758
commercial lighting | 8ft LFL: T8 F59 - High Efficiency | 2035 | CAPITAL | REPLACEMENT | merc/service | USD/gigalumen_year | us | us | 108100295966.758
commercial lighting | 8ft LFL: T8 F59 - High Efficiency | 2035 | CAPITAL | REPLACEMENT | office-large | USD/gigalumen_year | us | us | 108100295966.758
commercial lighting | 8ft LFL: T8 F59 - High Efficiency | 2035 | CAPITAL | REPLACEMENT | office-small | USD/gigalumen_year | us | us | 108100295966.758
commercial lighting | 8ft LFL: T8 F59 - High Efficiency | 2035 | CAPITAL | REPLACEMENT | other | USD/gigalumen_year | us | us | 108100295966.758
commercial lighting | 8ft LFL: T8 F59 - High Efficiency | 2035 | CAPITAL | REPLACEMENT | warehouse | USD/gigalumen_year | us | us | 108100295966.758
commercial lighting | 8ft LFL: T8 F59 - High Efficiency | 2035 | FIXED_OM | NEW | assembly | USD/gigalumen_year | us | us | 6671117786.7361
commercial lighting | 8ft LFL: T8 F59 - High Efficiency | 2035 | FIXED_OM | NEW | education | USD/gigalumen_year | us | us | 6671117786.7361
commercial lighting | 8ft LFL: T8 F59 - High Efficiency | 2035 | FIXED_OM | NEW | food sales | USD/gigalumen_year | us | us | 6671117786.7361
commercial lighting | 8ft LFL: T8 F59 - High Efficiency | 2035 | FIXED_OM | NEW | food service | USD/gigalumen_year | us | us | 6671117786.7361
commercial lighting | 8ft LFL: T8 F59 - High Efficiency | 2035 | FIXED_OM | NEW | health | USD/gigalumen_year | us | us | 6671117786.7361
commercial lighting | 8ft LFL: T8 F59 - High Efficiency | 2035 | FIXED_OM | NEW | lodging | USD/gigalumen_year | us | us | 6671117786.7361
commercial lighting | 8ft LFL: T8 F59 - High Efficiency | 2035 | FIXED_OM | NEW | merc/service | USD/gigalumen_year | us | us | 6671117786.7361
commercial lighting | 8ft LFL: T8 F59 - High Efficiency | 2035 | FIXED_OM | NEW | office-large | USD/gigalumen_year | us | us | 6671117786.7361
commercial lighting | 8ft LFL: T8 F59 - High Efficiency | 2035 | FIXED_OM | NEW | office-small | USD/gigalumen_year | us | us | 6671117786.7361
commercial lighting | 8ft LFL: T8 F59 - High Efficiency | 2035 | FIXED_OM | NEW | other | USD/gigalumen_year | us | us | 6671117786.7361
commercial lighting | 8ft LFL: T8 F59 - High Efficiency | 2035 | FIXED_OM | NEW | warehouse | USD/gigalumen_year | us | us | 6671117786.7361
commercial lighting | 8ft LFL: T8 F59 - High Efficiency | 2035 | FIXED_OM | REPLACEMENT | assembly | USD/gigalumen_year | us | us | 6671117786.7361
commercial lighting | 8ft LFL: T8 F59 - High Efficiency | 2035 | FIXED_OM | REPLACEMENT | education | USD/gigalumen_year | us | us | 6671117786.7361
commercial lighting | 8ft LFL: T8 F59 - High Efficiency | 2035 | FIXED_OM | REPLACEMENT | food sales | USD/gigalumen_year | us | us | 6671117786.7361
commercial lighting | 8ft LFL: T8 F59 - High Efficiency | 2035 | FIXED_OM | REPLACEMENT | food service | USD/gigalumen_year | us | us | 6671117786.7361
commercial lighting | 8ft LFL: T8 F59 - High Efficiency | 2035 | FIXED_OM | REPLACEMENT | health | USD/gigalumen_year | us | us | 6671117786.7361
commercial lighting | 8ft LFL: T8 F59 - High Efficiency | 2035 | FIXED_OM | REPLACEMENT | lodging | USD/gigalumen_year | us | us | 6671117786.7361
commercial lighting | 8ft LFL: T8 F59 - High Efficiency | 2035 | FIXED_OM | REPLACEMENT | merc/service | USD/gigalumen_year | us | us | 6671117786.7361
commercial lighting | 8ft LFL: T8 F59 - High Efficiency | 2035 | FIXED_OM | REPLACEMENT | office-large | USD/gigalumen_year | us | us | 6671117786.7361
commercial lighting | 8ft LFL: T8 F59 - High Efficiency | 2035 | FIXED_OM | REPLACEMENT | office-small | USD/gigalumen_year | us | us | 6671117786.7361
commercial lighting | 8ft LFL: T8 F59 - High Efficiency | 2035 | FIXED_OM | REPLACEMENT | other | USD/gigalumen_year | us | us | 6671117786.7361
commercial lighting | 8ft LFL: T8 F59 - High Efficiency | 2035 | FIXED_OM | REPLACEMENT | warehouse | USD/gigalumen_year | us | us | 6671117786.7361
commercial lighting | 8ft LFL: T8 F59 - High Efficiency | 2036 | CAPITAL | NEW | assembly | USD/gigalumen_year | us | us | 107865397453.141
commercial lighting | 8ft LFL: T8 F59 - High Efficiency | 2036 | CAPITAL | NEW | education | USD/gigalumen_year | us | us | 107865397453.141
commercial lighting | 8ft LFL: T8 F59 - High Efficiency | 2036 | CAPITAL | NEW | food sales | USD/gigalumen_year | us | us | 107865397453.141
commercial lighting | 8ft LFL: T8 F59 - High Efficiency | 2036 | CAPITAL | NEW | food service | USD/gigalumen_year | us | us | 107865397453.141
commercial lighting | 8ft LFL: T8 F59 - High Efficiency | 2036 | CAPITAL | NEW | health | USD/gigalumen_year | us | us | 107865397453.141
commercial lighting | 8ft LFL: T8 F59 - High Efficiency | 2036 | CAPITAL | NEW | lodging | USD/gigalumen_year | us | us | 107865397453.141
commercial lighting | 8ft LFL: T8 F59 - High Efficiency | 2036 | CAPITAL | NEW | merc/service | USD/gigalumen_year | us | us | 107865397453.141
commercial lighting | 8ft LFL: T8 F59 - High Efficiency | 2036 | CAPITAL | NEW | office-large | USD/gigalumen_year | us | us | 107865397453.141
commercial lighting | 8ft LFL: T8 F59 - High Efficiency | 2036 | CAPITAL | NEW | office-small | USD/gigalumen_year | us | us | 107865397453.141
commercial lighting | 8ft LFL: T8 F59 - High Efficiency | 2036 | CAPITAL | NEW | other | USD/gigalumen_year | us | us | 107865397453.141
commercial lighting | 8ft LFL: T8 F59 - High Efficiency | 2036 | CAPITAL | NEW | warehouse | USD/gigalumen_year | us | us | 107865397453.141
commercial lighting | 8ft LFL: T8 F59 - High Efficiency | 2036 | CAPITAL | REPLACEMENT | assembly | USD/gigalumen_year | us | us | 107865397453.141
commercial lighting | 8ft LFL: T8 F59 - High Efficiency | 2036 | CAPITAL | REPLACEMENT | education | USD/gigalumen_year | us | us | 107865397453.141
commercial lighting | 8ft LFL: T8 F59 - High Efficiency | 2036 | CAPITAL | REPLACEMENT | food sales | USD/gigalumen_year | us | us | 107865397453.141
commercial lighting | 8ft LFL: T8 F59 - High Efficiency | 2036 | CAPITAL | REPLACEMENT | food service | USD/gigalumen_year | us | us | 107865397453.141
commercial lighting | 8ft LFL: T8 F59 - High Efficiency | 2036 | CAPITAL | REPLACEMENT | health | USD/gigalumen_year | us | us | 107865397453.141
commercial lighting | 8ft LFL: T8 F59 - High Efficiency | 2036 | CAPITAL | REPLACEMENT | lodging | USD/gigalumen_year | us | us | 107865397453.141
commercial lighting | 8ft LFL: T8 F59 - High Efficiency | 2036 | CAPITAL | REPLACEMENT | merc/service | USD/gigalumen_year | us | us | 107865397453.141
commercial lighting | 8ft LFL: T8 F59 - High Efficiency | 2036 | CAPITAL | REPLACEMENT | office-large | USD/gigalumen_year | us | us | 107865397453.141
commercial lighting | 8ft LFL: T8 F59 - High Efficiency | 2036 | CAPITAL | REPLACEMENT | office-small | USD/gigalumen_year | us | us | 107865397453.141
commercial lighting | 8ft LFL: T8 F59 - High Efficiency | 2036 | CAPITAL | REPLACEMENT | other | USD/gigalumen_year | us | us | 107865397453.141
commercial lighting | 8ft LFL: T8 F59 - High Efficiency | 2036 | CAPITAL | REPLACEMENT | warehouse | USD/gigalumen_year | us | us | 107865397453.141
commercial lighting | 8ft LFL: T8 F59 - High Efficiency | 2036 | FIXED_OM | NEW | assembly | USD/gigalumen_year | us | us | 6614742143.4679
commercial lighting | 8ft LFL: T8 F59 - High Efficiency | 2036 | FIXED_OM | NEW | education | USD/gigalumen_year | us | us | 6614742143.4679
commercial lighting | 8ft LFL: T8 F59 - High Efficiency | 2036 | FIXED_OM | NEW | food sales | USD/gigalumen_year | us | us | 6614742143.4679
commercial lighting | 8ft LFL: T8 F59 - High Efficiency | 2036 | FIXED_OM | NEW | food service | USD/gigalumen_year | us | us | 6614742143.4679
commercial lighting | 8ft LFL: T8 F59 - High Efficiency | 2036 | FIXED_OM | NEW | health | USD/gigalumen_year | us | us | 6614742143.4679
commercial lighting | 8ft LFL: T8 F59 - High Efficiency | 2036 | FIXED_OM | NEW | lodging | USD/gigalumen_year | us | us | 6614742143.4679
commercial lighting | 8ft LFL: T8 F59 - High Efficiency | 2036 | FIXED_OM | NEW | merc/service | USD/gigalumen_year | us | us | 6614742143.4679
commercial lighting | 8ft LFL: T8 F59 - High Efficiency | 2036 | FIXED_OM | NEW | office-large | USD/gigalumen_year | us | us | 6614742143.4679
commercial lighting | 8ft LFL: T8 F59 - High Efficiency | 2036 | FIXED_OM | NEW | office-small | USD/gigalumen_year | us | us | 6614742143.4679
commercial lighting | 8ft LFL: T8 F59 - High Efficiency | 2036 | FIXED_OM | NEW | other | USD/gigalumen_year | us | us | 6614742143.4679
commercial lighting | 8ft LFL: T8 F59 - High Efficiency | 2036 | FIXED_OM | NEW | warehouse | USD/gigalumen_year | us | us | 6614742143.4679
commercial lighting | 8ft LFL: T8 F59 - High Efficiency | 2036 | FIXED_OM | REPLACEMENT | assembly | USD/gigalumen_year | us | us | 6614742143.4679
commercial lighting | 8ft LFL: T8 F59 - High Efficiency | 2036 | FIXED_OM | REPLACEMENT | education | USD/gigalumen_year | us | us | 6614742143.4679
commercial lighting | 8ft LFL: T8 F59 - High Efficiency | 2036 | FIXED_OM | REPLACEMENT | food sales | USD/gigalumen_year | us | us | 6614742143.4679
commercial lighting | 8ft LFL: T8 F59 - High Efficiency | 2036 | FIXED_OM | REPLACEMENT | food service | USD/gigalumen_year | us | us | 6614742143.4679
commercial lighting | 8ft LFL: T8 F59 - High Efficiency | 2036 | FIXED_OM | REPLACEMENT | health | USD/gigalumen_year | us | us | 6614742143.4679
commercial lighting | 8ft LFL: T8 F59 - High Efficiency | 2036 | FIXED_OM | REPLACEMENT | lodging | USD/gigalumen_year | us | us | 6614742143.4679
commercial lighting | 8ft LFL: T8 F59 - High Efficiency | 2036 | FIXED_OM | REPLACEMENT | merc/service | USD/gigalumen_year | us | us | 6614742143.4679
commercial lighting | 8ft LFL: T8 F59 - High Efficiency | 2036 | FIXED_OM | REPLACEMENT | office-large | USD/gigalumen_year | us | us | 6614742143.4679
commercial lighting | 8ft LFL: T8 F59 - High Efficiency | 2036 | FIXED_OM | REPLACEMENT | office-small | USD/gigalumen_year | us | us | 6614742143.4679
commercial lighting | 8ft LFL: T8 F59 - High Efficiency | 2036 | FIXED_OM | REPLACEMENT | other | USD/gigalumen_year | us | us | 6614742143.4679
commercial lighting | 8ft LFL: T8 F59 - High Efficiency | 2036 | FIXED_OM | REPLACEMENT | warehouse | USD/gigalumen_year | us | us | 6614742143.4679
commercial lighting | 8ft LFL: T8 F59 - High Efficiency | 2037 | CAPITAL | NEW | assembly | USD/gigalumen_year | us | us | 107630498939.523
commercial lighting | 8ft LFL: T8 F59 - High Efficiency | 2037 | CAPITAL | NEW | education | USD/gigalumen_year | us | us | 107630498939.523
commercial lighting | 8ft LFL: T8 F59 - High Efficiency | 2037 | CAPITAL | NEW | food sales | USD/gigalumen_year | us | us | 107630498939.523
commercial lighting | 8ft LFL: T8 F59 - High Efficiency | 2037 | CAPITAL | NEW | food service | USD/gigalumen_year | us | us | 107630498939.523
commercial lighting | 8ft LFL: T8 F59 - High Efficiency | 2037 | CAPITAL | NEW | health | USD/gigalumen_year | us | us | 107630498939.523
commercial lighting | 8ft LFL: T8 F59 - High Efficiency | 2037 | CAPITAL | NEW | lodging | USD/gigalumen_year | us | us | 107630498939.523
commercial lighting | 8ft LFL: T8 F59 - High Efficiency | 2037 | CAPITAL | NEW | merc/service | USD/gigalumen_year | us | us | 107630498939.523
commercial lighting | 8ft LFL: T8 F59 - High Efficiency | 2037 | CAPITAL | NEW | office-large | USD/gigalumen_year | us | us | 107630498939.523
commercial lighting | 8ft LFL: T8 F59 - High Efficiency | 2037 | CAPITAL | NEW | office-small | USD/gigalumen_year | us | us | 107630498939.523
commercial lighting | 8ft LFL: T8 F59 - High Efficiency | 2037 | CAPITAL | NEW | other | USD/gigalumen_year | us | us | 107630498939.523
commercial lighting | 8ft LFL: T8 F59 - High Efficiency | 2037 | CAPITAL | NEW | warehouse | USD/gigalumen_year | us | us | 107630498939.523
commercial lighting | 8ft LFL: T8 F59 - High Efficiency | 2037 | CAPITAL | REPLACEMENT | assembly | USD/gigalumen_year | us | us | 107630498939.523
commercial lighting | 8ft LFL: T8 F59 - High Efficiency | 2037 | CAPITAL | REPLACEMENT | education | USD/gigalumen_year | us | us | 107630498939.523
commercial lighting | 8ft LFL: T8 F59 - High Efficiency | 2037 | CAPITAL | REPLACEMENT | food sales | USD/gigalumen_year | us | us | 107630498939.523
commercial lighting | 8ft LFL: T8 F59 - High Efficiency | 2037 | CAPITAL | REPLACEMENT | food service | USD/gigalumen_year | us | us | 107630498939.523
commercial lighting | 8ft LFL: T8 F59 - High Efficiency | 2037 | CAPITAL | REPLACEMENT | health | USD/gigalumen_year | us | us | 107630498939.523
commercial lighting | 8ft LFL: T8 F59 - High Efficiency | 2037 | CAPITAL | REPLACEMENT | lodging | USD/gigalumen_year | us | us | 107630498939.523
commercial lighting | 8ft LFL: T8 F59 - High Efficiency | 2037 | CAPITAL | REPLACEMENT | merc/service | USD/gigalumen_year | us | us | 107630498939.523
commercial lighting | 8ft LFL: T8 F59 - High Efficiency | 2037 | CAPITAL | REPLACEMENT | office-large | USD/gigalumen_year | us | us | 107630498939.523
commercial lighting | 8ft LFL: T8 F59 - High Efficiency | 2037 | CAPITAL | REPLACEMENT | office-small | USD/gigalumen_year | us | us | 107630498939.523
commercial lighting | 8ft LFL: T8 F59 - High Efficiency | 2037 | CAPITAL | REPLACEMENT | other | USD/gigalumen_year | us | us | 107630498939.523
commercial lighting | 8ft LFL: T8 F59 - High Efficiency | 2037 | CAPITAL | REPLACEMENT | warehouse | USD/gigalumen_year | us | us | 107630498939.523
commercial lighting | 8ft LFL: T8 F59 - High Efficiency | 2037 | FIXED_OM | NEW | assembly | USD/gigalumen_year | us | us | 6558366500.1997
commercial lighting | 8ft LFL: T8 F59 - High Efficiency | 2037 | FIXED_OM | NEW | education | USD/gigalumen_year | us | us | 6558366500.1997
commercial lighting | 8ft LFL: T8 F59 - High Efficiency | 2037 | FIXED_OM | NEW | food sales | USD/gigalumen_year | us | us | 6558366500.1997
commercial lighting | 8ft LFL: T8 F59 - High Efficiency | 2037 | FIXED_OM | NEW | food service | USD/gigalumen_year | us | us | 6558366500.1997
commercial lighting | 8ft LFL: T8 F59 - High Efficiency | 2037 | FIXED_OM | NEW | health | USD/gigalumen_year | us | us | 6558366500.1997
commercial lighting | 8ft LFL: T8 F59 - High Efficiency | 2037 | FIXED_OM | NEW | lodging | USD/gigalumen_year | us | us | 6558366500.1997
commercial lighting | 8ft LFL: T8 F59 - High Efficiency | 2037 | FIXED_OM | NEW | merc/service | USD/gigalumen_year | us | us | 6558366500.1997
commercial lighting | 8ft LFL: T8 F59 - High Efficiency | 2037 | FIXED_OM | NEW | office-large | USD/gigalumen_year | us | us | 6558366500.1997
commercial lighting | 8ft LFL: T8 F59 - High Efficiency | 2037 | FIXED_OM | NEW | office-small | USD/gigalumen_year | us | us | 6558366500.1997
commercial lighting | 8ft LFL: T8 F59 - High Efficiency | 2037 | FIXED_OM | NEW | other | USD/gigalumen_year | us | us | 6558366500.1997
commercial lighting | 8ft LFL: T8 F59 - High Efficiency | 2037 | FIXED_OM | NEW | warehouse | USD/gigalumen_year | us | us | 6558366500.1997
commercial lighting | 8ft LFL: T8 F59 - High Efficiency | 2037 | FIXED_OM | REPLACEMENT | assembly | USD/gigalumen_year | us | us | 6558366500.1997
commercial lighting | 8ft LFL: T8 F59 - High Efficiency | 2037 | FIXED_OM | REPLACEMENT | education | USD/gigalumen_year | us | us | 6558366500.1997
commercial lighting | 8ft LFL: T8 F59 - High Efficiency | 2037 | FIXED_OM | REPLACEMENT | food sales | USD/gigalumen_year | us | us | 6558366500.1997
commercial lighting | 8ft LFL: T8 F59 - High Efficiency | 2037 | FIXED_OM | REPLACEMENT | food service | USD/gigalumen_year | us | us | 6558366500.1997
commercial lighting | 8ft LFL: T8 F59 - High Efficiency | 2037 | FIXED_OM | REPLACEMENT | health | USD/gigalumen_year | us | us | 6558366500.1997
commercial lighting | 8ft LFL: T8 F59 - High Efficiency | 2037 | FIXED_OM | REPLACEMENT | lodging | USD/gigalumen_year | us | us | 6558366500.1997
commercial lighting | 8ft LFL: T8 F59 - High Efficiency | 2037 | FIXED_OM | REPLACEMENT | merc/service | USD/gigalumen_year | us | us | 6558366500.1997
commercial lighting | 8ft LFL: T8 F59 - High Efficiency | 2037 | FIXED_OM | REPLACEMENT | office-large | USD/gigalumen_year | us | us | 6558366500.1997
commercial lighting | 8ft LFL: T8 F59 - High Efficiency | 2037 | FIXED_OM | REPLACEMENT | office-small | USD/gigalumen_year | us | us | 6558366500.1997
commercial lighting | 8ft LFL: T8 F59 - High Efficiency | 2037 | FIXED_OM | REPLACEMENT | other | USD/gigalumen_year | us | us | 6558366500.1997
commercial lighting | 8ft LFL: T8 F59 - High Efficiency | 2037 | FIXED_OM | REPLACEMENT | warehouse | USD/gigalumen_year | us | us | 6558366500.1997
commercial lighting | 8ft LFL: T8 F59 - High Efficiency | 2038 | CAPITAL | NEW | assembly | USD/gigalumen_year | us | us | 107395600425.906
commercial lighting | 8ft LFL: T8 F59 - High Efficiency | 2038 | CAPITAL | NEW | education | USD/gigalumen_year | us | us | 107395600425.906
commercial lighting | 8ft LFL: T8 F59 - High Efficiency | 2038 | CAPITAL | NEW | food sales | USD/gigalumen_year | us | us | 107395600425.906
commercial lighting | 8ft LFL: T8 F59 - High Efficiency | 2038 | CAPITAL | NEW | food service | USD/gigalumen_year | us | us | 107395600425.906
commercial lighting | 8ft LFL: T8 F59 - High Efficiency | 2038 | CAPITAL | NEW | health | USD/gigalumen_year | us | us | 107395600425.906
commercial lighting | 8ft LFL: T8 F59 - High Efficiency | 2038 | CAPITAL | NEW | lodging | USD/gigalumen_year | us | us | 107395600425.906
commercial lighting | 8ft LFL: T8 F59 - High Efficiency | 2038 | CAPITAL | NEW | merc/service | USD/gigalumen_year | us | us | 107395600425.906
commercial lighting | 8ft LFL: T8 F59 - High Efficiency | 2038 | CAPITAL | NEW | office-large | USD/gigalumen_year | us | us | 107395600425.906
commercial lighting | 8ft LFL: T8 F59 - High Efficiency | 2038 | CAPITAL | NEW | office-small | USD/gigalumen_year | us | us | 107395600425.906
commercial lighting | 8ft LFL: T8 F59 - High Efficiency | 2038 | CAPITAL | NEW | other | USD/gigalumen_year | us | us | 107395600425.906
commercial lighting | 8ft LFL: T8 F59 - High Efficiency | 2038 | CAPITAL | NEW | warehouse | USD/gigalumen_year | us | us | 107395600425.906
commercial lighting | 8ft LFL: T8 F59 - High Efficiency | 2038 | CAPITAL | REPLACEMENT | assembly | USD/gigalumen_year | us | us | 107395600425.906
commercial lighting | 8ft LFL: T8 F59 - High Efficiency | 2038 | CAPITAL | REPLACEMENT | education | USD/gigalumen_year | us | us | 107395600425.906
commercial lighting | 8ft LFL: T8 F59 - High Efficiency | 2038 | CAPITAL | REPLACEMENT | food sales | USD/gigalumen_year | us | us | 107395600425.906
commercial lighting | 8ft LFL: T8 F59 - High Efficiency | 2038 | CAPITAL | REPLACEMENT | food service | USD/gigalumen_year | us | us | 107395600425.906
commercial lighting | 8ft LFL: T8 F59 - High Efficiency | 2038 | CAPITAL | REPLACEMENT | health | USD/gigalumen_year | us | us | 107395600425.906
commercial lighting | 8ft LFL: T8 F59 - High Efficiency | 2038 | CAPITAL | REPLACEMENT | lodging | USD/gigalumen_year | us | us | 107395600425.906
commercial lighting | 8ft LFL: T8 F59 - High Efficiency | 2038 | CAPITAL | REPLACEMENT | merc/service | USD/gigalumen_year | us | us | 107395600425.906
commercial lighting | 8ft LFL: T8 F59 - High Efficiency | 2038 | CAPITAL | REPLACEMENT | office-large | USD/gigalumen_year | us | us | 107395600425.906
commercial lighting | 8ft LFL: T8 F59 - High Efficiency | 2038 | CAPITAL | REPLACEMENT | office-small | USD/gigalumen_year | us | us | 107395600425.906
commercial lighting | 8ft LFL: T8 F59 - High Efficiency | 2038 | CAPITAL | REPLACEMENT | other | USD/gigalumen_year | us | us | 107395600425.906
commercial lighting | 8ft LFL: T8 F59 - High Efficiency | 2038 | CAPITAL | REPLACEMENT | warehouse | USD/gigalumen_year | us | us | 107395600425.906
commercial lighting | 8ft LFL: T8 F59 - High Efficiency | 2038 | FIXED_OM | NEW | assembly | USD/gigalumen_year | us | us | 6501990856.9315
commercial lighting | 8ft LFL: T8 F59 - High Efficiency | 2038 | FIXED_OM | NEW | education | USD/gigalumen_year | us | us | 6501990856.9315
commercial lighting | 8ft LFL: T8 F59 - High Efficiency | 2038 | FIXED_OM | NEW | food sales | USD/gigalumen_year | us | us | 6501990856.9315
commercial lighting | 8ft LFL: T8 F59 - High Efficiency | 2038 | FIXED_OM | NEW | food service | USD/gigalumen_year | us | us | 6501990856.9315
commercial lighting | 8ft LFL: T8 F59 - High Efficiency | 2038 | FIXED_OM | NEW | health | USD/gigalumen_year | us | us | 6501990856.9315
commercial lighting | 8ft LFL: T8 F59 - High Efficiency | 2038 | FIXED_OM | NEW | lodging | USD/gigalumen_year | us | us | 6501990856.9315
commercial lighting | 8ft LFL: T8 F59 - High Efficiency | 2038 | FIXED_OM | NEW | merc/service | USD/gigalumen_year | us | us | 6501990856.9315
commercial lighting | 8ft LFL: T8 F59 - High Efficiency | 2038 | FIXED_OM | NEW | office-large | USD/gigalumen_year | us | us | 6501990856.9315
commercial lighting | 8ft LFL: T8 F59 - High Efficiency | 2038 | FIXED_OM | NEW | office-small | USD/gigalumen_year | us | us | 6501990856.9315
commercial lighting | 8ft LFL: T8 F59 - High Efficiency | 2038 | FIXED_OM | NEW | other | USD/gigalumen_year | us | us | 6501990856.9315
commercial lighting | 8ft LFL: T8 F59 - High Efficiency | 2038 | FIXED_OM | NEW | warehouse | USD/gigalumen_year | us | us | 6501990856.9315
commercial lighting | 8ft LFL: T8 F59 - High Efficiency | 2038 | FIXED_OM | REPLACEMENT | assembly | USD/gigalumen_year | us | us | 6501990856.9315
commercial lighting | 8ft LFL: T8 F59 - High Efficiency | 2038 | FIXED_OM | REPLACEMENT | education | USD/gigalumen_year | us | us | 6501990856.9315
commercial lighting | 8ft LFL: T8 F59 - High Efficiency | 2038 | FIXED_OM | REPLACEMENT | food sales | USD/gigalumen_year | us | us | 6501990856.9315
commercial lighting | 8ft LFL: T8 F59 - High Efficiency | 2038 | FIXED_OM | REPLACEMENT | food service | USD/gigalumen_year | us | us | 6501990856.9315
commercial lighting | 8ft LFL: T8 F59 - High Efficiency | 2038 | FIXED_OM | REPLACEMENT | health | USD/gigalumen_year | us | us | 6501990856.9315
commercial lighting | 8ft LFL: T8 F59 - High Efficiency | 2038 | FIXED_OM | REPLACEMENT | lodging | USD/gigalumen_year | us | us | 6501990856.9315
commercial lighting | 8ft LFL: T8 F59 - High Efficiency | 2038 | FIXED_OM | REPLACEMENT | merc/service | USD/gigalumen_year | us | us | 6501990856.9315
commercial lighting | 8ft LFL: T8 F59 - High Efficiency | 2038 | FIXED_OM | REPLACEMENT | office-large | USD/gigalumen_year | us | us | 6501990856.9315
commercial lighting | 8ft LFL: T8 F59 - High Efficiency | 2038 | FIXED_OM | REPLACEMENT | office-small | USD/gigalumen_year | us | us | 6501990856.9315
commercial lighting | 8ft LFL: T8 F59 - High Efficiency | 2038 | FIXED_OM | REPLACEMENT | other | USD/gigalumen_year | us | us | 6501990856.9315
commercial lighting | 8ft LFL: T8 F59 - High Efficiency | 2038 | FIXED_OM | REPLACEMENT | warehouse | USD/gigalumen_year | us | us | 6501990856.9315
commercial lighting | 8ft LFL: T8 F59 - High Efficiency | 2039 | CAPITAL | NEW | assembly | USD/gigalumen_year | us | us | 107160701912.288
commercial lighting | 8ft LFL: T8 F59 - High Efficiency | 2039 | CAPITAL | NEW | education | USD/gigalumen_year | us | us | 107160701912.288
commercial lighting | 8ft LFL: T8 F59 - High Efficiency | 2039 | CAPITAL | NEW | food sales | USD/gigalumen_year | us | us | 107160701912.288
commercial lighting | 8ft LFL: T8 F59 - High Efficiency | 2039 | CAPITAL | NEW | food service | USD/gigalumen_year | us | us | 107160701912.288
commercial lighting | 8ft LFL: T8 F59 - High Efficiency | 2039 | CAPITAL | NEW | health | USD/gigalumen_year | us | us | 107160701912.288
commercial lighting | 8ft LFL: T8 F59 - High Efficiency | 2039 | CAPITAL | NEW | lodging | USD/gigalumen_year | us | us | 107160701912.288
commercial lighting | 8ft LFL: T8 F59 - High Efficiency | 2039 | CAPITAL | NEW | merc/service | USD/gigalumen_year | us | us | 107160701912.288
commercial lighting | 8ft LFL: T8 F59 - High Efficiency | 2039 | CAPITAL | NEW | office-large | USD/gigalumen_year | us | us | 107160701912.288
commercial lighting | 8ft LFL: T8 F59 - High Efficiency | 2039 | CAPITAL | NEW | office-small | USD/gigalumen_year | us | us | 107160701912.288
commercial lighting | 8ft LFL: T8 F59 - High Efficiency | 2039 | CAPITAL | NEW | other | USD/gigalumen_year | us | us | 107160701912.288
commercial lighting | 8ft LFL: T8 F59 - High Efficiency | 2039 | CAPITAL | NEW | warehouse | USD/gigalumen_year | us | us | 107160701912.288
commercial lighting | 8ft LFL: T8 F59 - High Efficiency | 2039 | CAPITAL | REPLACEMENT | assembly | USD/gigalumen_year | us | us | 107160701912.288
commercial lighting | 8ft LFL: T8 F59 - High Efficiency | 2039 | CAPITAL | REPLACEMENT | education | USD/gigalumen_year | us | us | 107160701912.288
commercial lighting | 8ft LFL: T8 F59 - High Efficiency | 2039 | CAPITAL | REPLACEMENT | food sales | USD/gigalumen_year | us | us | 107160701912.288
commercial lighting | 8ft LFL: T8 F59 - High Efficiency | 2039 | CAPITAL | REPLACEMENT | food service | USD/gigalumen_year | us | us | 107160701912.288
commercial lighting | 8ft LFL: T8 F59 - High Efficiency | 2039 | CAPITAL | REPLACEMENT | health | USD/gigalumen_year | us | us | 107160701912.288
commercial lighting | 8ft LFL: T8 F59 - High Efficiency | 2039 | CAPITAL | REPLACEMENT | lodging | USD/gigalumen_year | us | us | 107160701912.288
commercial lighting | 8ft LFL: T8 F59 - High Efficiency | 2039 | CAPITAL | REPLACEMENT | merc/service | USD/gigalumen_year | us | us | 107160701912.288
commercial lighting | 8ft LFL: T8 F59 - High Efficiency | 2039 | CAPITAL | REPLACEMENT | office-large | USD/gigalumen_year | us | us | 107160701912.288
commercial lighting | 8ft LFL: T8 F59 - High Efficiency | 2039 | CAPITAL | REPLACEMENT | office-small | USD/gigalumen_year | us | us | 107160701912.288
commercial lighting | 8ft LFL: T8 F59 - High Efficiency | 2039 | CAPITAL | REPLACEMENT | other | USD/gigalumen_year | us | us | 107160701912.288
commercial lighting | 8ft LFL: T8 F59 - High Efficiency | 2039 | CAPITAL | REPLACEMENT | warehouse | USD/gigalumen_year | us | us | 107160701912.288
commercial lighting | 8ft LFL: T8 F59 - High Efficiency | 2039 | FIXED_OM | NEW | assembly | USD/gigalumen_year | us | us | 6445615213.6633
commercial lighting | 8ft LFL: T8 F59 - High Efficiency | 2039 | FIXED_OM | NEW | education | USD/gigalumen_year | us | us | 6445615213.6633
commercial lighting | 8ft LFL: T8 F59 - High Efficiency | 2039 | FIXED_OM | NEW | food sales | USD/gigalumen_year | us | us | 6445615213.6633
commercial lighting | 8ft LFL: T8 F59 - High Efficiency | 2039 | FIXED_OM | NEW | food service | USD/gigalumen_year | us | us | 6445615213.6633
commercial lighting | 8ft LFL: T8 F59 - High Efficiency | 2039 | FIXED_OM | NEW | health | USD/gigalumen_year | us | us | 6445615213.6633
commercial lighting | 8ft LFL: T8 F59 - High Efficiency | 2039 | FIXED_OM | NEW | lodging | USD/gigalumen_year | us | us | 6445615213.6633
commercial lighting | 8ft LFL: T8 F59 - High Efficiency | 2039 | FIXED_OM | NEW | merc/service | USD/gigalumen_year | us | us | 6445615213.6633
commercial lighting | 8ft LFL: T8 F59 - High Efficiency | 2039 | FIXED_OM | NEW | office-large | USD/gigalumen_year | us | us | 6445615213.6633
commercial lighting | 8ft LFL: T8 F59 - High Efficiency | 2039 | FIXED_OM | NEW | office-small | USD/gigalumen_year | us | us | 6445615213.6633
commercial lighting | 8ft LFL: T8 F59 - High Efficiency | 2039 | FIXED_OM | NEW | other | USD/gigalumen_year | us | us | 6445615213.6633
commercial lighting | 8ft LFL: T8 F59 - High Efficiency | 2039 | FIXED_OM | NEW | warehouse | USD/gigalumen_year | us | us | 6445615213.6633
commercial lighting | 8ft LFL: T8 F59 - High Efficiency | 2039 | FIXED_OM | REPLACEMENT | assembly | USD/gigalumen_year | us | us | 6445615213.6633
commercial lighting | 8ft LFL: T8 F59 - High Efficiency | 2039 | FIXED_OM | REPLACEMENT | education | USD/gigalumen_year | us | us | 6445615213.6633
commercial lighting | 8ft LFL: T8 F59 - High Efficiency | 2039 | FIXED_OM | REPLACEMENT | food sales | USD/gigalumen_year | us | us | 6445615213.6633
commercial lighting | 8ft LFL: T8 F59 - High Efficiency | 2039 | FIXED_OM | REPLACEMENT | food service | USD/gigalumen_year | us | us | 6445615213.6633
commercial lighting | 8ft LFL: T8 F59 - High Efficiency | 2039 | FIXED_OM | REPLACEMENT | health | USD/gigalumen_year | us | us | 6445615213.6633
commercial lighting | 8ft LFL: T8 F59 - High Efficiency | 2039 | FIXED_OM | REPLACEMENT | lodging | USD/gigalumen_year | us | us | 6445615213.6633
commercial lighting | 8ft LFL: T8 F59 - High Efficiency | 2039 | FIXED_OM | REPLACEMENT | merc/service | USD/gigalumen_year | us | us | 6445615213.6633
commercial lighting | 8ft LFL: T8 F59 - High Efficiency | 2039 | FIXED_OM | REPLACEMENT | office-large | USD/gigalumen_year | us | us | 6445615213.6633
commercial lighting | 8ft LFL: T8 F59 - High Efficiency | 2039 | FIXED_OM | REPLACEMENT | office-small | USD/gigalumen_year | us | us | 6445615213.6633
commercial lighting | 8ft LFL: T8 F59 - High Efficiency | 2039 | FIXED_OM | REPLACEMENT | other | USD/gigalumen_year | us | us | 6445615213.6633
commercial lighting | 8ft LFL: T8 F59 - High Efficiency | 2039 | FIXED_OM | REPLACEMENT | warehouse | USD/gigalumen_year | us | us | 6445615213.6633
commercial lighting | 8ft LFL: T8 F59 - High Efficiency | 2040 | CAPITAL | NEW | assembly | USD/gigalumen_year | us | us | 106925803398.671
commercial lighting | 8ft LFL: T8 F59 - High Efficiency | 2040 | CAPITAL | NEW | education | USD/gigalumen_year | us | us | 106925803398.671
commercial lighting | 8ft LFL: T8 F59 - High Efficiency | 2040 | CAPITAL | NEW | food sales | USD/gigalumen_year | us | us | 106925803398.671
commercial lighting | 8ft LFL: T8 F59 - High Efficiency | 2040 | CAPITAL | NEW | food service | USD/gigalumen_year | us | us | 106925803398.671
commercial lighting | 8ft LFL: T8 F59 - High Efficiency | 2040 | CAPITAL | NEW | health | USD/gigalumen_year | us | us | 106925803398.671
commercial lighting | 8ft LFL: T8 F59 - High Efficiency | 2040 | CAPITAL | NEW | lodging | USD/gigalumen_year | us | us | 106925803398.671
commercial lighting | 8ft LFL: T8 F59 - High Efficiency | 2040 | CAPITAL | NEW | merc/service | USD/gigalumen_year | us | us | 106925803398.671
commercial lighting | 8ft LFL: T8 F59 - High Efficiency | 2040 | CAPITAL | NEW | office-large | USD/gigalumen_year | us | us | 106925803398.671
commercial lighting | 8ft LFL: T8 F59 - High Efficiency | 2040 | CAPITAL | NEW | office-small | USD/gigalumen_year | us | us | 106925803398.671
commercial lighting | 8ft LFL: T8 F59 - High Efficiency | 2040 | CAPITAL | NEW | other | USD/gigalumen_year | us | us | 106925803398.671
commercial lighting | 8ft LFL: T8 F59 - High Efficiency | 2040 | CAPITAL | NEW | warehouse | USD/gigalumen_year | us | us | 106925803398.671
commercial lighting | 8ft LFL: T8 F59 - High Efficiency | 2040 | CAPITAL | REPLACEMENT | assembly | USD/gigalumen_year | us | us | 106925803398.671
commercial lighting | 8ft LFL: T8 F59 - High Efficiency | 2040 | CAPITAL | REPLACEMENT | education | USD/gigalumen_year | us | us | 106925803398.671
commercial lighting | 8ft LFL: T8 F59 - High Efficiency | 2040 | CAPITAL | REPLACEMENT | food sales | USD/gigalumen_year | us | us | 106925803398.671
commercial lighting | 8ft LFL: T8 F59 - High Efficiency | 2040 | CAPITAL | REPLACEMENT | food service | USD/gigalumen_year | us | us | 106925803398.671
commercial lighting | 8ft LFL: T8 F59 - High Efficiency | 2040 | CAPITAL | REPLACEMENT | health | USD/gigalumen_year | us | us | 106925803398.671
commercial lighting | 8ft LFL: T8 F59 - High Efficiency | 2040 | CAPITAL | REPLACEMENT | lodging | USD/gigalumen_year | us | us | 106925803398.671
commercial lighting | 8ft LFL: T8 F59 - High Efficiency | 2040 | CAPITAL | REPLACEMENT | merc/service | USD/gigalumen_year | us | us | 106925803398.671
commercial lighting | 8ft LFL: T8 F59 - High Efficiency | 2040 | CAPITAL | REPLACEMENT | office-large | USD/gigalumen_year | us | us | 106925803398.671
commercial lighting | 8ft LFL: T8 F59 - High Efficiency | 2040 | CAPITAL | REPLACEMENT | office-small | USD/gigalumen_year | us | us | 106925803398.671
commercial lighting | 8ft LFL: T8 F59 - High Efficiency | 2040 | CAPITAL | REPLACEMENT | other | USD/gigalumen_year | us | us | 106925803398.671
commercial lighting | 8ft LFL: T8 F59 - High Efficiency | 2040 | CAPITAL | REPLACEMENT | warehouse | USD/gigalumen_year | us | us | 106925803398.671
commercial lighting | 8ft LFL: T8 F59 - High Efficiency | 2040 | FIXED_OM | NEW | assembly | USD/gigalumen_year | us | us | 6389239570.3951
commercial lighting | 8ft LFL: T8 F59 - High Efficiency | 2040 | FIXED_OM | NEW | education | USD/gigalumen_year | us | us | 6389239570.3951
commercial lighting | 8ft LFL: T8 F59 - High Efficiency | 2040 | FIXED_OM | NEW | food sales | USD/gigalumen_year | us | us | 6389239570.3951
commercial lighting | 8ft LFL: T8 F59 - High Efficiency | 2040 | FIXED_OM | NEW | food service | USD/gigalumen_year | us | us | 6389239570.3951
commercial lighting | 8ft LFL: T8 F59 - High Efficiency | 2040 | FIXED_OM | NEW | health | USD/gigalumen_year | us | us | 6389239570.3951
commercial lighting | 8ft LFL: T8 F59 - High Efficiency | 2040 | FIXED_OM | NEW | lodging | USD/gigalumen_year | us | us | 6389239570.3951
commercial lighting | 8ft LFL: T8 F59 - High Efficiency | 2040 | FIXED_OM | NEW | merc/service | USD/gigalumen_year | us | us | 6389239570.3951
commercial lighting | 8ft LFL: T8 F59 - High Efficiency | 2040 | FIXED_OM | NEW | office-large | USD/gigalumen_year | us | us | 6389239570.3951
commercial lighting | 8ft LFL: T8 F59 - High Efficiency | 2040 | FIXED_OM | NEW | office-small | USD/gigalumen_year | us | us | 6389239570.3951
commercial lighting | 8ft LFL: T8 F59 - High Efficiency | 2040 | FIXED_OM | NEW | other | USD/gigalumen_year | us | us | 6389239570.3951
commercial lighting | 8ft LFL: T8 F59 - High Efficiency | 2040 | FIXED_OM | NEW | warehouse | USD/gigalumen_year | us | us | 6389239570.3951
commercial lighting | 8ft LFL: T8 F59 - High Efficiency | 2040 | FIXED_OM | REPLACEMENT | assembly | USD/gigalumen_year | us | us | 6389239570.3951
commercial lighting | 8ft LFL: T8 F59 - High Efficiency | 2040 | FIXED_OM | REPLACEMENT | education | USD/gigalumen_year | us | us | 6389239570.3951
commercial lighting | 8ft LFL: T8 F59 - High Efficiency | 2040 | FIXED_OM | REPLACEMENT | food sales | USD/gigalumen_year | us | us | 6389239570.3951
commercial lighting | 8ft LFL: T8 F59 - High Efficiency | 2040 | FIXED_OM | REPLACEMENT | food service | USD/gigalumen_year | us | us | 6389239570.3951
commercial lighting | 8ft LFL: T8 F59 - High Efficiency | 2040 | FIXED_OM | REPLACEMENT | health | USD/gigalumen_year | us | us | 6389239570.3951
commercial lighting | 8ft LFL: T8 F59 - High Efficiency | 2040 | FIXED_OM | REPLACEMENT | lodging | USD/gigalumen_year | us | us | 6389239570.3951
commercial lighting | 8ft LFL: T8 F59 - High Efficiency | 2040 | FIXED_OM | REPLACEMENT | merc/service | USD/gigalumen_year | us | us | 6389239570.3951
commercial lighting | 8ft LFL: T8 F59 - High Efficiency | 2040 | FIXED_OM | REPLACEMENT | office-large | USD/gigalumen_year | us | us | 6389239570.3951
commercial lighting | 8ft LFL: T8 F59 - High Efficiency | 2040 | FIXED_OM | REPLACEMENT | office-small | USD/gigalumen_year | us | us | 6389239570.3951
commercial lighting | 8ft LFL: T8 F59 - High Efficiency | 2040 | FIXED_OM | REPLACEMENT | other | USD/gigalumen_year | us | us | 6389239570.3951
commercial lighting | 8ft LFL: T8 F59 - High Efficiency | 2040 | FIXED_OM | REPLACEMENT | warehouse | USD/gigalumen_year | us | us | 6389239570.3951
commercial lighting | 8ft LFL: T8 F59 - High Efficiency | 2041 | CAPITAL | NEW | assembly | USD/gigalumen_year | us | us | 106925803398.671
commercial lighting | 8ft LFL: T8 F59 - High Efficiency | 2041 | CAPITAL | NEW | education | USD/gigalumen_year | us | us | 106925803398.671
commercial lighting | 8ft LFL: T8 F59 - High Efficiency | 2041 | CAPITAL | NEW | food sales | USD/gigalumen_year | us | us | 106925803398.671
commercial lighting | 8ft LFL: T8 F59 - High Efficiency | 2041 | CAPITAL | NEW | food service | USD/gigalumen_year | us | us | 106925803398.671
commercial lighting | 8ft LFL: T8 F59 - High Efficiency | 2041 | CAPITAL | NEW | health | USD/gigalumen_year | us | us | 106925803398.671
commercial lighting | 8ft LFL: T8 F59 - High Efficiency | 2041 | CAPITAL | NEW | lodging | USD/gigalumen_year | us | us | 106925803398.671
commercial lighting | 8ft LFL: T8 F59 - High Efficiency | 2041 | CAPITAL | NEW | merc/service | USD/gigalumen_year | us | us | 106925803398.671
commercial lighting | 8ft LFL: T8 F59 - High Efficiency | 2041 | CAPITAL | NEW | office-large | USD/gigalumen_year | us | us | 106925803398.671
commercial lighting | 8ft LFL: T8 F59 - High Efficiency | 2041 | CAPITAL | NEW | office-small | USD/gigalumen_year | us | us | 106925803398.671
commercial lighting | 8ft LFL: T8 F59 - High Efficiency | 2041 | CAPITAL | NEW | other | USD/gigalumen_year | us | us | 106925803398.671
commercial lighting | 8ft LFL: T8 F59 - High Efficiency | 2041 | CAPITAL | NEW | warehouse | USD/gigalumen_year | us | us | 106925803398.671
commercial lighting | 8ft LFL: T8 F59 - High Efficiency | 2041 | CAPITAL | REPLACEMENT | assembly | USD/gigalumen_year | us | us | 106925803398.671
commercial lighting | 8ft LFL: T8 F59 - High Efficiency | 2041 | CAPITAL | REPLACEMENT | education | USD/gigalumen_year | us | us | 106925803398.671
commercial lighting | 8ft LFL: T8 F59 - High Efficiency | 2041 | CAPITAL | REPLACEMENT | food sales | USD/gigalumen_year | us | us | 106925803398.671
commercial lighting | 8ft LFL: T8 F59 - High Efficiency | 2041 | CAPITAL | REPLACEMENT | food service | USD/gigalumen_year | us | us | 106925803398.671
commercial lighting | 8ft LFL: T8 F59 - High Efficiency | 2041 | CAPITAL | REPLACEMENT | health | USD/gigalumen_year | us | us | 106925803398.671
commercial lighting | 8ft LFL: T8 F59 - High Efficiency | 2041 | CAPITAL | REPLACEMENT | lodging | USD/gigalumen_year | us | us | 106925803398.671
commercial lighting | 8ft LFL: T8 F59 - High Efficiency | 2041 | CAPITAL | REPLACEMENT | merc/service | USD/gigalumen_year | us | us | 106925803398.671
commercial lighting | 8ft LFL: T8 F59 - High Efficiency | 2041 | CAPITAL | REPLACEMENT | office-large | USD/gigalumen_year | us | us | 106925803398.671
commercial lighting | 8ft LFL: T8 F59 - High Efficiency | 2041 | CAPITAL | REPLACEMENT | office-small | USD/gigalumen_year | us | us | 106925803398.671
commercial lighting | 8ft LFL: T8 F59 - High Efficiency | 2041 | CAPITAL | REPLACEMENT | other | USD/gigalumen_year | us | us | 106925803398.671
commercial lighting | 8ft LFL: T8 F59 - High Efficiency | 2041 | CAPITAL | REPLACEMENT | warehouse | USD/gigalumen_year | us | us | 106925803398.671
commercial lighting | 8ft LFL: T8 F59 - High Efficiency | 2041 | FIXED_OM | NEW | assembly | USD/gigalumen_year | us | us | 6389239570.3951
commercial lighting | 8ft LFL: T8 F59 - High Efficiency | 2041 | FIXED_OM | NEW | education | USD/gigalumen_year | us | us | 6389239570.3951
commercial lighting | 8ft LFL: T8 F59 - High Efficiency | 2041 | FIXED_OM | NEW | food sales | USD/gigalumen_year | us | us | 6389239570.3951
commercial lighting | 8ft LFL: T8 F59 - High Efficiency | 2041 | FIXED_OM | NEW | food service | USD/gigalumen_year | us | us | 6389239570.3951
commercial lighting | 8ft LFL: T8 F59 - High Efficiency | 2041 | FIXED_OM | NEW | health | USD/gigalumen_year | us | us | 6389239570.3951
commercial lighting | 8ft LFL: T8 F59 - High Efficiency | 2041 | FIXED_OM | NEW | lodging | USD/gigalumen_year | us | us | 6389239570.3951
commercial lighting | 8ft LFL: T8 F59 - High Efficiency | 2041 | FIXED_OM | NEW | merc/service | USD/gigalumen_year | us | us | 6389239570.3951
commercial lighting | 8ft LFL: T8 F59 - High Efficiency | 2041 | FIXED_OM | NEW | office-large | USD/gigalumen_year | us | us | 6389239570.3951
commercial lighting | 8ft LFL: T8 F59 - High Efficiency | 2041 | FIXED_OM | NEW | office-small | USD/gigalumen_year | us | us | 6389239570.3951
commercial lighting | 8ft LFL: T8 F59 - High Efficiency | 2041 | FIXED_OM | NEW | other | USD/gigalumen_year | us | us | 6389239570.3951
commercial lighting | 8ft LFL: T8 F59 - High Efficiency | 2041 | FIXED_OM | NEW | warehouse | USD/gigalumen_year | us | us | 6389239570.3951
commercial lighting | 8ft LFL: T8 F59 - High Efficiency | 2041 | FIXED_OM | REPLACEMENT | assembly | USD/gigalumen_year | us | us | 6389239570.3951
commercial lighting | 8ft LFL: T8 F59 - High Efficiency | 2041 | FIXED_OM | REPLACEMENT | education | USD/gigalumen_year | us | us | 6389239570.3951
commercial lighting | 8ft LFL: T8 F59 - High Efficiency | 2041 | FIXED_OM | REPLACEMENT | food sales | USD/gigalumen_year | us | us | 6389239570.3951
commercial lighting | 8ft LFL: T8 F59 - High Efficiency | 2041 | FIXED_OM | REPLACEMENT | food service | USD/gigalumen_year | us | us | 6389239570.3951
commercial lighting | 8ft LFL: T8 F59 - High Efficiency | 2041 | FIXED_OM | REPLACEMENT | health | USD/gigalumen_year | us | us | 6389239570.3951
commercial lighting | 8ft LFL: T8 F59 - High Efficiency | 2041 | FIXED_OM | REPLACEMENT | lodging | USD/gigalumen_year | us | us | 6389239570.3951
commercial lighting | 8ft LFL: T8 F59 - High Efficiency | 2041 | FIXED_OM | REPLACEMENT | merc/service | USD/gigalumen_year | us | us | 6389239570.3951
commercial lighting | 8ft LFL: T8 F59 - High Efficiency | 2041 | FIXED_OM | REPLACEMENT | office-large | USD/gigalumen_year | us | us | 6389239570.3951
commercial lighting | 8ft LFL: T8 F59 - High Efficiency | 2041 | FIXED_OM | REPLACEMENT | office-small | USD/gigalumen_year | us | us | 6389239570.3951
commercial lighting | 8ft LFL: T8 F59 - High Efficiency | 2041 | FIXED_OM | REPLACEMENT | other | USD/gigalumen_year | us | us | 6389239570.3951
commercial lighting | 8ft LFL: T8 F59 - High Efficiency | 2041 | FIXED_OM | REPLACEMENT | warehouse | USD/gigalumen_year | us | us | 6389239570.3951
commercial lighting | 8ft LFL: T8 F59 - High Efficiency | 2042 | CAPITAL | NEW | assembly | USD/gigalumen_year | us | us | 106925803398.671
commercial lighting | 8ft LFL: T8 F59 - High Efficiency | 2042 | CAPITAL | NEW | education | USD/gigalumen_year | us | us | 106925803398.671
commercial lighting | 8ft LFL: T8 F59 - High Efficiency | 2042 | CAPITAL | NEW | food sales | USD/gigalumen_year | us | us | 106925803398.671
commercial lighting | 8ft LFL: T8 F59 - High Efficiency | 2042 | CAPITAL | NEW | food service | USD/gigalumen_year | us | us | 106925803398.671
commercial lighting | 8ft LFL: T8 F59 - High Efficiency | 2042 | CAPITAL | NEW | health | USD/gigalumen_year | us | us | 106925803398.671
commercial lighting | 8ft LFL: T8 F59 - High Efficiency | 2042 | CAPITAL | NEW | lodging | USD/gigalumen_year | us | us | 106925803398.671
commercial lighting | 8ft LFL: T8 F59 - High Efficiency | 2042 | CAPITAL | NEW | merc/service | USD/gigalumen_year | us | us | 106925803398.671
commercial lighting | 8ft LFL: T8 F59 - High Efficiency | 2042 | CAPITAL | NEW | office-large | USD/gigalumen_year | us | us | 106925803398.671
commercial lighting | 8ft LFL: T8 F59 - High Efficiency | 2042 | CAPITAL | NEW | office-small | USD/gigalumen_year | us | us | 106925803398.671
commercial lighting | 8ft LFL: T8 F59 - High Efficiency | 2042 | CAPITAL | NEW | other | USD/gigalumen_year | us | us | 106925803398.671
commercial lighting | 8ft LFL: T8 F59 - High Efficiency | 2042 | CAPITAL | NEW | warehouse | USD/gigalumen_year | us | us | 106925803398.671
commercial lighting | 8ft LFL: T8 F59 - High Efficiency | 2042 | CAPITAL | REPLACEMENT | assembly | USD/gigalumen_year | us | us | 106925803398.671
commercial lighting | 8ft LFL: T8 F59 - High Efficiency | 2042 | CAPITAL | REPLACEMENT | education | USD/gigalumen_year | us | us | 106925803398.671
commercial lighting | 8ft LFL: T8 F59 - High Efficiency | 2042 | CAPITAL | REPLACEMENT | food sales | USD/gigalumen_year | us | us | 106925803398.671
commercial lighting | 8ft LFL: T8 F59 - High Efficiency | 2042 | CAPITAL | REPLACEMENT | food service | USD/gigalumen_year | us | us | 106925803398.671
commercial lighting | 8ft LFL: T8 F59 - High Efficiency | 2042 | CAPITAL | REPLACEMENT | health | USD/gigalumen_year | us | us | 106925803398.671
commercial lighting | 8ft LFL: T8 F59 - High Efficiency | 2042 | CAPITAL | REPLACEMENT | lodging | USD/gigalumen_year | us | us | 106925803398.671
commercial lighting | 8ft LFL: T8 F59 - High Efficiency | 2042 | CAPITAL | REPLACEMENT | merc/service | USD/gigalumen_year | us | us | 106925803398.671
commercial lighting | 8ft LFL: T8 F59 - High Efficiency | 2042 | CAPITAL | REPLACEMENT | office-large | USD/gigalumen_year | us | us | 106925803398.671
commercial lighting | 8ft LFL: T8 F59 - High Efficiency | 2042 | CAPITAL | REPLACEMENT | office-small | USD/gigalumen_year | us | us | 106925803398.671
commercial lighting | 8ft LFL: T8 F59 - High Efficiency | 2042 | CAPITAL | REPLACEMENT | other | USD/gigalumen_year | us | us | 106925803398.671
commercial lighting | 8ft LFL: T8 F59 - High Efficiency | 2042 | CAPITAL | REPLACEMENT | warehouse | USD/gigalumen_year | us | us | 106925803398.671
commercial lighting | 8ft LFL: T8 F59 - High Efficiency | 2042 | FIXED_OM | NEW | assembly | USD/gigalumen_year | us | us | 6389239570.3951
commercial lighting | 8ft LFL: T8 F59 - High Efficiency | 2042 | FIXED_OM | NEW | education | USD/gigalumen_year | us | us | 6389239570.3951
commercial lighting | 8ft LFL: T8 F59 - High Efficiency | 2042 | FIXED_OM | NEW | food sales | USD/gigalumen_year | us | us | 6389239570.3951
commercial lighting | 8ft LFL: T8 F59 - High Efficiency | 2042 | FIXED_OM | NEW | food service | USD/gigalumen_year | us | us | 6389239570.3951
commercial lighting | 8ft LFL: T8 F59 - High Efficiency | 2042 | FIXED_OM | NEW | health | USD/gigalumen_year | us | us | 6389239570.3951
commercial lighting | 8ft LFL: T8 F59 - High Efficiency | 2042 | FIXED_OM | NEW | lodging | USD/gigalumen_year | us | us | 6389239570.3951
commercial lighting | 8ft LFL: T8 F59 - High Efficiency | 2042 | FIXED_OM | NEW | merc/service | USD/gigalumen_year | us | us | 6389239570.3951
commercial lighting | 8ft LFL: T8 F59 - High Efficiency | 2042 | FIXED_OM | NEW | office-large | USD/gigalumen_year | us | us | 6389239570.3951
commercial lighting | 8ft LFL: T8 F59 - High Efficiency | 2042 | FIXED_OM | NEW | office-small | USD/gigalumen_year | us | us | 6389239570.3951
commercial lighting | 8ft LFL: T8 F59 - High Efficiency | 2042 | FIXED_OM | NEW | other | USD/gigalumen_year | us | us | 6389239570.3951
commercial lighting | 8ft LFL: T8 F59 - High Efficiency | 2042 | FIXED_OM | NEW | warehouse | USD/gigalumen_year | us | us | 6389239570.3951
commercial lighting | 8ft LFL: T8 F59 - High Efficiency | 2042 | FIXED_OM | REPLACEMENT | assembly | USD/gigalumen_year | us | us | 6389239570.3951
commercial lighting | 8ft LFL: T8 F59 - High Efficiency | 2042 | FIXED_OM | REPLACEMENT | education | USD/gigalumen_year | us | us | 6389239570.3951
commercial lighting | 8ft LFL: T8 F59 - High Efficiency | 2042 | FIXED_OM | REPLACEMENT | food sales | USD/gigalumen_year | us | us | 6389239570.3951
commercial lighting | 8ft LFL: T8 F59 - High Efficiency | 2042 | FIXED_OM | REPLACEMENT | food service | USD/gigalumen_year | us | us | 6389239570.3951
commercial lighting | 8ft LFL: T8 F59 - High Efficiency | 2042 | FIXED_OM | REPLACEMENT | health | USD/gigalumen_year | us | us | 6389239570.3951
commercial lighting | 8ft LFL: T8 F59 - High Efficiency | 2042 | FIXED_OM | REPLACEMENT | lodging | USD/gigalumen_year | us | us | 6389239570.3951
commercial lighting | 8ft LFL: T8 F59 - High Efficiency | 2042 | FIXED_OM | REPLACEMENT | merc/service | USD/gigalumen_year | us | us | 6389239570.3951
commercial lighting | 8ft LFL: T8 F59 - High Efficiency | 2042 | FIXED_OM | REPLACEMENT | office-large | USD/gigalumen_year | us | us | 6389239570.3951
commercial lighting | 8ft LFL: T8 F59 - High Efficiency | 2042 | FIXED_OM | REPLACEMENT | office-small | USD/gigalumen_year | us | us | 6389239570.3951
commercial lighting | 8ft LFL: T8 F59 - High Efficiency | 2042 | FIXED_OM | REPLACEMENT | other | USD/gigalumen_year | us | us | 6389239570.3951
commercial lighting | 8ft LFL: T8 F59 - High Efficiency | 2042 | FIXED_OM | REPLACEMENT | warehouse | USD/gigalumen_year | us | us | 6389239570.3951
commercial lighting | 8ft LFL: T8 F59 - High Efficiency | 2043 | CAPITAL | NEW | assembly | USD/gigalumen_year | us | us | 106925803398.671
commercial lighting | 8ft LFL: T8 F59 - High Efficiency | 2043 | CAPITAL | NEW | education | USD/gigalumen_year | us | us | 106925803398.671
commercial lighting | 8ft LFL: T8 F59 - High Efficiency | 2043 | CAPITAL | NEW | food sales | USD/gigalumen_year | us | us | 106925803398.671
commercial lighting | 8ft LFL: T8 F59 - High Efficiency | 2043 | CAPITAL | NEW | food service | USD/gigalumen_year | us | us | 106925803398.671
commercial lighting | 8ft LFL: T8 F59 - High Efficiency | 2043 | CAPITAL | NEW | health | USD/gigalumen_year | us | us | 106925803398.671
commercial lighting | 8ft LFL: T8 F59 - High Efficiency | 2043 | CAPITAL | NEW | lodging | USD/gigalumen_year | us | us | 106925803398.671
commercial lighting | 8ft LFL: T8 F59 - High Efficiency | 2043 | CAPITAL | NEW | merc/service | USD/gigalumen_year | us | us | 106925803398.671
commercial lighting | 8ft LFL: T8 F59 - High Efficiency | 2043 | CAPITAL | NEW | office-large | USD/gigalumen_year | us | us | 106925803398.671
commercial lighting | 8ft LFL: T8 F59 - High Efficiency | 2043 | CAPITAL | NEW | office-small | USD/gigalumen_year | us | us | 106925803398.671
commercial lighting | 8ft LFL: T8 F59 - High Efficiency | 2043 | CAPITAL | NEW | other | USD/gigalumen_year | us | us | 106925803398.671
commercial lighting | 8ft LFL: T8 F59 - High Efficiency | 2043 | CAPITAL | NEW | warehouse | USD/gigalumen_year | us | us | 106925803398.671
commercial lighting | 8ft LFL: T8 F59 - High Efficiency | 2043 | CAPITAL | REPLACEMENT | assembly | USD/gigalumen_year | us | us | 106925803398.671
commercial lighting | 8ft LFL: T8 F59 - High Efficiency | 2043 | CAPITAL | REPLACEMENT | education | USD/gigalumen_year | us | us | 106925803398.671
commercial lighting | 8ft LFL: T8 F59 - High Efficiency | 2043 | CAPITAL | REPLACEMENT | food sales | USD/gigalumen_year | us | us | 106925803398.671
commercial lighting | 8ft LFL: T8 F59 - High Efficiency | 2043 | CAPITAL | REPLACEMENT | food service | USD/gigalumen_year | us | us | 106925803398.671
commercial lighting | 8ft LFL: T8 F59 - High Efficiency | 2043 | CAPITAL | REPLACEMENT | health | USD/gigalumen_year | us | us | 106925803398.671
commercial lighting | 8ft LFL: T8 F59 - High Efficiency | 2043 | CAPITAL | REPLACEMENT | lodging | USD/gigalumen_year | us | us | 106925803398.671
commercial lighting | 8ft LFL: T8 F59 - High Efficiency | 2043 | CAPITAL | REPLACEMENT | merc/service | USD/gigalumen_year | us | us | 106925803398.671
commercial lighting | 8ft LFL: T8 F59 - High Efficiency | 2043 | CAPITAL | REPLACEMENT | office-large | USD/gigalumen_year | us | us | 106925803398.671
commercial lighting | 8ft LFL: T8 F59 - High Efficiency | 2043 | CAPITAL | REPLACEMENT | office-small | USD/gigalumen_year | us | us | 106925803398.671
commercial lighting | 8ft LFL: T8 F59 - High Efficiency | 2043 | CAPITAL | REPLACEMENT | other | USD/gigalumen_year | us | us | 106925803398.671
commercial lighting | 8ft LFL: T8 F59 - High Efficiency | 2043 | CAPITAL | REPLACEMENT | warehouse | USD/gigalumen_year | us | us | 106925803398.671
commercial lighting | 8ft LFL: T8 F59 - High Efficiency | 2043 | FIXED_OM | NEW | assembly | USD/gigalumen_year | us | us | 6389239570.3951
commercial lighting | 8ft LFL: T8 F59 - High Efficiency | 2043 | FIXED_OM | NEW | education | USD/gigalumen_year | us | us | 6389239570.3951
commercial lighting | 8ft LFL: T8 F59 - High Efficiency | 2043 | FIXED_OM | NEW | food sales | USD/gigalumen_year | us | us | 6389239570.3951
commercial lighting | 8ft LFL: T8 F59 - High Efficiency | 2043 | FIXED_OM | NEW | food service | USD/gigalumen_year | us | us | 6389239570.3951
commercial lighting | 8ft LFL: T8 F59 - High Efficiency | 2043 | FIXED_OM | NEW | health | USD/gigalumen_year | us | us | 6389239570.3951
commercial lighting | 8ft LFL: T8 F59 - High Efficiency | 2043 | FIXED_OM | NEW | lodging | USD/gigalumen_year | us | us | 6389239570.3951
commercial lighting | 8ft LFL: T8 F59 - High Efficiency | 2043 | FIXED_OM | NEW | merc/service | USD/gigalumen_year | us | us | 6389239570.3951
commercial lighting | 8ft LFL: T8 F59 - High Efficiency | 2043 | FIXED_OM | NEW | office-large | USD/gigalumen_year | us | us | 6389239570.3951
commercial lighting | 8ft LFL: T8 F59 - High Efficiency | 2043 | FIXED_OM | NEW | office-small | USD/gigalumen_year | us | us | 6389239570.3951
commercial lighting | 8ft LFL: T8 F59 - High Efficiency | 2043 | FIXED_OM | NEW | other | USD/gigalumen_year | us | us | 6389239570.3951
commercial lighting | 8ft LFL: T8 F59 - High Efficiency | 2043 | FIXED_OM | NEW | warehouse | USD/gigalumen_year | us | us | 6389239570.3951
commercial lighting | 8ft LFL: T8 F59 - High Efficiency | 2043 | FIXED_OM | REPLACEMENT | assembly | USD/gigalumen_year | us | us | 6389239570.3951
commercial lighting | 8ft LFL: T8 F59 - High Efficiency | 2043 | FIXED_OM | REPLACEMENT | education | USD/gigalumen_year | us | us | 6389239570.3951
commercial lighting | 8ft LFL: T8 F59 - High Efficiency | 2043 | FIXED_OM | REPLACEMENT | food sales | USD/gigalumen_year | us | us | 6389239570.3951
commercial lighting | 8ft LFL: T8 F59 - High Efficiency | 2043 | FIXED_OM | REPLACEMENT | food service | USD/gigalumen_year | us | us | 6389239570.3951
commercial lighting | 8ft LFL: T8 F59 - High Efficiency | 2043 | FIXED_OM | REPLACEMENT | health | USD/gigalumen_year | us | us | 6389239570.3951
commercial lighting | 8ft LFL: T8 F59 - High Efficiency | 2043 | FIXED_OM | REPLACEMENT | lodging | USD/gigalumen_year | us | us | 6389239570.3951
commercial lighting | 8ft LFL: T8 F59 - High Efficiency | 2043 | FIXED_OM | REPLACEMENT | merc/service | USD/gigalumen_year | us | us | 6389239570.3951
commercial lighting | 8ft LFL: T8 F59 - High Efficiency | 2043 | FIXED_OM | REPLACEMENT | office-large | USD/gigalumen_year | us | us | 6389239570.3951
commercial lighting | 8ft LFL: T8 F59 - High Efficiency | 2043 | FIXED_OM | REPLACEMENT | office-small | USD/gigalumen_year | us | us | 6389239570.3951
commercial lighting | 8ft LFL: T8 F59 - High Efficiency | 2043 | FIXED_OM | REPLACEMENT | other | USD/gigalumen_year | us | us | 6389239570.3951
commercial lighting | 8ft LFL: T8 F59 - High Efficiency | 2043 | FIXED_OM | REPLACEMENT | warehouse | USD/gigalumen_year | us | us | 6389239570.3951
commercial lighting | 8ft LFL: T8 F59 - High Efficiency | 2044 | CAPITAL | NEW | assembly | USD/gigalumen_year | us | us | 106925803398.671
commercial lighting | 8ft LFL: T8 F59 - High Efficiency | 2044 | CAPITAL | NEW | education | USD/gigalumen_year | us | us | 106925803398.671
commercial lighting | 8ft LFL: T8 F59 - High Efficiency | 2044 | CAPITAL | NEW | food sales | USD/gigalumen_year | us | us | 106925803398.671
commercial lighting | 8ft LFL: T8 F59 - High Efficiency | 2044 | CAPITAL | NEW | food service | USD/gigalumen_year | us | us | 106925803398.671
commercial lighting | 8ft LFL: T8 F59 - High Efficiency | 2044 | CAPITAL | NEW | health | USD/gigalumen_year | us | us | 106925803398.671
commercial lighting | 8ft LFL: T8 F59 - High Efficiency | 2044 | CAPITAL | NEW | lodging | USD/gigalumen_year | us | us | 106925803398.671
commercial lighting | 8ft LFL: T8 F59 - High Efficiency | 2044 | CAPITAL | NEW | merc/service | USD/gigalumen_year | us | us | 106925803398.671
commercial lighting | 8ft LFL: T8 F59 - High Efficiency | 2044 | CAPITAL | NEW | office-large | USD/gigalumen_year | us | us | 106925803398.671
commercial lighting | 8ft LFL: T8 F59 - High Efficiency | 2044 | CAPITAL | NEW | office-small | USD/gigalumen_year | us | us | 106925803398.671
commercial lighting | 8ft LFL: T8 F59 - High Efficiency | 2044 | CAPITAL | NEW | other | USD/gigalumen_year | us | us | 106925803398.671
commercial lighting | 8ft LFL: T8 F59 - High Efficiency | 2044 | CAPITAL | NEW | warehouse | USD/gigalumen_year | us | us | 106925803398.671
commercial lighting | 8ft LFL: T8 F59 - High Efficiency | 2044 | CAPITAL | REPLACEMENT | assembly | USD/gigalumen_year | us | us | 106925803398.671
commercial lighting | 8ft LFL: T8 F59 - High Efficiency | 2044 | CAPITAL | REPLACEMENT | education | USD/gigalumen_year | us | us | 106925803398.671
commercial lighting | 8ft LFL: T8 F59 - High Efficiency | 2044 | CAPITAL | REPLACEMENT | food sales | USD/gigalumen_year | us | us | 106925803398.671
commercial lighting | 8ft LFL: T8 F59 - High Efficiency | 2044 | CAPITAL | REPLACEMENT | food service | USD/gigalumen_year | us | us | 106925803398.671
commercial lighting | 8ft LFL: T8 F59 - High Efficiency | 2044 | CAPITAL | REPLACEMENT | health | USD/gigalumen_year | us | us | 106925803398.671
commercial lighting | 8ft LFL: T8 F59 - High Efficiency | 2044 | CAPITAL | REPLACEMENT | lodging | USD/gigalumen_year | us | us | 106925803398.671
commercial lighting | 8ft LFL: T8 F59 - High Efficiency | 2044 | CAPITAL | REPLACEMENT | merc/service | USD/gigalumen_year | us | us | 106925803398.671
commercial lighting | 8ft LFL: T8 F59 - High Efficiency | 2044 | CAPITAL | REPLACEMENT | office-large | USD/gigalumen_year | us | us | 106925803398.671
commercial lighting | 8ft LFL: T8 F59 - High Efficiency | 2044 | CAPITAL | REPLACEMENT | office-small | USD/gigalumen_year | us | us | 106925803398.671
commercial lighting | 8ft LFL: T8 F59 - High Efficiency | 2044 | CAPITAL | REPLACEMENT | other | USD/gigalumen_year | us | us | 106925803398.671
commercial lighting | 8ft LFL: T8 F59 - High Efficiency | 2044 | CAPITAL | REPLACEMENT | warehouse | USD/gigalumen_year | us | us | 106925803398.671
commercial lighting | 8ft LFL: T8 F59 - High Efficiency | 2044 | FIXED_OM | NEW | assembly | USD/gigalumen_year | us | us | 6389239570.3951
commercial lighting | 8ft LFL: T8 F59 - High Efficiency | 2044 | FIXED_OM | NEW | education | USD/gigalumen_year | us | us | 6389239570.3951
commercial lighting | 8ft LFL: T8 F59 - High Efficiency | 2044 | FIXED_OM | NEW | food sales | USD/gigalumen_year | us | us | 6389239570.3951
commercial lighting | 8ft LFL: T8 F59 - High Efficiency | 2044 | FIXED_OM | NEW | food service | USD/gigalumen_year | us | us | 6389239570.3951
commercial lighting | 8ft LFL: T8 F59 - High Efficiency | 2044 | FIXED_OM | NEW | health | USD/gigalumen_year | us | us | 6389239570.3951
commercial lighting | 8ft LFL: T8 F59 - High Efficiency | 2044 | FIXED_OM | NEW | lodging | USD/gigalumen_year | us | us | 6389239570.3951
commercial lighting | 8ft LFL: T8 F59 - High Efficiency | 2044 | FIXED_OM | NEW | merc/service | USD/gigalumen_year | us | us | 6389239570.3951
commercial lighting | 8ft LFL: T8 F59 - High Efficiency | 2044 | FIXED_OM | NEW | office-large | USD/gigalumen_year | us | us | 6389239570.3951
commercial lighting | 8ft LFL: T8 F59 - High Efficiency | 2044 | FIXED_OM | NEW | office-small | USD/gigalumen_year | us | us | 6389239570.3951
commercial lighting | 8ft LFL: T8 F59 - High Efficiency | 2044 | FIXED_OM | NEW | other | USD/gigalumen_year | us | us | 6389239570.3951
commercial lighting | 8ft LFL: T8 F59 - High Efficiency | 2044 | FIXED_OM | NEW | warehouse | USD/gigalumen_year | us | us | 6389239570.3951
commercial lighting | 8ft LFL: T8 F59 - High Efficiency | 2044 | FIXED_OM | REPLACEMENT | assembly | USD/gigalumen_year | us | us | 6389239570.3951
commercial lighting | 8ft LFL: T8 F59 - High Efficiency | 2044 | FIXED_OM | REPLACEMENT | education | USD/gigalumen_year | us | us | 6389239570.3951
commercial lighting | 8ft LFL: T8 F59 - High Efficiency | 2044 | FIXED_OM | REPLACEMENT | food sales | USD/gigalumen_year | us | us | 6389239570.3951
commercial lighting | 8ft LFL: T8 F59 - High Efficiency | 2044 | FIXED_OM | REPLACEMENT | food service | USD/gigalumen_year | us | us | 6389239570.3951
commercial lighting | 8ft LFL: T8 F59 - High Efficiency | 2044 | FIXED_OM | REPLACEMENT | health | USD/gigalumen_year | us | us | 6389239570.3951
commercial lighting | 8ft LFL: T8 F59 - High Efficiency | 2044 | FIXED_OM | REPLACEMENT | lodging | USD/gigalumen_year | us | us | 6389239570.3951
commercial lighting | 8ft LFL: T8 F59 - High Efficiency | 2044 | FIXED_OM | REPLACEMENT | merc/service | USD/gigalumen_year | us | us | 6389239570.3951
commercial lighting | 8ft LFL: T8 F59 - High Efficiency | 2044 | FIXED_OM | REPLACEMENT | office-large | USD/gigalumen_year | us | us | 6389239570.3951
commercial lighting | 8ft LFL: T8 F59 - High Efficiency | 2044 | FIXED_OM | REPLACEMENT | office-small | USD/gigalumen_year | us | us | 6389239570.3951
commercial lighting | 8ft LFL: T8 F59 - High Efficiency | 2044 | FIXED_OM | REPLACEMENT | other | USD/gigalumen_year | us | us | 6389239570.3951
commercial lighting | 8ft LFL: T8 F59 - High Efficiency | 2044 | FIXED_OM | REPLACEMENT | warehouse | USD/gigalumen_year | us | us | 6389239570.3951
commercial lighting | 8ft LFL: T8 F59 - High Efficiency | 2045 | CAPITAL | NEW | assembly | USD/gigalumen_year | us | us | 106925803398.671
commercial lighting | 8ft LFL: T8 F59 - High Efficiency | 2045 | CAPITAL | NEW | education | USD/gigalumen_year | us | us | 106925803398.671
commercial lighting | 8ft LFL: T8 F59 - High Efficiency | 2045 | CAPITAL | NEW | food sales | USD/gigalumen_year | us | us | 106925803398.671
commercial lighting | 8ft LFL: T8 F59 - High Efficiency | 2045 | CAPITAL | NEW | food service | USD/gigalumen_year | us | us | 106925803398.671
commercial lighting | 8ft LFL: T8 F59 - High Efficiency | 2045 | CAPITAL | NEW | health | USD/gigalumen_year | us | us | 106925803398.671
commercial lighting | 8ft LFL: T8 F59 - High Efficiency | 2045 | CAPITAL | NEW | lodging | USD/gigalumen_year | us | us | 106925803398.671
commercial lighting | 8ft LFL: T8 F59 - High Efficiency | 2045 | CAPITAL | NEW | merc/service | USD/gigalumen_year | us | us | 106925803398.671
commercial lighting | 8ft LFL: T8 F59 - High Efficiency | 2045 | CAPITAL | NEW | office-large | USD/gigalumen_year | us | us | 106925803398.671
commercial lighting | 8ft LFL: T8 F59 - High Efficiency | 2045 | CAPITAL | NEW | office-small | USD/gigalumen_year | us | us | 106925803398.671
commercial lighting | 8ft LFL: T8 F59 - High Efficiency | 2045 | CAPITAL | NEW | other | USD/gigalumen_year | us | us | 106925803398.671
commercial lighting | 8ft LFL: T8 F59 - High Efficiency | 2045 | CAPITAL | NEW | warehouse | USD/gigalumen_year | us | us | 106925803398.671
commercial lighting | 8ft LFL: T8 F59 - High Efficiency | 2045 | CAPITAL | REPLACEMENT | assembly | USD/gigalumen_year | us | us | 106925803398.671
commercial lighting | 8ft LFL: T8 F59 - High Efficiency | 2045 | CAPITAL | REPLACEMENT | education | USD/gigalumen_year | us | us | 106925803398.671
commercial lighting | 8ft LFL: T8 F59 - High Efficiency | 2045 | CAPITAL | REPLACEMENT | food sales | USD/gigalumen_year | us | us | 106925803398.671
commercial lighting | 8ft LFL: T8 F59 - High Efficiency | 2045 | CAPITAL | REPLACEMENT | food service | USD/gigalumen_year | us | us | 106925803398.671
commercial lighting | 8ft LFL: T8 F59 - High Efficiency | 2045 | CAPITAL | REPLACEMENT | health | USD/gigalumen_year | us | us | 106925803398.671
commercial lighting | 8ft LFL: T8 F59 - High Efficiency | 2045 | CAPITAL | REPLACEMENT | lodging | USD/gigalumen_year | us | us | 106925803398.671
commercial lighting | 8ft LFL: T8 F59 - High Efficiency | 2045 | CAPITAL | REPLACEMENT | merc/service | USD/gigalumen_year | us | us | 106925803398.671
commercial lighting | 8ft LFL: T8 F59 - High Efficiency | 2045 | CAPITAL | REPLACEMENT | office-large | USD/gigalumen_year | us | us | 106925803398.671
commercial lighting | 8ft LFL: T8 F59 - High Efficiency | 2045 | CAPITAL | REPLACEMENT | office-small | USD/gigalumen_year | us | us | 106925803398.671
commercial lighting | 8ft LFL: T8 F59 - High Efficiency | 2045 | CAPITAL | REPLACEMENT | other | USD/gigalumen_year | us | us | 106925803398.671
commercial lighting | 8ft LFL: T8 F59 - High Efficiency | 2045 | CAPITAL | REPLACEMENT | warehouse | USD/gigalumen_year | us | us | 106925803398.671
commercial lighting | 8ft LFL: T8 F59 - High Efficiency | 2045 | FIXED_OM | NEW | assembly | USD/gigalumen_year | us | us | 6389239570.3951
commercial lighting | 8ft LFL: T8 F59 - High Efficiency | 2045 | FIXED_OM | NEW | education | USD/gigalumen_year | us | us | 6389239570.3951
commercial lighting | 8ft LFL: T8 F59 - High Efficiency | 2045 | FIXED_OM | NEW | food sales | USD/gigalumen_year | us | us | 6389239570.3951
commercial lighting | 8ft LFL: T8 F59 - High Efficiency | 2045 | FIXED_OM | NEW | food service | USD/gigalumen_year | us | us | 6389239570.3951
commercial lighting | 8ft LFL: T8 F59 - High Efficiency | 2045 | FIXED_OM | NEW | health | USD/gigalumen_year | us | us | 6389239570.3951
commercial lighting | 8ft LFL: T8 F59 - High Efficiency | 2045 | FIXED_OM | NEW | lodging | USD/gigalumen_year | us | us | 6389239570.3951
commercial lighting | 8ft LFL: T8 F59 - High Efficiency | 2045 | FIXED_OM | NEW | merc/service | USD/gigalumen_year | us | us | 6389239570.3951
commercial lighting | 8ft LFL: T8 F59 - High Efficiency | 2045 | FIXED_OM | NEW | office-large | USD/gigalumen_year | us | us | 6389239570.3951
commercial lighting | 8ft LFL: T8 F59 - High Efficiency | 2045 | FIXED_OM | NEW | office-small | USD/gigalumen_year | us | us | 6389239570.3951
commercial lighting | 8ft LFL: T8 F59 - High Efficiency | 2045 | FIXED_OM | NEW | other | USD/gigalumen_year | us | us | 6389239570.3951
commercial lighting | 8ft LFL: T8 F59 - High Efficiency | 2045 | FIXED_OM | NEW | warehouse | USD/gigalumen_year | us | us | 6389239570.3951
commercial lighting | 8ft LFL: T8 F59 - High Efficiency | 2045 | FIXED_OM | REPLACEMENT | assembly | USD/gigalumen_year | us | us | 6389239570.3951
commercial lighting | 8ft LFL: T8 F59 - High Efficiency | 2045 | FIXED_OM | REPLACEMENT | education | USD/gigalumen_year | us | us | 6389239570.3951
commercial lighting | 8ft LFL: T8 F59 - High Efficiency | 2045 | FIXED_OM | REPLACEMENT | food sales | USD/gigalumen_year | us | us | 6389239570.3951
commercial lighting | 8ft LFL: T8 F59 - High Efficiency | 2045 | FIXED_OM | REPLACEMENT | food service | USD/gigalumen_year | us | us | 6389239570.3951
commercial lighting | 8ft LFL: T8 F59 - High Efficiency | 2045 | FIXED_OM | REPLACEMENT | health | USD/gigalumen_year | us | us | 6389239570.3951
commercial lighting | 8ft LFL: T8 F59 - High Efficiency | 2045 | FIXED_OM | REPLACEMENT | lodging | USD/gigalumen_year | us | us | 6389239570.3951
commercial lighting | 8ft LFL: T8 F59 - High Efficiency | 2045 | FIXED_OM | REPLACEMENT | merc/service | USD/gigalumen_year | us | us | 6389239570.3951
commercial lighting | 8ft LFL: T8 F59 - High Efficiency | 2045 | FIXED_OM | REPLACEMENT | office-large | USD/gigalumen_year | us | us | 6389239570.3951
commercial lighting | 8ft LFL: T8 F59 - High Efficiency | 2045 | FIXED_OM | REPLACEMENT | office-small | USD/gigalumen_year | us | us | 6389239570.3951
commercial lighting | 8ft LFL: T8 F59 - High Efficiency | 2045 | FIXED_OM | REPLACEMENT | other | USD/gigalumen_year | us | us | 6389239570.3951
commercial lighting | 8ft LFL: T8 F59 - High Efficiency | 2045 | FIXED_OM | REPLACEMENT | warehouse | USD/gigalumen_year | us | us | 6389239570.3951
commercial lighting | 8ft LFL: T8 F59 - High Efficiency | 2046 | CAPITAL | NEW | assembly | USD/gigalumen_year | us | us | 106925803398.671
commercial lighting | 8ft LFL: T8 F59 - High Efficiency | 2046 | CAPITAL | NEW | education | USD/gigalumen_year | us | us | 106925803398.671
commercial lighting | 8ft LFL: T8 F59 - High Efficiency | 2046 | CAPITAL | NEW | food sales | USD/gigalumen_year | us | us | 106925803398.671
commercial lighting | 8ft LFL: T8 F59 - High Efficiency | 2046 | CAPITAL | NEW | food service | USD/gigalumen_year | us | us | 106925803398.671
commercial lighting | 8ft LFL: T8 F59 - High Efficiency | 2046 | CAPITAL | NEW | health | USD/gigalumen_year | us | us | 106925803398.671
commercial lighting | 8ft LFL: T8 F59 - High Efficiency | 2046 | CAPITAL | NEW | lodging | USD/gigalumen_year | us | us | 106925803398.671
commercial lighting | 8ft LFL: T8 F59 - High Efficiency | 2046 | CAPITAL | NEW | merc/service | USD/gigalumen_year | us | us | 106925803398.671
commercial lighting | 8ft LFL: T8 F59 - High Efficiency | 2046 | CAPITAL | NEW | office-large | USD/gigalumen_year | us | us | 106925803398.671
commercial lighting | 8ft LFL: T8 F59 - High Efficiency | 2046 | CAPITAL | NEW | office-small | USD/gigalumen_year | us | us | 106925803398.671
commercial lighting | 8ft LFL: T8 F59 - High Efficiency | 2046 | CAPITAL | NEW | other | USD/gigalumen_year | us | us | 106925803398.671
commercial lighting | 8ft LFL: T8 F59 - High Efficiency | 2046 | CAPITAL | NEW | warehouse | USD/gigalumen_year | us | us | 106925803398.671
commercial lighting | 8ft LFL: T8 F59 - High Efficiency | 2046 | CAPITAL | REPLACEMENT | assembly | USD/gigalumen_year | us | us | 106925803398.671
commercial lighting | 8ft LFL: T8 F59 - High Efficiency | 2046 | CAPITAL | REPLACEMENT | education | USD/gigalumen_year | us | us | 106925803398.671
commercial lighting | 8ft LFL: T8 F59 - High Efficiency | 2046 | CAPITAL | REPLACEMENT | food sales | USD/gigalumen_year | us | us | 106925803398.671
commercial lighting | 8ft LFL: T8 F59 - High Efficiency | 2046 | CAPITAL | REPLACEMENT | food service | USD/gigalumen_year | us | us | 106925803398.671
commercial lighting | 8ft LFL: T8 F59 - High Efficiency | 2046 | CAPITAL | REPLACEMENT | health | USD/gigalumen_year | us | us | 106925803398.671
commercial lighting | 8ft LFL: T8 F59 - High Efficiency | 2046 | CAPITAL | REPLACEMENT | lodging | USD/gigalumen_year | us | us | 106925803398.671
commercial lighting | 8ft LFL: T8 F59 - High Efficiency | 2046 | CAPITAL | REPLACEMENT | merc/service | USD/gigalumen_year | us | us | 106925803398.671
commercial lighting | 8ft LFL: T8 F59 - High Efficiency | 2046 | CAPITAL | REPLACEMENT | office-large | USD/gigalumen_year | us | us | 106925803398.671
commercial lighting | 8ft LFL: T8 F59 - High Efficiency | 2046 | CAPITAL | REPLACEMENT | office-small | USD/gigalumen_year | us | us | 106925803398.671
commercial lighting | 8ft LFL: T8 F59 - High Efficiency | 2046 | CAPITAL | REPLACEMENT | other | USD/gigalumen_year | us | us | 106925803398.671
commercial lighting | 8ft LFL: T8 F59 - High Efficiency | 2046 | CAPITAL | REPLACEMENT | warehouse | USD/gigalumen_year | us | us | 106925803398.671
commercial lighting | 8ft LFL: T8 F59 - High Efficiency | 2046 | FIXED_OM | NEW | assembly | USD/gigalumen_year | us | us | 6389239570.3951
commercial lighting | 8ft LFL: T8 F59 - High Efficiency | 2046 | FIXED_OM | NEW | education | USD/gigalumen_year | us | us | 6389239570.3951
commercial lighting | 8ft LFL: T8 F59 - High Efficiency | 2046 | FIXED_OM | NEW | food sales | USD/gigalumen_year | us | us | 6389239570.3951
commercial lighting | 8ft LFL: T8 F59 - High Efficiency | 2046 | FIXED_OM | NEW | food service | USD/gigalumen_year | us | us | 6389239570.3951
commercial lighting | 8ft LFL: T8 F59 - High Efficiency | 2046 | FIXED_OM | NEW | health | USD/gigalumen_year | us | us | 6389239570.3951
commercial lighting | 8ft LFL: T8 F59 - High Efficiency | 2046 | FIXED_OM | NEW | lodging | USD/gigalumen_year | us | us | 6389239570.3951
commercial lighting | 8ft LFL: T8 F59 - High Efficiency | 2046 | FIXED_OM | NEW | merc/service | USD/gigalumen_year | us | us | 6389239570.3951
commercial lighting | 8ft LFL: T8 F59 - High Efficiency | 2046 | FIXED_OM | NEW | office-large | USD/gigalumen_year | us | us | 6389239570.3951
commercial lighting | 8ft LFL: T8 F59 - High Efficiency | 2046 | FIXED_OM | NEW | office-small | USD/gigalumen_year | us | us | 6389239570.3951
commercial lighting | 8ft LFL: T8 F59 - High Efficiency | 2046 | FIXED_OM | NEW | other | USD/gigalumen_year | us | us | 6389239570.3951
commercial lighting | 8ft LFL: T8 F59 - High Efficiency | 2046 | FIXED_OM | NEW | warehouse | USD/gigalumen_year | us | us | 6389239570.3951
commercial lighting | 8ft LFL: T8 F59 - High Efficiency | 2046 | FIXED_OM | REPLACEMENT | assembly | USD/gigalumen_year | us | us | 6389239570.3951
commercial lighting | 8ft LFL: T8 F59 - High Efficiency | 2046 | FIXED_OM | REPLACEMENT | education | USD/gigalumen_year | us | us | 6389239570.3951
commercial lighting | 8ft LFL: T8 F59 - High Efficiency | 2046 | FIXED_OM | REPLACEMENT | food sales | USD/gigalumen_year | us | us | 6389239570.3951
commercial lighting | 8ft LFL: T8 F59 - High Efficiency | 2046 | FIXED_OM | REPLACEMENT | food service | USD/gigalumen_year | us | us | 6389239570.3951
commercial lighting | 8ft LFL: T8 F59 - High Efficiency | 2046 | FIXED_OM | REPLACEMENT | health | USD/gigalumen_year | us | us | 6389239570.3951
commercial lighting | 8ft LFL: T8 F59 - High Efficiency | 2046 | FIXED_OM | REPLACEMENT | lodging | USD/gigalumen_year | us | us | 6389239570.3951
commercial lighting | 8ft LFL: T8 F59 - High Efficiency | 2046 | FIXED_OM | REPLACEMENT | merc/service | USD/gigalumen_year | us | us | 6389239570.3951
commercial lighting | 8ft LFL: T8 F59 - High Efficiency | 2046 | FIXED_OM | REPLACEMENT | office-large | USD/gigalumen_year | us | us | 6389239570.3951
commercial lighting | 8ft LFL: T8 F59 - High Efficiency | 2046 | FIXED_OM | REPLACEMENT | office-small | USD/gigalumen_year | us | us | 6389239570.3951
commercial lighting | 8ft LFL: T8 F59 - High Efficiency | 2046 | FIXED_OM | REPLACEMENT | other | USD/gigalumen_year | us | us | 6389239570.3951
commercial lighting | 8ft LFL: T8 F59 - High Efficiency | 2046 | FIXED_OM | REPLACEMENT | warehouse | USD/gigalumen_year | us | us | 6389239570.3951
commercial lighting | 8ft LFL: T8 F59 - High Efficiency | 2047 | CAPITAL | NEW | assembly | USD/gigalumen_year | us | us | 106925803398.671
commercial lighting | 8ft LFL: T8 F59 - High Efficiency | 2047 | CAPITAL | NEW | education | USD/gigalumen_year | us | us | 106925803398.671
commercial lighting | 8ft LFL: T8 F59 - High Efficiency | 2047 | CAPITAL | NEW | food sales | USD/gigalumen_year | us | us | 106925803398.671
commercial lighting | 8ft LFL: T8 F59 - High Efficiency | 2047 | CAPITAL | NEW | food service | USD/gigalumen_year | us | us | 106925803398.671
commercial lighting | 8ft LFL: T8 F59 - High Efficiency | 2047 | CAPITAL | NEW | health | USD/gigalumen_year | us | us | 106925803398.671
commercial lighting | 8ft LFL: T8 F59 - High Efficiency | 2047 | CAPITAL | NEW | lodging | USD/gigalumen_year | us | us | 106925803398.671
commercial lighting | 8ft LFL: T8 F59 - High Efficiency | 2047 | CAPITAL | NEW | merc/service | USD/gigalumen_year | us | us | 106925803398.671
commercial lighting | 8ft LFL: T8 F59 - High Efficiency | 2047 | CAPITAL | NEW | office-large | USD/gigalumen_year | us | us | 106925803398.671
commercial lighting | 8ft LFL: T8 F59 - High Efficiency | 2047 | CAPITAL | NEW | office-small | USD/gigalumen_year | us | us | 106925803398.671
commercial lighting | 8ft LFL: T8 F59 - High Efficiency | 2047 | CAPITAL | NEW | other | USD/gigalumen_year | us | us | 106925803398.671
commercial lighting | 8ft LFL: T8 F59 - High Efficiency | 2047 | CAPITAL | NEW | warehouse | USD/gigalumen_year | us | us | 106925803398.671
commercial lighting | 8ft LFL: T8 F59 - High Efficiency | 2047 | CAPITAL | REPLACEMENT | assembly | USD/gigalumen_year | us | us | 106925803398.671
commercial lighting | 8ft LFL: T8 F59 - High Efficiency | 2047 | CAPITAL | REPLACEMENT | education | USD/gigalumen_year | us | us | 106925803398.671
commercial lighting | 8ft LFL: T8 F59 - High Efficiency | 2047 | CAPITAL | REPLACEMENT | food sales | USD/gigalumen_year | us | us | 106925803398.671
commercial lighting | 8ft LFL: T8 F59 - High Efficiency | 2047 | CAPITAL | REPLACEMENT | food service | USD/gigalumen_year | us | us | 106925803398.671
commercial lighting | 8ft LFL: T8 F59 - High Efficiency | 2047 | CAPITAL | REPLACEMENT | health | USD/gigalumen_year | us | us | 106925803398.671
commercial lighting | 8ft LFL: T8 F59 - High Efficiency | 2047 | CAPITAL | REPLACEMENT | lodging | USD/gigalumen_year | us | us | 106925803398.671
commercial lighting | 8ft LFL: T8 F59 - High Efficiency | 2047 | CAPITAL | REPLACEMENT | merc/service | USD/gigalumen_year | us | us | 106925803398.671
commercial lighting | 8ft LFL: T8 F59 - High Efficiency | 2047 | CAPITAL | REPLACEMENT | office-large | USD/gigalumen_year | us | us | 106925803398.671
commercial lighting | 8ft LFL: T8 F59 - High Efficiency | 2047 | CAPITAL | REPLACEMENT | office-small | USD/gigalumen_year | us | us | 106925803398.671
commercial lighting | 8ft LFL: T8 F59 - High Efficiency | 2047 | CAPITAL | REPLACEMENT | other | USD/gigalumen_year | us | us | 106925803398.671
commercial lighting | 8ft LFL: T8 F59 - High Efficiency | 2047 | CAPITAL | REPLACEMENT | warehouse | USD/gigalumen_year | us | us | 106925803398.671
commercial lighting | 8ft LFL: T8 F59 - High Efficiency | 2047 | FIXED_OM | NEW | assembly | USD/gigalumen_year | us | us | 6389239570.3951
commercial lighting | 8ft LFL: T8 F59 - High Efficiency | 2047 | FIXED_OM | NEW | education | USD/gigalumen_year | us | us | 6389239570.3951
commercial lighting | 8ft LFL: T8 F59 - High Efficiency | 2047 | FIXED_OM | NEW | food sales | USD/gigalumen_year | us | us | 6389239570.3951
commercial lighting | 8ft LFL: T8 F59 - High Efficiency | 2047 | FIXED_OM | NEW | food service | USD/gigalumen_year | us | us | 6389239570.3951
commercial lighting | 8ft LFL: T8 F59 - High Efficiency | 2047 | FIXED_OM | NEW | health | USD/gigalumen_year | us | us | 6389239570.3951
commercial lighting | 8ft LFL: T8 F59 - High Efficiency | 2047 | FIXED_OM | NEW | lodging | USD/gigalumen_year | us | us | 6389239570.3951
commercial lighting | 8ft LFL: T8 F59 - High Efficiency | 2047 | FIXED_OM | NEW | merc/service | USD/gigalumen_year | us | us | 6389239570.3951
commercial lighting | 8ft LFL: T8 F59 - High Efficiency | 2047 | FIXED_OM | NEW | office-large | USD/gigalumen_year | us | us | 6389239570.3951
commercial lighting | 8ft LFL: T8 F59 - High Efficiency | 2047 | FIXED_OM | NEW | office-small | USD/gigalumen_year | us | us | 6389239570.3951
commercial lighting | 8ft LFL: T8 F59 - High Efficiency | 2047 | FIXED_OM | NEW | other | USD/gigalumen_year | us | us | 6389239570.3951
commercial lighting | 8ft LFL: T8 F59 - High Efficiency | 2047 | FIXED_OM | NEW | warehouse | USD/gigalumen_year | us | us | 6389239570.3951
commercial lighting | 8ft LFL: T8 F59 - High Efficiency | 2047 | FIXED_OM | REPLACEMENT | assembly | USD/gigalumen_year | us | us | 6389239570.3951
commercial lighting | 8ft LFL: T8 F59 - High Efficiency | 2047 | FIXED_OM | REPLACEMENT | education | USD/gigalumen_year | us | us | 6389239570.3951
commercial lighting | 8ft LFL: T8 F59 - High Efficiency | 2047 | FIXED_OM | REPLACEMENT | food sales | USD/gigalumen_year | us | us | 6389239570.3951
commercial lighting | 8ft LFL: T8 F59 - High Efficiency | 2047 | FIXED_OM | REPLACEMENT | food service | USD/gigalumen_year | us | us | 6389239570.3951
commercial lighting | 8ft LFL: T8 F59 - High Efficiency | 2047 | FIXED_OM | REPLACEMENT | health | USD/gigalumen_year | us | us | 6389239570.3951
commercial lighting | 8ft LFL: T8 F59 - High Efficiency | 2047 | FIXED_OM | REPLACEMENT | lodging | USD/gigalumen_year | us | us | 6389239570.3951
commercial lighting | 8ft LFL: T8 F59 - High Efficiency | 2047 | FIXED_OM | REPLACEMENT | merc/service | USD/gigalumen_year | us | us | 6389239570.3951
commercial lighting | 8ft LFL: T8 F59 - High Efficiency | 2047 | FIXED_OM | REPLACEMENT | office-large | USD/gigalumen_year | us | us | 6389239570.3951
commercial lighting | 8ft LFL: T8 F59 - High Efficiency | 2047 | FIXED_OM | REPLACEMENT | office-small | USD/gigalumen_year | us | us | 6389239570.3951
commercial lighting | 8ft LFL: T8 F59 - High Efficiency | 2047 | FIXED_OM | REPLACEMENT | other | USD/gigalumen_year | us | us | 6389239570.3951
commercial lighting | 8ft LFL: T8 F59 - High Efficiency | 2047 | FIXED_OM | REPLACEMENT | warehouse | USD/gigalumen_year | us | us | 6389239570.3951
commercial lighting | 8ft LFL: T8 F59 - High Efficiency | 2048 | CAPITAL | NEW | assembly | USD/gigalumen_year | us | us | 106925803398.671
commercial lighting | 8ft LFL: T8 F59 - High Efficiency | 2048 | CAPITAL | NEW | education | USD/gigalumen_year | us | us | 106925803398.671
commercial lighting | 8ft LFL: T8 F59 - High Efficiency | 2048 | CAPITAL | NEW | food sales | USD/gigalumen_year | us | us | 106925803398.671
commercial lighting | 8ft LFL: T8 F59 - High Efficiency | 2048 | CAPITAL | NEW | food service | USD/gigalumen_year | us | us | 106925803398.671
commercial lighting | 8ft LFL: T8 F59 - High Efficiency | 2048 | CAPITAL | NEW | health | USD/gigalumen_year | us | us | 106925803398.671
commercial lighting | 8ft LFL: T8 F59 - High Efficiency | 2048 | CAPITAL | NEW | lodging | USD/gigalumen_year | us | us | 106925803398.671
commercial lighting | 8ft LFL: T8 F59 - High Efficiency | 2048 | CAPITAL | NEW | merc/service | USD/gigalumen_year | us | us | 106925803398.671
commercial lighting | 8ft LFL: T8 F59 - High Efficiency | 2048 | CAPITAL | NEW | office-large | USD/gigalumen_year | us | us | 106925803398.671
commercial lighting | 8ft LFL: T8 F59 - High Efficiency | 2048 | CAPITAL | NEW | office-small | USD/gigalumen_year | us | us | 106925803398.671
commercial lighting | 8ft LFL: T8 F59 - High Efficiency | 2048 | CAPITAL | NEW | other | USD/gigalumen_year | us | us | 106925803398.671
commercial lighting | 8ft LFL: T8 F59 - High Efficiency | 2048 | CAPITAL | NEW | warehouse | USD/gigalumen_year | us | us | 106925803398.671
commercial lighting | 8ft LFL: T8 F59 - High Efficiency | 2048 | CAPITAL | REPLACEMENT | assembly | USD/gigalumen_year | us | us | 106925803398.671
commercial lighting | 8ft LFL: T8 F59 - High Efficiency | 2048 | CAPITAL | REPLACEMENT | education | USD/gigalumen_year | us | us | 106925803398.671
commercial lighting | 8ft LFL: T8 F59 - High Efficiency | 2048 | CAPITAL | REPLACEMENT | food sales | USD/gigalumen_year | us | us | 106925803398.671
commercial lighting | 8ft LFL: T8 F59 - High Efficiency | 2048 | CAPITAL | REPLACEMENT | food service | USD/gigalumen_year | us | us | 106925803398.671
commercial lighting | 8ft LFL: T8 F59 - High Efficiency | 2048 | CAPITAL | REPLACEMENT | health | USD/gigalumen_year | us | us | 106925803398.671
commercial lighting | 8ft LFL: T8 F59 - High Efficiency | 2048 | CAPITAL | REPLACEMENT | lodging | USD/gigalumen_year | us | us | 106925803398.671
commercial lighting | 8ft LFL: T8 F59 - High Efficiency | 2048 | CAPITAL | REPLACEMENT | merc/service | USD/gigalumen_year | us | us | 106925803398.671
commercial lighting | 8ft LFL: T8 F59 - High Efficiency | 2048 | CAPITAL | REPLACEMENT | office-large | USD/gigalumen_year | us | us | 106925803398.671
commercial lighting | 8ft LFL: T8 F59 - High Efficiency | 2048 | CAPITAL | REPLACEMENT | office-small | USD/gigalumen_year | us | us | 106925803398.671
commercial lighting | 8ft LFL: T8 F59 - High Efficiency | 2048 | CAPITAL | REPLACEMENT | other | USD/gigalumen_year | us | us | 106925803398.671
commercial lighting | 8ft LFL: T8 F59 - High Efficiency | 2048 | CAPITAL | REPLACEMENT | warehouse | USD/gigalumen_year | us | us | 106925803398.671
commercial lighting | 8ft LFL: T8 F59 - High Efficiency | 2048 | FIXED_OM | NEW | assembly | USD/gigalumen_year | us | us | 6389239570.3951
commercial lighting | 8ft LFL: T8 F59 - High Efficiency | 2048 | FIXED_OM | NEW | education | USD/gigalumen_year | us | us | 6389239570.3951
commercial lighting | 8ft LFL: T8 F59 - High Efficiency | 2048 | FIXED_OM | NEW | food sales | USD/gigalumen_year | us | us | 6389239570.3951
commercial lighting | 8ft LFL: T8 F59 - High Efficiency | 2048 | FIXED_OM | NEW | food service | USD/gigalumen_year | us | us | 6389239570.3951
commercial lighting | 8ft LFL: T8 F59 - High Efficiency | 2048 | FIXED_OM | NEW | health | USD/gigalumen_year | us | us | 6389239570.3951
commercial lighting | 8ft LFL: T8 F59 - High Efficiency | 2048 | FIXED_OM | NEW | lodging | USD/gigalumen_year | us | us | 6389239570.3951
commercial lighting | 8ft LFL: T8 F59 - High Efficiency | 2048 | FIXED_OM | NEW | merc/service | USD/gigalumen_year | us | us | 6389239570.3951
commercial lighting | 8ft LFL: T8 F59 - High Efficiency | 2048 | FIXED_OM | NEW | office-large | USD/gigalumen_year | us | us | 6389239570.3951
commercial lighting | 8ft LFL: T8 F59 - High Efficiency | 2048 | FIXED_OM | NEW | office-small | USD/gigalumen_year | us | us | 6389239570.3951
commercial lighting | 8ft LFL: T8 F59 - High Efficiency | 2048 | FIXED_OM | NEW | other | USD/gigalumen_year | us | us | 6389239570.3951
commercial lighting | 8ft LFL: T8 F59 - High Efficiency | 2048 | FIXED_OM | NEW | warehouse | USD/gigalumen_year | us | us | 6389239570.3951
commercial lighting | 8ft LFL: T8 F59 - High Efficiency | 2048 | FIXED_OM | REPLACEMENT | assembly | USD/gigalumen_year | us | us | 6389239570.3951
commercial lighting | 8ft LFL: T8 F59 - High Efficiency | 2048 | FIXED_OM | REPLACEMENT | education | USD/gigalumen_year | us | us | 6389239570.3951
commercial lighting | 8ft LFL: T8 F59 - High Efficiency | 2048 | FIXED_OM | REPLACEMENT | food sales | USD/gigalumen_year | us | us | 6389239570.3951
commercial lighting | 8ft LFL: T8 F59 - High Efficiency | 2048 | FIXED_OM | REPLACEMENT | food service | USD/gigalumen_year | us | us | 6389239570.3951
commercial lighting | 8ft LFL: T8 F59 - High Efficiency | 2048 | FIXED_OM | REPLACEMENT | health | USD/gigalumen_year | us | us | 6389239570.3951
commercial lighting | 8ft LFL: T8 F59 - High Efficiency | 2048 | FIXED_OM | REPLACEMENT | lodging | USD/gigalumen_year | us | us | 6389239570.3951
commercial lighting | 8ft LFL: T8 F59 - High Efficiency | 2048 | FIXED_OM | REPLACEMENT | merc/service | USD/gigalumen_year | us | us | 6389239570.3951
commercial lighting | 8ft LFL: T8 F59 - High Efficiency | 2048 | FIXED_OM | REPLACEMENT | office-large | USD/gigalumen_year | us | us | 6389239570.3951
commercial lighting | 8ft LFL: T8 F59 - High Efficiency | 2048 | FIXED_OM | REPLACEMENT | office-small | USD/gigalumen_year | us | us | 6389239570.3951
commercial lighting | 8ft LFL: T8 F59 - High Efficiency | 2048 | FIXED_OM | REPLACEMENT | other | USD/gigalumen_year | us | us | 6389239570.3951
commercial lighting | 8ft LFL: T8 F59 - High Efficiency | 2048 | FIXED_OM | REPLACEMENT | warehouse | USD/gigalumen_year | us | us | 6389239570.3951
commercial lighting | 8ft LFL: T8 F59 - High Efficiency | 2049 | CAPITAL | NEW | assembly | USD/gigalumen_year | us | us | 106925803398.671
commercial lighting | 8ft LFL: T8 F59 - High Efficiency | 2049 | CAPITAL | NEW | education | USD/gigalumen_year | us | us | 106925803398.671
commercial lighting | 8ft LFL: T8 F59 - High Efficiency | 2049 | CAPITAL | NEW | food sales | USD/gigalumen_year | us | us | 106925803398.671
commercial lighting | 8ft LFL: T8 F59 - High Efficiency | 2049 | CAPITAL | NEW | food service | USD/gigalumen_year | us | us | 106925803398.671
commercial lighting | 8ft LFL: T8 F59 - High Efficiency | 2049 | CAPITAL | NEW | health | USD/gigalumen_year | us | us | 106925803398.671
commercial lighting | 8ft LFL: T8 F59 - High Efficiency | 2049 | CAPITAL | NEW | lodging | USD/gigalumen_year | us | us | 106925803398.671
commercial lighting | 8ft LFL: T8 F59 - High Efficiency | 2049 | CAPITAL | NEW | merc/service | USD/gigalumen_year | us | us | 106925803398.671
commercial lighting | 8ft LFL: T8 F59 - High Efficiency | 2049 | CAPITAL | NEW | office-large | USD/gigalumen_year | us | us | 106925803398.671
commercial lighting | 8ft LFL: T8 F59 - High Efficiency | 2049 | CAPITAL | NEW | office-small | USD/gigalumen_year | us | us | 106925803398.671
commercial lighting | 8ft LFL: T8 F59 - High Efficiency | 2049 | CAPITAL | NEW | other | USD/gigalumen_year | us | us | 106925803398.671
commercial lighting | 8ft LFL: T8 F59 - High Efficiency | 2049 | CAPITAL | NEW | warehouse | USD/gigalumen_year | us | us | 106925803398.671
commercial lighting | 8ft LFL: T8 F59 - High Efficiency | 2049 | CAPITAL | REPLACEMENT | assembly | USD/gigalumen_year | us | us | 106925803398.671
commercial lighting | 8ft LFL: T8 F59 - High Efficiency | 2049 | CAPITAL | REPLACEMENT | education | USD/gigalumen_year | us | us | 106925803398.671
commercial lighting | 8ft LFL: T8 F59 - High Efficiency | 2049 | CAPITAL | REPLACEMENT | food sales | USD/gigalumen_year | us | us | 106925803398.671
commercial lighting | 8ft LFL: T8 F59 - High Efficiency | 2049 | CAPITAL | REPLACEMENT | food service | USD/gigalumen_year | us | us | 106925803398.671
commercial lighting | 8ft LFL: T8 F59 - High Efficiency | 2049 | CAPITAL | REPLACEMENT | health | USD/gigalumen_year | us | us | 106925803398.671
commercial lighting | 8ft LFL: T8 F59 - High Efficiency | 2049 | CAPITAL | REPLACEMENT | lodging | USD/gigalumen_year | us | us | 106925803398.671
commercial lighting | 8ft LFL: T8 F59 - High Efficiency | 2049 | CAPITAL | REPLACEMENT | merc/service | USD/gigalumen_year | us | us | 106925803398.671
commercial lighting | 8ft LFL: T8 F59 - High Efficiency | 2049 | CAPITAL | REPLACEMENT | office-large | USD/gigalumen_year | us | us | 106925803398.671
commercial lighting | 8ft LFL: T8 F59 - High Efficiency | 2049 | CAPITAL | REPLACEMENT | office-small | USD/gigalumen_year | us | us | 106925803398.671
commercial lighting | 8ft LFL: T8 F59 - High Efficiency | 2049 | CAPITAL | REPLACEMENT | other | USD/gigalumen_year | us | us | 106925803398.671
commercial lighting | 8ft LFL: T8 F59 - High Efficiency | 2049 | CAPITAL | REPLACEMENT | warehouse | USD/gigalumen_year | us | us | 106925803398.671
commercial lighting | 8ft LFL: T8 F59 - High Efficiency | 2049 | FIXED_OM | NEW | assembly | USD/gigalumen_year | us | us | 6389239570.3951
commercial lighting | 8ft LFL: T8 F59 - High Efficiency | 2049 | FIXED_OM | NEW | education | USD/gigalumen_year | us | us | 6389239570.3951
commercial lighting | 8ft LFL: T8 F59 - High Efficiency | 2049 | FIXED_OM | NEW | food sales | USD/gigalumen_year | us | us | 6389239570.3951
commercial lighting | 8ft LFL: T8 F59 - High Efficiency | 2049 | FIXED_OM | NEW | food service | USD/gigalumen_year | us | us | 6389239570.3951
commercial lighting | 8ft LFL: T8 F59 - High Efficiency | 2049 | FIXED_OM | NEW | health | USD/gigalumen_year | us | us | 6389239570.3951
commercial lighting | 8ft LFL: T8 F59 - High Efficiency | 2049 | FIXED_OM | NEW | lodging | USD/gigalumen_year | us | us | 6389239570.3951
commercial lighting | 8ft LFL: T8 F59 - High Efficiency | 2049 | FIXED_OM | NEW | merc/service | USD/gigalumen_year | us | us | 6389239570.3951
commercial lighting | 8ft LFL: T8 F59 - High Efficiency | 2049 | FIXED_OM | NEW | office-large | USD/gigalumen_year | us | us | 6389239570.3951
commercial lighting | 8ft LFL: T8 F59 - High Efficiency | 2049 | FIXED_OM | NEW | office-small | USD/gigalumen_year | us | us | 6389239570.3951
commercial lighting | 8ft LFL: T8 F59 - High Efficiency | 2049 | FIXED_OM | NEW | other | USD/gigalumen_year | us | us | 6389239570.3951
commercial lighting | 8ft LFL: T8 F59 - High Efficiency | 2049 | FIXED_OM | NEW | warehouse | USD/gigalumen_year | us | us | 6389239570.3951
commercial lighting | 8ft LFL: T8 F59 - High Efficiency | 2049 | FIXED_OM | REPLACEMENT | assembly | USD/gigalumen_year | us | us | 6389239570.3951
commercial lighting | 8ft LFL: T8 F59 - High Efficiency | 2049 | FIXED_OM | REPLACEMENT | education | USD/gigalumen_year | us | us | 6389239570.3951
commercial lighting | 8ft LFL: T8 F59 - High Efficiency | 2049 | FIXED_OM | REPLACEMENT | food sales | USD/gigalumen_year | us | us | 6389239570.3951
commercial lighting | 8ft LFL: T8 F59 - High Efficiency | 2049 | FIXED_OM | REPLACEMENT | food service | USD/gigalumen_year | us | us | 6389239570.3951
commercial lighting | 8ft LFL: T8 F59 - High Efficiency | 2049 | FIXED_OM | REPLACEMENT | health | USD/gigalumen_year | us | us | 6389239570.3951
commercial lighting | 8ft LFL: T8 F59 - High Efficiency | 2049 | FIXED_OM | REPLACEMENT | lodging | USD/gigalumen_year | us | us | 6389239570.3951
commercial lighting | 8ft LFL: T8 F59 - High Efficiency | 2049 | FIXED_OM | REPLACEMENT | merc/service | USD/gigalumen_year | us | us | 6389239570.3951
commercial lighting | 8ft LFL: T8 F59 - High Efficiency | 2049 | FIXED_OM | REPLACEMENT | office-large | USD/gigalumen_year | us | us | 6389239570.3951
commercial lighting | 8ft LFL: T8 F59 - High Efficiency | 2049 | FIXED_OM | REPLACEMENT | office-small | USD/gigalumen_year | us | us | 6389239570.3951
commercial lighting | 8ft LFL: T8 F59 - High Efficiency | 2049 | FIXED_OM | REPLACEMENT | other | USD/gigalumen_year | us | us | 6389239570.3951
commercial lighting | 8ft LFL: T8 F59 - High Efficiency | 2049 | FIXED_OM | REPLACEMENT | warehouse | USD/gigalumen_year | us | us | 6389239570.3951
commercial lighting | 8ft LFL: T8 F59 - High Efficiency | 2050 | CAPITAL | NEW | assembly | USD/gigalumen_year | us | us | 106925803398.671
commercial lighting | 8ft LFL: T8 F59 - High Efficiency | 2050 | CAPITAL | NEW | education | USD/gigalumen_year | us | us | 106925803398.671
commercial lighting | 8ft LFL: T8 F59 - High Efficiency | 2050 | CAPITAL | NEW | food sales | USD/gigalumen_year | us | us | 106925803398.671
commercial lighting | 8ft LFL: T8 F59 - High Efficiency | 2050 | CAPITAL | NEW | food service | USD/gigalumen_year | us | us | 106925803398.671
commercial lighting | 8ft LFL: T8 F59 - High Efficiency | 2050 | CAPITAL | NEW | health | USD/gigalumen_year | us | us | 106925803398.671
commercial lighting | 8ft LFL: T8 F59 - High Efficiency | 2050 | CAPITAL | NEW | lodging | USD/gigalumen_year | us | us | 106925803398.671
commercial lighting | 8ft LFL: T8 F59 - High Efficiency | 2050 | CAPITAL | NEW | merc/service | USD/gigalumen_year | us | us | 106925803398.671
commercial lighting | 8ft LFL: T8 F59 - High Efficiency | 2050 | CAPITAL | NEW | office-large | USD/gigalumen_year | us | us | 106925803398.671
commercial lighting | 8ft LFL: T8 F59 - High Efficiency | 2050 | CAPITAL | NEW | office-small | USD/gigalumen_year | us | us | 106925803398.671
commercial lighting | 8ft LFL: T8 F59 - High Efficiency | 2050 | CAPITAL | NEW | other | USD/gigalumen_year | us | us | 106925803398.671
commercial lighting | 8ft LFL: T8 F59 - High Efficiency | 2050 | CAPITAL | NEW | warehouse | USD/gigalumen_year | us | us | 106925803398.671
commercial lighting | 8ft LFL: T8 F59 - High Efficiency | 2050 | CAPITAL | REPLACEMENT | assembly | USD/gigalumen_year | us | us | 106925803398.671
commercial lighting | 8ft LFL: T8 F59 - High Efficiency | 2050 | CAPITAL | REPLACEMENT | education | USD/gigalumen_year | us | us | 106925803398.671
commercial lighting | 8ft LFL: T8 F59 - High Efficiency | 2050 | CAPITAL | REPLACEMENT | food sales | USD/gigalumen_year | us | us | 106925803398.671
commercial lighting | 8ft LFL: T8 F59 - High Efficiency | 2050 | CAPITAL | REPLACEMENT | food service | USD/gigalumen_year | us | us | 106925803398.671
commercial lighting | 8ft LFL: T8 F59 - High Efficiency | 2050 | CAPITAL | REPLACEMENT | health | USD/gigalumen_year | us | us | 106925803398.671
commercial lighting | 8ft LFL: T8 F59 - High Efficiency | 2050 | CAPITAL | REPLACEMENT | lodging | USD/gigalumen_year | us | us | 106925803398.671
commercial lighting | 8ft LFL: T8 F59 - High Efficiency | 2050 | CAPITAL | REPLACEMENT | merc/service | USD/gigalumen_year | us | us | 106925803398.671
commercial lighting | 8ft LFL: T8 F59 - High Efficiency | 2050 | CAPITAL | REPLACEMENT | office-large | USD/gigalumen_year | us | us | 106925803398.671
commercial lighting | 8ft LFL: T8 F59 - High Efficiency | 2050 | CAPITAL | REPLACEMENT | office-small | USD/gigalumen_year | us | us | 106925803398.671
commercial lighting | 8ft LFL: T8 F59 - High Efficiency | 2050 | CAPITAL | REPLACEMENT | other | USD/gigalumen_year | us | us | 106925803398.671
commercial lighting | 8ft LFL: T8 F59 - High Efficiency | 2050 | CAPITAL | REPLACEMENT | warehouse | USD/gigalumen_year | us | us | 106925803398.671
commercial lighting | 8ft LFL: T8 F59 - High Efficiency | 2050 | FIXED_OM | NEW | assembly | USD/gigalumen_year | us | us | 6389239570.3951
commercial lighting | 8ft LFL: T8 F59 - High Efficiency | 2050 | FIXED_OM | NEW | education | USD/gigalumen_year | us | us | 6389239570.3951
commercial lighting | 8ft LFL: T8 F59 - High Efficiency | 2050 | FIXED_OM | NEW | food sales | USD/gigalumen_year | us | us | 6389239570.3951
commercial lighting | 8ft LFL: T8 F59 - High Efficiency | 2050 | FIXED_OM | NEW | food service | USD/gigalumen_year | us | us | 6389239570.3951
commercial lighting | 8ft LFL: T8 F59 - High Efficiency | 2050 | FIXED_OM | NEW | health | USD/gigalumen_year | us | us | 6389239570.3951
commercial lighting | 8ft LFL: T8 F59 - High Efficiency | 2050 | FIXED_OM | NEW | lodging | USD/gigalumen_year | us | us | 6389239570.3951
commercial lighting | 8ft LFL: T8 F59 - High Efficiency | 2050 | FIXED_OM | NEW | merc/service | USD/gigalumen_year | us | us | 6389239570.3951
commercial lighting | 8ft LFL: T8 F59 - High Efficiency | 2050 | FIXED_OM | NEW | office-large | USD/gigalumen_year | us | us | 6389239570.3951
commercial lighting | 8ft LFL: T8 F59 - High Efficiency | 2050 | FIXED_OM | NEW | office-small | USD/gigalumen_year | us | us | 6389239570.3951
commercial lighting | 8ft LFL: T8 F59 - High Efficiency | 2050 | FIXED_OM | NEW | other | USD/gigalumen_year | us | us | 6389239570.3951
commercial lighting | 8ft LFL: T8 F59 - High Efficiency | 2050 | FIXED_OM | NEW | warehouse | USD/gigalumen_year | us | us | 6389239570.3951
commercial lighting | 8ft LFL: T8 F59 - High Efficiency | 2050 | FIXED_OM | REPLACEMENT | assembly | USD/gigalumen_year | us | us | 6389239570.3951
commercial lighting | 8ft LFL: T8 F59 - High Efficiency | 2050 | FIXED_OM | REPLACEMENT | education | USD/gigalumen_year | us | us | 6389239570.3951
commercial lighting | 8ft LFL: T8 F59 - High Efficiency | 2050 | FIXED_OM | REPLACEMENT | food sales | USD/gigalumen_year | us | us | 6389239570.3951
commercial lighting | 8ft LFL: T8 F59 - High Efficiency | 2050 | FIXED_OM | REPLACEMENT | food service | USD/gigalumen_year | us | us | 6389239570.3951
commercial lighting | 8ft LFL: T8 F59 - High Efficiency | 2050 | FIXED_OM | REPLACEMENT | health | USD/gigalumen_year | us | us | 6389239570.3951
commercial lighting | 8ft LFL: T8 F59 - High Efficiency | 2050 | FIXED_OM | REPLACEMENT | lodging | USD/gigalumen_year | us | us | 6389239570.3951
commercial lighting | 8ft LFL: T8 F59 - High Efficiency | 2050 | FIXED_OM | REPLACEMENT | merc/service | USD/gigalumen_year | us | us | 6389239570.3951
commercial lighting | 8ft LFL: T8 F59 - High Efficiency | 2050 | FIXED_OM | REPLACEMENT | office-large | USD/gigalumen_year | us | us | 6389239570.3951
commercial lighting | 8ft LFL: T8 F59 - High Efficiency | 2050 | FIXED_OM | REPLACEMENT | office-small | USD/gigalumen_year | us | us | 6389239570.3951
commercial lighting | 8ft LFL: T8 F59 - High Efficiency | 2050 | FIXED_OM | REPLACEMENT | other | USD/gigalumen_year | us | us | 6389239570.3951
commercial lighting | 8ft LFL: T8 F59 - High Efficiency | 2050 | FIXED_OM | REPLACEMENT | warehouse | USD/gigalumen_year | us | us | 6389239570.3951
commercial lighting | 8ft LFL: T8 F59 HE | 2020 | CAPITAL | NEW | assembly | USD/gigalumen_year | us | us | 127314994380.667
commercial lighting | 8ft LFL: T8 F59 HE | 2020 | CAPITAL | NEW | education | USD/gigalumen_year | us | us | 127314994380.667
commercial lighting | 8ft LFL: T8 F59 HE | 2020 | CAPITAL | NEW | food sales | USD/gigalumen_year | us | us | 127314994380.667
commercial lighting | 8ft LFL: T8 F59 HE | 2020 | CAPITAL | NEW | food service | USD/gigalumen_year | us | us | 127314994380.667
commercial lighting | 8ft LFL: T8 F59 HE | 2020 | CAPITAL | NEW | health | USD/gigalumen_year | us | us | 127314994380.667
commercial lighting | 8ft LFL: T8 F59 HE | 2020 | CAPITAL | NEW | lodging | USD/gigalumen_year | us | us | 127314994380.667
commercial lighting | 8ft LFL: T8 F59 HE | 2020 | CAPITAL | NEW | merc/service | USD/gigalumen_year | us | us | 127314994380.667
commercial lighting | 8ft LFL: T8 F59 HE | 2020 | CAPITAL | NEW | office-large | USD/gigalumen_year | us | us | 127314994380.667
commercial lighting | 8ft LFL: T8 F59 HE | 2020 | CAPITAL | NEW | office-small | USD/gigalumen_year | us | us | 127314994380.667
commercial lighting | 8ft LFL: T8 F59 HE | 2020 | CAPITAL | NEW | other | USD/gigalumen_year | us | us | 127314994380.667
commercial lighting | 8ft LFL: T8 F59 HE | 2020 | CAPITAL | NEW | warehouse | USD/gigalumen_year | us | us | 127314994380.667
commercial lighting | 8ft LFL: T8 F59 HE | 2020 | CAPITAL | REPLACEMENT | assembly | USD/gigalumen_year | us | us | 127314994380.667
commercial lighting | 8ft LFL: T8 F59 HE | 2020 | CAPITAL | REPLACEMENT | education | USD/gigalumen_year | us | us | 127314994380.667
commercial lighting | 8ft LFL: T8 F59 HE | 2020 | CAPITAL | REPLACEMENT | food sales | USD/gigalumen_year | us | us | 127314994380.667
commercial lighting | 8ft LFL: T8 F59 HE | 2020 | CAPITAL | REPLACEMENT | food service | USD/gigalumen_year | us | us | 127314994380.667
commercial lighting | 8ft LFL: T8 F59 HE | 2020 | CAPITAL | REPLACEMENT | health | USD/gigalumen_year | us | us | 127314994380.667
commercial lighting | 8ft LFL: T8 F59 HE | 2020 | CAPITAL | REPLACEMENT | lodging | USD/gigalumen_year | us | us | 127314994380.667
commercial lighting | 8ft LFL: T8 F59 HE | 2020 | CAPITAL | REPLACEMENT | merc/service | USD/gigalumen_year | us | us | 127314994380.667
commercial lighting | 8ft LFL: T8 F59 HE | 2020 | CAPITAL | REPLACEMENT | office-large | USD/gigalumen_year | us | us | 127314994380.667
commercial lighting | 8ft LFL: T8 F59 HE | 2020 | CAPITAL | REPLACEMENT | office-small | USD/gigalumen_year | us | us | 127314994380.667
commercial lighting | 8ft LFL: T8 F59 HE | 2020 | CAPITAL | REPLACEMENT | other | USD/gigalumen_year | us | us | 127314994380.667
commercial lighting | 8ft LFL: T8 F59 HE | 2020 | CAPITAL | REPLACEMENT | warehouse | USD/gigalumen_year | us | us | 127314994380.667
commercial lighting | 8ft LFL: T8 F59 HE | 2020 | FIXED_OM | NEW | assembly | USD/gigalumen_year | us | us | 7892590057.5469
commercial lighting | 8ft LFL: T8 F59 HE | 2020 | FIXED_OM | NEW | education | USD/gigalumen_year | us | us | 7892590057.5469
commercial lighting | 8ft LFL: T8 F59 HE | 2020 | FIXED_OM | NEW | food sales | USD/gigalumen_year | us | us | 7892590057.5469
commercial lighting | 8ft LFL: T8 F59 HE | 2020 | FIXED_OM | NEW | food service | USD/gigalumen_year | us | us | 7892590057.5469
commercial lighting | 8ft LFL: T8 F59 HE | 2020 | FIXED_OM | NEW | health | USD/gigalumen_year | us | us | 7892590057.5469
commercial lighting | 8ft LFL: T8 F59 HE | 2020 | FIXED_OM | NEW | lodging | USD/gigalumen_year | us | us | 7892590057.5469
commercial lighting | 8ft LFL: T8 F59 HE | 2020 | FIXED_OM | NEW | merc/service | USD/gigalumen_year | us | us | 7892590057.5469
commercial lighting | 8ft LFL: T8 F59 HE | 2020 | FIXED_OM | NEW | office-large | USD/gigalumen_year | us | us | 7892590057.5469
commercial lighting | 8ft LFL: T8 F59 HE | 2020 | FIXED_OM | NEW | office-small | USD/gigalumen_year | us | us | 7892590057.5469
commercial lighting | 8ft LFL: T8 F59 HE | 2020 | FIXED_OM | NEW | other | USD/gigalumen_year | us | us | 7892590057.5469
commercial lighting | 8ft LFL: T8 F59 HE | 2020 | FIXED_OM | NEW | warehouse | USD/gigalumen_year | us | us | 7892590057.5469
commercial lighting | 8ft LFL: T8 F59 HE | 2020 | FIXED_OM | REPLACEMENT | assembly | USD/gigalumen_year | us | us | 7892590057.5469
commercial lighting | 8ft LFL: T8 F59 HE | 2020 | FIXED_OM | REPLACEMENT | education | USD/gigalumen_year | us | us | 7892590057.5469
commercial lighting | 8ft LFL: T8 F59 HE | 2020 | FIXED_OM | REPLACEMENT | food sales | USD/gigalumen_year | us | us | 7892590057.5469
commercial lighting | 8ft LFL: T8 F59 HE | 2020 | FIXED_OM | REPLACEMENT | food service | USD/gigalumen_year | us | us | 7892590057.5469
commercial lighting | 8ft LFL: T8 F59 HE | 2020 | FIXED_OM | REPLACEMENT | health | USD/gigalumen_year | us | us | 7892590057.5469
commercial lighting | 8ft LFL: T8 F59 HE | 2020 | FIXED_OM | REPLACEMENT | lodging | USD/gigalumen_year | us | us | 7892590057.5469
commercial lighting | 8ft LFL: T8 F59 HE | 2020 | FIXED_OM | REPLACEMENT | merc/service | USD/gigalumen_year | us | us | 7892590057.5469
commercial lighting | 8ft LFL: T8 F59 HE | 2020 | FIXED_OM | REPLACEMENT | office-large | USD/gigalumen_year | us | us | 7892590057.5469
commercial lighting | 8ft LFL: T8 F59 HE | 2020 | FIXED_OM | REPLACEMENT | office-small | USD/gigalumen_year | us | us | 7892590057.5469
commercial lighting | 8ft LFL: T8 F59 HE | 2020 | FIXED_OM | REPLACEMENT | other | USD/gigalumen_year | us | us | 7892590057.5469
commercial lighting | 8ft LFL: T8 F59 HE | 2020 | FIXED_OM | REPLACEMENT | warehouse | USD/gigalumen_year | us | us | 7892590057.5469
commercial lighting | 8ft LFL: T8 F59 HE | 2021 | CAPITAL | NEW | assembly | USD/gigalumen_year | us | us | 127033116164.326
commercial lighting | 8ft LFL: T8 F59 HE | 2021 | CAPITAL | NEW | education | USD/gigalumen_year | us | us | 127033116164.326
commercial lighting | 8ft LFL: T8 F59 HE | 2021 | CAPITAL | NEW | food sales | USD/gigalumen_year | us | us | 127033116164.326
commercial lighting | 8ft LFL: T8 F59 HE | 2021 | CAPITAL | NEW | food service | USD/gigalumen_year | us | us | 127033116164.326
commercial lighting | 8ft LFL: T8 F59 HE | 2021 | CAPITAL | NEW | health | USD/gigalumen_year | us | us | 127033116164.326
commercial lighting | 8ft LFL: T8 F59 HE | 2021 | CAPITAL | NEW | lodging | USD/gigalumen_year | us | us | 127033116164.326
commercial lighting | 8ft LFL: T8 F59 HE | 2021 | CAPITAL | NEW | merc/service | USD/gigalumen_year | us | us | 127033116164.326
commercial lighting | 8ft LFL: T8 F59 HE | 2021 | CAPITAL | NEW | office-large | USD/gigalumen_year | us | us | 127033116164.326
commercial lighting | 8ft LFL: T8 F59 HE | 2021 | CAPITAL | NEW | office-small | USD/gigalumen_year | us | us | 127033116164.326
commercial lighting | 8ft LFL: T8 F59 HE | 2021 | CAPITAL | NEW | other | USD/gigalumen_year | us | us | 127033116164.326
commercial lighting | 8ft LFL: T8 F59 HE | 2021 | CAPITAL | NEW | warehouse | USD/gigalumen_year | us | us | 127033116164.326
commercial lighting | 8ft LFL: T8 F59 HE | 2021 | CAPITAL | REPLACEMENT | assembly | USD/gigalumen_year | us | us | 127033116164.326
commercial lighting | 8ft LFL: T8 F59 HE | 2021 | CAPITAL | REPLACEMENT | education | USD/gigalumen_year | us | us | 127033116164.326
commercial lighting | 8ft LFL: T8 F59 HE | 2021 | CAPITAL | REPLACEMENT | food sales | USD/gigalumen_year | us | us | 127033116164.326
commercial lighting | 8ft LFL: T8 F59 HE | 2021 | CAPITAL | REPLACEMENT | food service | USD/gigalumen_year | us | us | 127033116164.326
commercial lighting | 8ft LFL: T8 F59 HE | 2021 | CAPITAL | REPLACEMENT | health | USD/gigalumen_year | us | us | 127033116164.326
commercial lighting | 8ft LFL: T8 F59 HE | 2021 | CAPITAL | REPLACEMENT | lodging | USD/gigalumen_year | us | us | 127033116164.326
commercial lighting | 8ft LFL: T8 F59 HE | 2021 | CAPITAL | REPLACEMENT | merc/service | USD/gigalumen_year | us | us | 127033116164.326
commercial lighting | 8ft LFL: T8 F59 HE | 2021 | CAPITAL | REPLACEMENT | office-large | USD/gigalumen_year | us | us | 127033116164.326
commercial lighting | 8ft LFL: T8 F59 HE | 2021 | CAPITAL | REPLACEMENT | office-small | USD/gigalumen_year | us | us | 127033116164.326
commercial lighting | 8ft LFL: T8 F59 HE | 2021 | CAPITAL | REPLACEMENT | other | USD/gigalumen_year | us | us | 127033116164.326
commercial lighting | 8ft LFL: T8 F59 HE | 2021 | CAPITAL | REPLACEMENT | warehouse | USD/gigalumen_year | us | us | 127033116164.326
commercial lighting | 8ft LFL: T8 F59 HE | 2021 | FIXED_OM | NEW | assembly | USD/gigalumen_year | us | us | 7836214414.2787
commercial lighting | 8ft LFL: T8 F59 HE | 2021 | FIXED_OM | NEW | education | USD/gigalumen_year | us | us | 7836214414.2787
commercial lighting | 8ft LFL: T8 F59 HE | 2021 | FIXED_OM | NEW | food sales | USD/gigalumen_year | us | us | 7836214414.2787
commercial lighting | 8ft LFL: T8 F59 HE | 2021 | FIXED_OM | NEW | food service | USD/gigalumen_year | us | us | 7836214414.2787
commercial lighting | 8ft LFL: T8 F59 HE | 2021 | FIXED_OM | NEW | health | USD/gigalumen_year | us | us | 7836214414.2787
commercial lighting | 8ft LFL: T8 F59 HE | 2021 | FIXED_OM | NEW | lodging | USD/gigalumen_year | us | us | 7836214414.2787
commercial lighting | 8ft LFL: T8 F59 HE | 2021 | FIXED_OM | NEW | merc/service | USD/gigalumen_year | us | us | 7836214414.2787
commercial lighting | 8ft LFL: T8 F59 HE | 2021 | FIXED_OM | NEW | office-large | USD/gigalumen_year | us | us | 7836214414.2787
commercial lighting | 8ft LFL: T8 F59 HE | 2021 | FIXED_OM | NEW | office-small | USD/gigalumen_year | us | us | 7836214414.2787
commercial lighting | 8ft LFL: T8 F59 HE | 2021 | FIXED_OM | NEW | other | USD/gigalumen_year | us | us | 7836214414.2787
commercial lighting | 8ft LFL: T8 F59 HE | 2021 | FIXED_OM | NEW | warehouse | USD/gigalumen_year | us | us | 7836214414.2787
commercial lighting | 8ft LFL: T8 F59 HE | 2021 | FIXED_OM | REPLACEMENT | assembly | USD/gigalumen_year | us | us | 7836214414.2787
commercial lighting | 8ft LFL: T8 F59 HE | 2021 | FIXED_OM | REPLACEMENT | education | USD/gigalumen_year | us | us | 7836214414.2787
commercial lighting | 8ft LFL: T8 F59 HE | 2021 | FIXED_OM | REPLACEMENT | food sales | USD/gigalumen_year | us | us | 7836214414.2787
commercial lighting | 8ft LFL: T8 F59 HE | 2021 | FIXED_OM | REPLACEMENT | food service | USD/gigalumen_year | us | us | 7836214414.2787
commercial lighting | 8ft LFL: T8 F59 HE | 2021 | FIXED_OM | REPLACEMENT | health | USD/gigalumen_year | us | us | 7836214414.2787
commercial lighting | 8ft LFL: T8 F59 HE | 2021 | FIXED_OM | REPLACEMENT | lodging | USD/gigalumen_year | us | us | 7836214414.2787
commercial lighting | 8ft LFL: T8 F59 HE | 2021 | FIXED_OM | REPLACEMENT | merc/service | USD/gigalumen_year | us | us | 7836214414.2787
commercial lighting | 8ft LFL: T8 F59 HE | 2021 | FIXED_OM | REPLACEMENT | office-large | USD/gigalumen_year | us | us | 7836214414.2787
commercial lighting | 8ft LFL: T8 F59 HE | 2021 | FIXED_OM | REPLACEMENT | office-small | USD/gigalumen_year | us | us | 7836214414.2787
commercial lighting | 8ft LFL: T8 F59 HE | 2021 | FIXED_OM | REPLACEMENT | other | USD/gigalumen_year | us | us | 7836214414.2787
commercial lighting | 8ft LFL: T8 F59 HE | 2021 | FIXED_OM | REPLACEMENT | warehouse | USD/gigalumen_year | us | us | 7836214414.2787
commercial lighting | 8ft LFL: T8 F59 HE | 2022 | CAPITAL | NEW | assembly | USD/gigalumen_year | us | us | 126751237947.985
commercial lighting | 8ft LFL: T8 F59 HE | 2022 | CAPITAL | NEW | education | USD/gigalumen_year | us | us | 126751237947.985
commercial lighting | 8ft LFL: T8 F59 HE | 2022 | CAPITAL | NEW | food sales | USD/gigalumen_year | us | us | 126751237947.985
commercial lighting | 8ft LFL: T8 F59 HE | 2022 | CAPITAL | NEW | food service | USD/gigalumen_year | us | us | 126751237947.985
commercial lighting | 8ft LFL: T8 F59 HE | 2022 | CAPITAL | NEW | health | USD/gigalumen_year | us | us | 126751237947.985
commercial lighting | 8ft LFL: T8 F59 HE | 2022 | CAPITAL | NEW | lodging | USD/gigalumen_year | us | us | 126751237947.985
commercial lighting | 8ft LFL: T8 F59 HE | 2022 | CAPITAL | NEW | merc/service | USD/gigalumen_year | us | us | 126751237947.985
commercial lighting | 8ft LFL: T8 F59 HE | 2022 | CAPITAL | NEW | office-large | USD/gigalumen_year | us | us | 126751237947.985
commercial lighting | 8ft LFL: T8 F59 HE | 2022 | CAPITAL | NEW | office-small | USD/gigalumen_year | us | us | 126751237947.985
commercial lighting | 8ft LFL: T8 F59 HE | 2022 | CAPITAL | NEW | other | USD/gigalumen_year | us | us | 126751237947.985
commercial lighting | 8ft LFL: T8 F59 HE | 2022 | CAPITAL | NEW | warehouse | USD/gigalumen_year | us | us | 126751237947.985
commercial lighting | 8ft LFL: T8 F59 HE | 2022 | CAPITAL | REPLACEMENT | assembly | USD/gigalumen_year | us | us | 126751237947.985
commercial lighting | 8ft LFL: T8 F59 HE | 2022 | CAPITAL | REPLACEMENT | education | USD/gigalumen_year | us | us | 126751237947.985
commercial lighting | 8ft LFL: T8 F59 HE | 2022 | CAPITAL | REPLACEMENT | food sales | USD/gigalumen_year | us | us | 126751237947.985
commercial lighting | 8ft LFL: T8 F59 HE | 2022 | CAPITAL | REPLACEMENT | food service | USD/gigalumen_year | us | us | 126751237947.985
commercial lighting | 8ft LFL: T8 F59 HE | 2022 | CAPITAL | REPLACEMENT | health | USD/gigalumen_year | us | us | 126751237947.985
commercial lighting | 8ft LFL: T8 F59 HE | 2022 | CAPITAL | REPLACEMENT | lodging | USD/gigalumen_year | us | us | 126751237947.985
commercial lighting | 8ft LFL: T8 F59 HE | 2022 | CAPITAL | REPLACEMENT | merc/service | USD/gigalumen_year | us | us | 126751237947.985
commercial lighting | 8ft LFL: T8 F59 HE | 2022 | CAPITAL | REPLACEMENT | office-large | USD/gigalumen_year | us | us | 126751237947.985
commercial lighting | 8ft LFL: T8 F59 HE | 2022 | CAPITAL | REPLACEMENT | office-small | USD/gigalumen_year | us | us | 126751237947.985
commercial lighting | 8ft LFL: T8 F59 HE | 2022 | CAPITAL | REPLACEMENT | other | USD/gigalumen_year | us | us | 126751237947.985
commercial lighting | 8ft LFL: T8 F59 HE | 2022 | CAPITAL | REPLACEMENT | warehouse | USD/gigalumen_year | us | us | 126751237947.985
commercial lighting | 8ft LFL: T8 F59 HE | 2022 | FIXED_OM | NEW | assembly | USD/gigalumen_year | us | us | 7779838771.0105
commercial lighting | 8ft LFL: T8 F59 HE | 2022 | FIXED_OM | NEW | education | USD/gigalumen_year | us | us | 7779838771.0105
commercial lighting | 8ft LFL: T8 F59 HE | 2022 | FIXED_OM | NEW | food sales | USD/gigalumen_year | us | us | 7779838771.0105
commercial lighting | 8ft LFL: T8 F59 HE | 2022 | FIXED_OM | NEW | food service | USD/gigalumen_year | us | us | 7779838771.0105
commercial lighting | 8ft LFL: T8 F59 HE | 2022 | FIXED_OM | NEW | health | USD/gigalumen_year | us | us | 7779838771.0105
commercial lighting | 8ft LFL: T8 F59 HE | 2022 | FIXED_OM | NEW | lodging | USD/gigalumen_year | us | us | 7779838771.0105
commercial lighting | 8ft LFL: T8 F59 HE | 2022 | FIXED_OM | NEW | merc/service | USD/gigalumen_year | us | us | 7779838771.0105
commercial lighting | 8ft LFL: T8 F59 HE | 2022 | FIXED_OM | NEW | office-large | USD/gigalumen_year | us | us | 7779838771.0105
commercial lighting | 8ft LFL: T8 F59 HE | 2022 | FIXED_OM | NEW | office-small | USD/gigalumen_year | us | us | 7779838771.0105
commercial lighting | 8ft LFL: T8 F59 HE | 2022 | FIXED_OM | NEW | other | USD/gigalumen_year | us | us | 7779838771.0105
commercial lighting | 8ft LFL: T8 F59 HE | 2022 | FIXED_OM | NEW | warehouse | USD/gigalumen_year | us | us | 7779838771.0105
commercial lighting | 8ft LFL: T8 F59 HE | 2022 | FIXED_OM | REPLACEMENT | assembly | USD/gigalumen_year | us | us | 7779838771.0105
commercial lighting | 8ft LFL: T8 F59 HE | 2022 | FIXED_OM | REPLACEMENT | education | USD/gigalumen_year | us | us | 7779838771.0105
commercial lighting | 8ft LFL: T8 F59 HE | 2022 | FIXED_OM | REPLACEMENT | food sales | USD/gigalumen_year | us | us | 7779838771.0105
commercial lighting | 8ft LFL: T8 F59 HE | 2022 | FIXED_OM | REPLACEMENT | food service | USD/gigalumen_year | us | us | 7779838771.0105
commercial lighting | 8ft LFL: T8 F59 HE | 2022 | FIXED_OM | REPLACEMENT | health | USD/gigalumen_year | us | us | 7779838771.0105
commercial lighting | 8ft LFL: T8 F59 HE | 2022 | FIXED_OM | REPLACEMENT | lodging | USD/gigalumen_year | us | us | 7779838771.0105
commercial lighting | 8ft LFL: T8 F59 HE | 2022 | FIXED_OM | REPLACEMENT | merc/service | USD/gigalumen_year | us | us | 7779838771.0105
commercial lighting | 8ft LFL: T8 F59 HE | 2022 | FIXED_OM | REPLACEMENT | office-large | USD/gigalumen_year | us | us | 7779838771.0105
commercial lighting | 8ft LFL: T8 F59 HE | 2022 | FIXED_OM | REPLACEMENT | office-small | USD/gigalumen_year | us | us | 7779838771.0105
commercial lighting | 8ft LFL: T8 F59 HE | 2022 | FIXED_OM | REPLACEMENT | other | USD/gigalumen_year | us | us | 7779838771.0105
commercial lighting | 8ft LFL: T8 F59 HE | 2022 | FIXED_OM | REPLACEMENT | warehouse | USD/gigalumen_year | us | us | 7779838771.0105
commercial lighting | 8ft LFL: T8 F59 HE | 2023 | CAPITAL | NEW | assembly | USD/gigalumen_year | us | us | 126469359731.644
commercial lighting | 8ft LFL: T8 F59 HE | 2023 | CAPITAL | NEW | education | USD/gigalumen_year | us | us | 126469359731.644
commercial lighting | 8ft LFL: T8 F59 HE | 2023 | CAPITAL | NEW | food sales | USD/gigalumen_year | us | us | 126469359731.644
commercial lighting | 8ft LFL: T8 F59 HE | 2023 | CAPITAL | NEW | food service | USD/gigalumen_year | us | us | 126469359731.644
commercial lighting | 8ft LFL: T8 F59 HE | 2023 | CAPITAL | NEW | health | USD/gigalumen_year | us | us | 126469359731.644
commercial lighting | 8ft LFL: T8 F59 HE | 2023 | CAPITAL | NEW | lodging | USD/gigalumen_year | us | us | 126469359731.644
commercial lighting | 8ft LFL: T8 F59 HE | 2023 | CAPITAL | NEW | merc/service | USD/gigalumen_year | us | us | 126469359731.644
commercial lighting | 8ft LFL: T8 F59 HE | 2023 | CAPITAL | NEW | office-large | USD/gigalumen_year | us | us | 126469359731.644
commercial lighting | 8ft LFL: T8 F59 HE | 2023 | CAPITAL | NEW | office-small | USD/gigalumen_year | us | us | 126469359731.644
commercial lighting | 8ft LFL: T8 F59 HE | 2023 | CAPITAL | NEW | other | USD/gigalumen_year | us | us | 126469359731.644
commercial lighting | 8ft LFL: T8 F59 HE | 2023 | CAPITAL | NEW | warehouse | USD/gigalumen_year | us | us | 126469359731.644
commercial lighting | 8ft LFL: T8 F59 HE | 2023 | CAPITAL | REPLACEMENT | assembly | USD/gigalumen_year | us | us | 126469359731.644
commercial lighting | 8ft LFL: T8 F59 HE | 2023 | CAPITAL | REPLACEMENT | education | USD/gigalumen_year | us | us | 126469359731.644
commercial lighting | 8ft LFL: T8 F59 HE | 2023 | CAPITAL | REPLACEMENT | food sales | USD/gigalumen_year | us | us | 126469359731.644
commercial lighting | 8ft LFL: T8 F59 HE | 2023 | CAPITAL | REPLACEMENT | food service | USD/gigalumen_year | us | us | 126469359731.644
commercial lighting | 8ft LFL: T8 F59 HE | 2023 | CAPITAL | REPLACEMENT | health | USD/gigalumen_year | us | us | 126469359731.644
commercial lighting | 8ft LFL: T8 F59 HE | 2023 | CAPITAL | REPLACEMENT | lodging | USD/gigalumen_year | us | us | 126469359731.644
commercial lighting | 8ft LFL: T8 F59 HE | 2023 | CAPITAL | REPLACEMENT | merc/service | USD/gigalumen_year | us | us | 126469359731.644
commercial lighting | 8ft LFL: T8 F59 HE | 2023 | CAPITAL | REPLACEMENT | office-large | USD/gigalumen_year | us | us | 126469359731.644
commercial lighting | 8ft LFL: T8 F59 HE | 2023 | CAPITAL | REPLACEMENT | office-small | USD/gigalumen_year | us | us | 126469359731.644
commercial lighting | 8ft LFL: T8 F59 HE | 2023 | CAPITAL | REPLACEMENT | other | USD/gigalumen_year | us | us | 126469359731.644
commercial lighting | 8ft LFL: T8 F59 HE | 2023 | CAPITAL | REPLACEMENT | warehouse | USD/gigalumen_year | us | us | 126469359731.644
commercial lighting | 8ft LFL: T8 F59 HE | 2023 | FIXED_OM | NEW | assembly | USD/gigalumen_year | us | us | 7723463127.7423
commercial lighting | 8ft LFL: T8 F59 HE | 2023 | FIXED_OM | NEW | education | USD/gigalumen_year | us | us | 7723463127.7423
commercial lighting | 8ft LFL: T8 F59 HE | 2023 | FIXED_OM | NEW | food sales | USD/gigalumen_year | us | us | 7723463127.7423
commercial lighting | 8ft LFL: T8 F59 HE | 2023 | FIXED_OM | NEW | food service | USD/gigalumen_year | us | us | 7723463127.7423
commercial lighting | 8ft LFL: T8 F59 HE | 2023 | FIXED_OM | NEW | health | USD/gigalumen_year | us | us | 7723463127.7423
commercial lighting | 8ft LFL: T8 F59 HE | 2023 | FIXED_OM | NEW | lodging | USD/gigalumen_year | us | us | 7723463127.7423
commercial lighting | 8ft LFL: T8 F59 HE | 2023 | FIXED_OM | NEW | merc/service | USD/gigalumen_year | us | us | 7723463127.7423
commercial lighting | 8ft LFL: T8 F59 HE | 2023 | FIXED_OM | NEW | office-large | USD/gigalumen_year | us | us | 7723463127.7423
commercial lighting | 8ft LFL: T8 F59 HE | 2023 | FIXED_OM | NEW | office-small | USD/gigalumen_year | us | us | 7723463127.7423
commercial lighting | 8ft LFL: T8 F59 HE | 2023 | FIXED_OM | NEW | other | USD/gigalumen_year | us | us | 7723463127.7423
commercial lighting | 8ft LFL: T8 F59 HE | 2023 | FIXED_OM | NEW | warehouse | USD/gigalumen_year | us | us | 7723463127.7423
commercial lighting | 8ft LFL: T8 F59 HE | 2023 | FIXED_OM | REPLACEMENT | assembly | USD/gigalumen_year | us | us | 7723463127.7423
commercial lighting | 8ft LFL: T8 F59 HE | 2023 | FIXED_OM | REPLACEMENT | education | USD/gigalumen_year | us | us | 7723463127.7423
commercial lighting | 8ft LFL: T8 F59 HE | 2023 | FIXED_OM | REPLACEMENT | food sales | USD/gigalumen_year | us | us | 7723463127.7423
commercial lighting | 8ft LFL: T8 F59 HE | 2023 | FIXED_OM | REPLACEMENT | food service | USD/gigalumen_year | us | us | 7723463127.7423
commercial lighting | 8ft LFL: T8 F59 HE | 2023 | FIXED_OM | REPLACEMENT | health | USD/gigalumen_year | us | us | 7723463127.7423
commercial lighting | 8ft LFL: T8 F59 HE | 2023 | FIXED_OM | REPLACEMENT | lodging | USD/gigalumen_year | us | us | 7723463127.7423
commercial lighting | 8ft LFL: T8 F59 HE | 2023 | FIXED_OM | REPLACEMENT | merc/service | USD/gigalumen_year | us | us | 7723463127.7423
commercial lighting | 8ft LFL: T8 F59 HE | 2023 | FIXED_OM | REPLACEMENT | office-large | USD/gigalumen_year | us | us | 7723463127.7423
commercial lighting | 8ft LFL: T8 F59 HE | 2023 | FIXED_OM | REPLACEMENT | office-small | USD/gigalumen_year | us | us | 7723463127.7423
commercial lighting | 8ft LFL: T8 F59 HE | 2023 | FIXED_OM | REPLACEMENT | other | USD/gigalumen_year | us | us | 7723463127.7423
commercial lighting | 8ft LFL: T8 F59 HE | 2023 | FIXED_OM | REPLACEMENT | warehouse | USD/gigalumen_year | us | us | 7723463127.7423
commercial lighting | 8ft LFL: T8 F59 HE | 2024 | CAPITAL | NEW | assembly | USD/gigalumen_year | us | us | 126187481515.303
commercial lighting | 8ft LFL: T8 F59 HE | 2024 | CAPITAL | NEW | education | USD/gigalumen_year | us | us | 126187481515.303
commercial lighting | 8ft LFL: T8 F59 HE | 2024 | CAPITAL | NEW | food sales | USD/gigalumen_year | us | us | 126187481515.303
commercial lighting | 8ft LFL: T8 F59 HE | 2024 | CAPITAL | NEW | food service | USD/gigalumen_year | us | us | 126187481515.303
commercial lighting | 8ft LFL: T8 F59 HE | 2024 | CAPITAL | NEW | health | USD/gigalumen_year | us | us | 126187481515.303
commercial lighting | 8ft LFL: T8 F59 HE | 2024 | CAPITAL | NEW | lodging | USD/gigalumen_year | us | us | 126187481515.303
commercial lighting | 8ft LFL: T8 F59 HE | 2024 | CAPITAL | NEW | merc/service | USD/gigalumen_year | us | us | 126187481515.303
commercial lighting | 8ft LFL: T8 F59 HE | 2024 | CAPITAL | NEW | office-large | USD/gigalumen_year | us | us | 126187481515.303
commercial lighting | 8ft LFL: T8 F59 HE | 2024 | CAPITAL | NEW | office-small | USD/gigalumen_year | us | us | 126187481515.303
commercial lighting | 8ft LFL: T8 F59 HE | 2024 | CAPITAL | NEW | other | USD/gigalumen_year | us | us | 126187481515.303
commercial lighting | 8ft LFL: T8 F59 HE | 2024 | CAPITAL | NEW | warehouse | USD/gigalumen_year | us | us | 126187481515.303
commercial lighting | 8ft LFL: T8 F59 HE | 2024 | CAPITAL | REPLACEMENT | assembly | USD/gigalumen_year | us | us | 126187481515.303
commercial lighting | 8ft LFL: T8 F59 HE | 2024 | CAPITAL | REPLACEMENT | education | USD/gigalumen_year | us | us | 126187481515.303
commercial lighting | 8ft LFL: T8 F59 HE | 2024 | CAPITAL | REPLACEMENT | food sales | USD/gigalumen_year | us | us | 126187481515.303
commercial lighting | 8ft LFL: T8 F59 HE | 2024 | CAPITAL | REPLACEMENT | food service | USD/gigalumen_year | us | us | 126187481515.303
commercial lighting | 8ft LFL: T8 F59 HE | 2024 | CAPITAL | REPLACEMENT | health | USD/gigalumen_year | us | us | 126187481515.303
commercial lighting | 8ft LFL: T8 F59 HE | 2024 | CAPITAL | REPLACEMENT | lodging | USD/gigalumen_year | us | us | 126187481515.303
commercial lighting | 8ft LFL: T8 F59 HE | 2024 | CAPITAL | REPLACEMENT | merc/service | USD/gigalumen_year | us | us | 126187481515.303
commercial lighting | 8ft LFL: T8 F59 HE | 2024 | CAPITAL | REPLACEMENT | office-large | USD/gigalumen_year | us | us | 126187481515.303
commercial lighting | 8ft LFL: T8 F59 HE | 2024 | CAPITAL | REPLACEMENT | office-small | USD/gigalumen_year | us | us | 126187481515.303
commercial lighting | 8ft LFL: T8 F59 HE | 2024 | CAPITAL | REPLACEMENT | other | USD/gigalumen_year | us | us | 126187481515.303
commercial lighting | 8ft LFL: T8 F59 HE | 2024 | CAPITAL | REPLACEMENT | warehouse | USD/gigalumen_year | us | us | 126187481515.303
commercial lighting | 8ft LFL: T8 F59 HE | 2024 | FIXED_OM | NEW | assembly | USD/gigalumen_year | us | us | 7667087484.4741
commercial lighting | 8ft LFL: T8 F59 HE | 2024 | FIXED_OM | NEW | education | USD/gigalumen_year | us | us | 7667087484.4741
commercial lighting | 8ft LFL: T8 F59 HE | 2024 | FIXED_OM | NEW | food sales | USD/gigalumen_year | us | us | 7667087484.4741
commercial lighting | 8ft LFL: T8 F59 HE | 2024 | FIXED_OM | NEW | food service | USD/gigalumen_year | us | us | 7667087484.4741
commercial lighting | 8ft LFL: T8 F59 HE | 2024 | FIXED_OM | NEW | health | USD/gigalumen_year | us | us | 7667087484.4741
commercial lighting | 8ft LFL: T8 F59 HE | 2024 | FIXED_OM | NEW | lodging | USD/gigalumen_year | us | us | 7667087484.4741
commercial lighting | 8ft LFL: T8 F59 HE | 2024 | FIXED_OM | NEW | merc/service | USD/gigalumen_year | us | us | 7667087484.4741
commercial lighting | 8ft LFL: T8 F59 HE | 2024 | FIXED_OM | NEW | office-large | USD/gigalumen_year | us | us | 7667087484.4741
commercial lighting | 8ft LFL: T8 F59 HE | 2024 | FIXED_OM | NEW | office-small | USD/gigalumen_year | us | us | 7667087484.4741
commercial lighting | 8ft LFL: T8 F59 HE | 2024 | FIXED_OM | NEW | other | USD/gigalumen_year | us | us | 7667087484.4741
commercial lighting | 8ft LFL: T8 F59 HE | 2024 | FIXED_OM | NEW | warehouse | USD/gigalumen_year | us | us | 7667087484.4741
commercial lighting | 8ft LFL: T8 F59 HE | 2024 | FIXED_OM | REPLACEMENT | assembly | USD/gigalumen_year | us | us | 7667087484.4741
commercial lighting | 8ft LFL: T8 F59 HE | 2024 | FIXED_OM | REPLACEMENT | education | USD/gigalumen_year | us | us | 7667087484.4741
commercial lighting | 8ft LFL: T8 F59 HE | 2024 | FIXED_OM | REPLACEMENT | food sales | USD/gigalumen_year | us | us | 7667087484.4741
commercial lighting | 8ft LFL: T8 F59 HE | 2024 | FIXED_OM | REPLACEMENT | food service | USD/gigalumen_year | us | us | 7667087484.4741
commercial lighting | 8ft LFL: T8 F59 HE | 2024 | FIXED_OM | REPLACEMENT | health | USD/gigalumen_year | us | us | 7667087484.4741
commercial lighting | 8ft LFL: T8 F59 HE | 2024 | FIXED_OM | REPLACEMENT | lodging | USD/gigalumen_year | us | us | 7667087484.4741
commercial lighting | 8ft LFL: T8 F59 HE | 2024 | FIXED_OM | REPLACEMENT | merc/service | USD/gigalumen_year | us | us | 7667087484.4741
commercial lighting | 8ft LFL: T8 F59 HE | 2024 | FIXED_OM | REPLACEMENT | office-large | USD/gigalumen_year | us | us | 7667087484.4741
commercial lighting | 8ft LFL: T8 F59 HE | 2024 | FIXED_OM | REPLACEMENT | office-small | USD/gigalumen_year | us | us | 7667087484.4741
commercial lighting | 8ft LFL: T8 F59 HE | 2024 | FIXED_OM | REPLACEMENT | other | USD/gigalumen_year | us | us | 7667087484.4741
commercial lighting | 8ft LFL: T8 F59 HE | 2024 | FIXED_OM | REPLACEMENT | warehouse | USD/gigalumen_year | us | us | 7667087484.4741
commercial lighting | 8ft LFL: T8 F59 HE | 2025 | CAPITAL | NEW | assembly | USD/gigalumen_year | us | us | 125905603298.962
commercial lighting | 8ft LFL: T8 F59 HE | 2025 | CAPITAL | NEW | education | USD/gigalumen_year | us | us | 125905603298.962
commercial lighting | 8ft LFL: T8 F59 HE | 2025 | CAPITAL | NEW | food sales | USD/gigalumen_year | us | us | 125905603298.962
commercial lighting | 8ft LFL: T8 F59 HE | 2025 | CAPITAL | NEW | food service | USD/gigalumen_year | us | us | 125905603298.962
commercial lighting | 8ft LFL: T8 F59 HE | 2025 | CAPITAL | NEW | health | USD/gigalumen_year | us | us | 125905603298.962
commercial lighting | 8ft LFL: T8 F59 HE | 2025 | CAPITAL | NEW | lodging | USD/gigalumen_year | us | us | 125905603298.962
commercial lighting | 8ft LFL: T8 F59 HE | 2025 | CAPITAL | NEW | merc/service | USD/gigalumen_year | us | us | 125905603298.962
commercial lighting | 8ft LFL: T8 F59 HE | 2025 | CAPITAL | NEW | office-large | USD/gigalumen_year | us | us | 125905603298.962
commercial lighting | 8ft LFL: T8 F59 HE | 2025 | CAPITAL | NEW | office-small | USD/gigalumen_year | us | us | 125905603298.962
commercial lighting | 8ft LFL: T8 F59 HE | 2025 | CAPITAL | NEW | other | USD/gigalumen_year | us | us | 125905603298.962
commercial lighting | 8ft LFL: T8 F59 HE | 2025 | CAPITAL | NEW | warehouse | USD/gigalumen_year | us | us | 125905603298.962
commercial lighting | 8ft LFL: T8 F59 HE | 2025 | CAPITAL | REPLACEMENT | assembly | USD/gigalumen_year | us | us | 125905603298.962
commercial lighting | 8ft LFL: T8 F59 HE | 2025 | CAPITAL | REPLACEMENT | education | USD/gigalumen_year | us | us | 125905603298.962
commercial lighting | 8ft LFL: T8 F59 HE | 2025 | CAPITAL | REPLACEMENT | food sales | USD/gigalumen_year | us | us | 125905603298.962
commercial lighting | 8ft LFL: T8 F59 HE | 2025 | CAPITAL | REPLACEMENT | food service | USD/gigalumen_year | us | us | 125905603298.962
commercial lighting | 8ft LFL: T8 F59 HE | 2025 | CAPITAL | REPLACEMENT | health | USD/gigalumen_year | us | us | 125905603298.962
commercial lighting | 8ft LFL: T8 F59 HE | 2025 | CAPITAL | REPLACEMENT | lodging | USD/gigalumen_year | us | us | 125905603298.962
commercial lighting | 8ft LFL: T8 F59 HE | 2025 | CAPITAL | REPLACEMENT | merc/service | USD/gigalumen_year | us | us | 125905603298.962
commercial lighting | 8ft LFL: T8 F59 HE | 2025 | CAPITAL | REPLACEMENT | office-large | USD/gigalumen_year | us | us | 125905603298.962
commercial lighting | 8ft LFL: T8 F59 HE | 2025 | CAPITAL | REPLACEMENT | office-small | USD/gigalumen_year | us | us | 125905603298.962
commercial lighting | 8ft LFL: T8 F59 HE | 2025 | CAPITAL | REPLACEMENT | other | USD/gigalumen_year | us | us | 125905603298.962
commercial lighting | 8ft LFL: T8 F59 HE | 2025 | CAPITAL | REPLACEMENT | warehouse | USD/gigalumen_year | us | us | 125905603298.962
commercial lighting | 8ft LFL: T8 F59 HE | 2025 | FIXED_OM | NEW | assembly | USD/gigalumen_year | us | us | 7610711841.2059
commercial lighting | 8ft LFL: T8 F59 HE | 2025 | FIXED_OM | NEW | education | USD/gigalumen_year | us | us | 7610711841.2059
commercial lighting | 8ft LFL: T8 F59 HE | 2025 | FIXED_OM | NEW | food sales | USD/gigalumen_year | us | us | 7610711841.2059
commercial lighting | 8ft LFL: T8 F59 HE | 2025 | FIXED_OM | NEW | food service | USD/gigalumen_year | us | us | 7610711841.2059
commercial lighting | 8ft LFL: T8 F59 HE | 2025 | FIXED_OM | NEW | health | USD/gigalumen_year | us | us | 7610711841.2059
commercial lighting | 8ft LFL: T8 F59 HE | 2025 | FIXED_OM | NEW | lodging | USD/gigalumen_year | us | us | 7610711841.2059
commercial lighting | 8ft LFL: T8 F59 HE | 2025 | FIXED_OM | NEW | merc/service | USD/gigalumen_year | us | us | 7610711841.2059
commercial lighting | 8ft LFL: T8 F59 HE | 2025 | FIXED_OM | NEW | office-large | USD/gigalumen_year | us | us | 7610711841.2059
commercial lighting | 8ft LFL: T8 F59 HE | 2025 | FIXED_OM | NEW | office-small | USD/gigalumen_year | us | us | 7610711841.2059
commercial lighting | 8ft LFL: T8 F59 HE | 2025 | FIXED_OM | NEW | other | USD/gigalumen_year | us | us | 7610711841.2059
commercial lighting | 8ft LFL: T8 F59 HE | 2025 | FIXED_OM | NEW | warehouse | USD/gigalumen_year | us | us | 7610711841.2059
commercial lighting | 8ft LFL: T8 F59 HE | 2025 | FIXED_OM | REPLACEMENT | assembly | USD/gigalumen_year | us | us | 7610711841.2059
commercial lighting | 8ft LFL: T8 F59 HE | 2025 | FIXED_OM | REPLACEMENT | education | USD/gigalumen_year | us | us | 7610711841.2059
commercial lighting | 8ft LFL: T8 F59 HE | 2025 | FIXED_OM | REPLACEMENT | food sales | USD/gigalumen_year | us | us | 7610711841.2059
commercial lighting | 8ft LFL: T8 F59 HE | 2025 | FIXED_OM | REPLACEMENT | food service | USD/gigalumen_year | us | us | 7610711841.2059
commercial lighting | 8ft LFL: T8 F59 HE | 2025 | FIXED_OM | REPLACEMENT | health | USD/gigalumen_year | us | us | 7610711841.2059
commercial lighting | 8ft LFL: T8 F59 HE | 2025 | FIXED_OM | REPLACEMENT | lodging | USD/gigalumen_year | us | us | 7610711841.2059
commercial lighting | 8ft LFL: T8 F59 HE | 2025 | FIXED_OM | REPLACEMENT | merc/service | USD/gigalumen_year | us | us | 7610711841.2059
commercial lighting | 8ft LFL: T8 F59 HE | 2025 | FIXED_OM | REPLACEMENT | office-large | USD/gigalumen_year | us | us | 7610711841.2059
commercial lighting | 8ft LFL: T8 F59 HE | 2025 | FIXED_OM | REPLACEMENT | office-small | USD/gigalumen_year | us | us | 7610711841.2059
commercial lighting | 8ft LFL: T8 F59 HE | 2025 | FIXED_OM | REPLACEMENT | other | USD/gigalumen_year | us | us | 7610711841.2059
commercial lighting | 8ft LFL: T8 F59 HE | 2025 | FIXED_OM | REPLACEMENT | warehouse | USD/gigalumen_year | us | us | 7610711841.2059
commercial lighting | 8ft LFL: T8 F59 HE | 2026 | CAPITAL | NEW | assembly | USD/gigalumen_year | us | us | 125623725082.621
commercial lighting | 8ft LFL: T8 F59 HE | 2026 | CAPITAL | NEW | education | USD/gigalumen_year | us | us | 125623725082.621
commercial lighting | 8ft LFL: T8 F59 HE | 2026 | CAPITAL | NEW | food sales | USD/gigalumen_year | us | us | 125623725082.621
commercial lighting | 8ft LFL: T8 F59 HE | 2026 | CAPITAL | NEW | food service | USD/gigalumen_year | us | us | 125623725082.621
commercial lighting | 8ft LFL: T8 F59 HE | 2026 | CAPITAL | NEW | health | USD/gigalumen_year | us | us | 125623725082.621
commercial lighting | 8ft LFL: T8 F59 HE | 2026 | CAPITAL | NEW | lodging | USD/gigalumen_year | us | us | 125623725082.621
commercial lighting | 8ft LFL: T8 F59 HE | 2026 | CAPITAL | NEW | merc/service | USD/gigalumen_year | us | us | 125623725082.621
commercial lighting | 8ft LFL: T8 F59 HE | 2026 | CAPITAL | NEW | office-large | USD/gigalumen_year | us | us | 125623725082.621
commercial lighting | 8ft LFL: T8 F59 HE | 2026 | CAPITAL | NEW | office-small | USD/gigalumen_year | us | us | 125623725082.621
commercial lighting | 8ft LFL: T8 F59 HE | 2026 | CAPITAL | NEW | other | USD/gigalumen_year | us | us | 125623725082.621
commercial lighting | 8ft LFL: T8 F59 HE | 2026 | CAPITAL | NEW | warehouse | USD/gigalumen_year | us | us | 125623725082.621
commercial lighting | 8ft LFL: T8 F59 HE | 2026 | CAPITAL | REPLACEMENT | assembly | USD/gigalumen_year | us | us | 125623725082.621
commercial lighting | 8ft LFL: T8 F59 HE | 2026 | CAPITAL | REPLACEMENT | education | USD/gigalumen_year | us | us | 125623725082.621
commercial lighting | 8ft LFL: T8 F59 HE | 2026 | CAPITAL | REPLACEMENT | food sales | USD/gigalumen_year | us | us | 125623725082.621
commercial lighting | 8ft LFL: T8 F59 HE | 2026 | CAPITAL | REPLACEMENT | food service | USD/gigalumen_year | us | us | 125623725082.621
commercial lighting | 8ft LFL: T8 F59 HE | 2026 | CAPITAL | REPLACEMENT | health | USD/gigalumen_year | us | us | 125623725082.621
commercial lighting | 8ft LFL: T8 F59 HE | 2026 | CAPITAL | REPLACEMENT | lodging | USD/gigalumen_year | us | us | 125623725082.621
commercial lighting | 8ft LFL: T8 F59 HE | 2026 | CAPITAL | REPLACEMENT | merc/service | USD/gigalumen_year | us | us | 125623725082.621
commercial lighting | 8ft LFL: T8 F59 HE | 2026 | CAPITAL | REPLACEMENT | office-large | USD/gigalumen_year | us | us | 125623725082.621
commercial lighting | 8ft LFL: T8 F59 HE | 2026 | CAPITAL | REPLACEMENT | office-small | USD/gigalumen_year | us | us | 125623725082.621
commercial lighting | 8ft LFL: T8 F59 HE | 2026 | CAPITAL | REPLACEMENT | other | USD/gigalumen_year | us | us | 125623725082.621
commercial lighting | 8ft LFL: T8 F59 HE | 2026 | CAPITAL | REPLACEMENT | warehouse | USD/gigalumen_year | us | us | 125623725082.621
commercial lighting | 8ft LFL: T8 F59 HE | 2026 | FIXED_OM | NEW | assembly | USD/gigalumen_year | us | us | 7554336197.9377
commercial lighting | 8ft LFL: T8 F59 HE | 2026 | FIXED_OM | NEW | education | USD/gigalumen_year | us | us | 7554336197.9377
commercial lighting | 8ft LFL: T8 F59 HE | 2026 | FIXED_OM | NEW | food sales | USD/gigalumen_year | us | us | 7554336197.9377
commercial lighting | 8ft LFL: T8 F59 HE | 2026 | FIXED_OM | NEW | food service | USD/gigalumen_year | us | us | 7554336197.9377
commercial lighting | 8ft LFL: T8 F59 HE | 2026 | FIXED_OM | NEW | health | USD/gigalumen_year | us | us | 7554336197.9377
commercial lighting | 8ft LFL: T8 F59 HE | 2026 | FIXED_OM | NEW | lodging | USD/gigalumen_year | us | us | 7554336197.9377
commercial lighting | 8ft LFL: T8 F59 HE | 2026 | FIXED_OM | NEW | merc/service | USD/gigalumen_year | us | us | 7554336197.9377
commercial lighting | 8ft LFL: T8 F59 HE | 2026 | FIXED_OM | NEW | office-large | USD/gigalumen_year | us | us | 7554336197.9377
commercial lighting | 8ft LFL: T8 F59 HE | 2026 | FIXED_OM | NEW | office-small | USD/gigalumen_year | us | us | 7554336197.9377
commercial lighting | 8ft LFL: T8 F59 HE | 2026 | FIXED_OM | NEW | other | USD/gigalumen_year | us | us | 7554336197.9377
commercial lighting | 8ft LFL: T8 F59 HE | 2026 | FIXED_OM | NEW | warehouse | USD/gigalumen_year | us | us | 7554336197.9377
commercial lighting | 8ft LFL: T8 F59 HE | 2026 | FIXED_OM | REPLACEMENT | assembly | USD/gigalumen_year | us | us | 7554336197.9377
commercial lighting | 8ft LFL: T8 F59 HE | 2026 | FIXED_OM | REPLACEMENT | education | USD/gigalumen_year | us | us | 7554336197.9377
commercial lighting | 8ft LFL: T8 F59 HE | 2026 | FIXED_OM | REPLACEMENT | food sales | USD/gigalumen_year | us | us | 7554336197.9377
commercial lighting | 8ft LFL: T8 F59 HE | 2026 | FIXED_OM | REPLACEMENT | food service | USD/gigalumen_year | us | us | 7554336197.9377
commercial lighting | 8ft LFL: T8 F59 HE | 2026 | FIXED_OM | REPLACEMENT | health | USD/gigalumen_year | us | us | 7554336197.9377
commercial lighting | 8ft LFL: T8 F59 HE | 2026 | FIXED_OM | REPLACEMENT | lodging | USD/gigalumen_year | us | us | 7554336197.9377
commercial lighting | 8ft LFL: T8 F59 HE | 2026 | FIXED_OM | REPLACEMENT | merc/service | USD/gigalumen_year | us | us | 7554336197.9377
commercial lighting | 8ft LFL: T8 F59 HE | 2026 | FIXED_OM | REPLACEMENT | office-large | USD/gigalumen_year | us | us | 7554336197.9377
commercial lighting | 8ft LFL: T8 F59 HE | 2026 | FIXED_OM | REPLACEMENT | office-small | USD/gigalumen_year | us | us | 7554336197.9377
commercial lighting | 8ft LFL: T8 F59 HE | 2026 | FIXED_OM | REPLACEMENT | other | USD/gigalumen_year | us | us | 7554336197.9377
commercial lighting | 8ft LFL: T8 F59 HE | 2026 | FIXED_OM | REPLACEMENT | warehouse | USD/gigalumen_year | us | us | 7554336197.9377
commercial lighting | 8ft LFL: T8 F59 HE | 2027 | CAPITAL | NEW | assembly | USD/gigalumen_year | us | us | 125341846866.28
commercial lighting | 8ft LFL: T8 F59 HE | 2027 | CAPITAL | NEW | education | USD/gigalumen_year | us | us | 125341846866.28
commercial lighting | 8ft LFL: T8 F59 HE | 2027 | CAPITAL | NEW | food sales | USD/gigalumen_year | us | us | 125341846866.28
commercial lighting | 8ft LFL: T8 F59 HE | 2027 | CAPITAL | NEW | food service | USD/gigalumen_year | us | us | 125341846866.28
commercial lighting | 8ft LFL: T8 F59 HE | 2027 | CAPITAL | NEW | health | USD/gigalumen_year | us | us | 125341846866.28
commercial lighting | 8ft LFL: T8 F59 HE | 2027 | CAPITAL | NEW | lodging | USD/gigalumen_year | us | us | 125341846866.28
commercial lighting | 8ft LFL: T8 F59 HE | 2027 | CAPITAL | NEW | merc/service | USD/gigalumen_year | us | us | 125341846866.28
commercial lighting | 8ft LFL: T8 F59 HE | 2027 | CAPITAL | NEW | office-large | USD/gigalumen_year | us | us | 125341846866.28
commercial lighting | 8ft LFL: T8 F59 HE | 2027 | CAPITAL | NEW | office-small | USD/gigalumen_year | us | us | 125341846866.28
commercial lighting | 8ft LFL: T8 F59 HE | 2027 | CAPITAL | NEW | other | USD/gigalumen_year | us | us | 125341846866.28
commercial lighting | 8ft LFL: T8 F59 HE | 2027 | CAPITAL | NEW | warehouse | USD/gigalumen_year | us | us | 125341846866.28
commercial lighting | 8ft LFL: T8 F59 HE | 2027 | CAPITAL | REPLACEMENT | assembly | USD/gigalumen_year | us | us | 125341846866.28
commercial lighting | 8ft LFL: T8 F59 HE | 2027 | CAPITAL | REPLACEMENT | education | USD/gigalumen_year | us | us | 125341846866.28
commercial lighting | 8ft LFL: T8 F59 HE | 2027 | CAPITAL | REPLACEMENT | food sales | USD/gigalumen_year | us | us | 125341846866.28
commercial lighting | 8ft LFL: T8 F59 HE | 2027 | CAPITAL | REPLACEMENT | food service | USD/gigalumen_year | us | us | 125341846866.28
commercial lighting | 8ft LFL: T8 F59 HE | 2027 | CAPITAL | REPLACEMENT | health | USD/gigalumen_year | us | us | 125341846866.28
commercial lighting | 8ft LFL: T8 F59 HE | 2027 | CAPITAL | REPLACEMENT | lodging | USD/gigalumen_year | us | us | 125341846866.28
commercial lighting | 8ft LFL: T8 F59 HE | 2027 | CAPITAL | REPLACEMENT | merc/service | USD/gigalumen_year | us | us | 125341846866.28
commercial lighting | 8ft LFL: T8 F59 HE | 2027 | CAPITAL | REPLACEMENT | office-large | USD/gigalumen_year | us | us | 125341846866.28
commercial lighting | 8ft LFL: T8 F59 HE | 2027 | CAPITAL | REPLACEMENT | office-small | USD/gigalumen_year | us | us | 125341846866.28
commercial lighting | 8ft LFL: T8 F59 HE | 2027 | CAPITAL | REPLACEMENT | other | USD/gigalumen_year | us | us | 125341846866.28
commercial lighting | 8ft LFL: T8 F59 HE | 2027 | CAPITAL | REPLACEMENT | warehouse | USD/gigalumen_year | us | us | 125341846866.28
commercial lighting | 8ft LFL: T8 F59 HE | 2027 | FIXED_OM | NEW | assembly | USD/gigalumen_year | us | us | 7497960554.6696
commercial lighting | 8ft LFL: T8 F59 HE | 2027 | FIXED_OM | NEW | education | USD/gigalumen_year | us | us | 7497960554.6696
commercial lighting | 8ft LFL: T8 F59 HE | 2027 | FIXED_OM | NEW | food sales | USD/gigalumen_year | us | us | 7497960554.6696
commercial lighting | 8ft LFL: T8 F59 HE | 2027 | FIXED_OM | NEW | food service | USD/gigalumen_year | us | us | 7497960554.6696
commercial lighting | 8ft LFL: T8 F59 HE | 2027 | FIXED_OM | NEW | health | USD/gigalumen_year | us | us | 7497960554.6696
commercial lighting | 8ft LFL: T8 F59 HE | 2027 | FIXED_OM | NEW | lodging | USD/gigalumen_year | us | us | 7497960554.6696
commercial lighting | 8ft LFL: T8 F59 HE | 2027 | FIXED_OM | NEW | merc/service | USD/gigalumen_year | us | us | 7497960554.6696
commercial lighting | 8ft LFL: T8 F59 HE | 2027 | FIXED_OM | NEW | office-large | USD/gigalumen_year | us | us | 7497960554.6696
commercial lighting | 8ft LFL: T8 F59 HE | 2027 | FIXED_OM | NEW | office-small | USD/gigalumen_year | us | us | 7497960554.6696
commercial lighting | 8ft LFL: T8 F59 HE | 2027 | FIXED_OM | NEW | other | USD/gigalumen_year | us | us | 7497960554.6696
commercial lighting | 8ft LFL: T8 F59 HE | 2027 | FIXED_OM | NEW | warehouse | USD/gigalumen_year | us | us | 7497960554.6696
commercial lighting | 8ft LFL: T8 F59 HE | 2027 | FIXED_OM | REPLACEMENT | assembly | USD/gigalumen_year | us | us | 7497960554.6696
commercial lighting | 8ft LFL: T8 F59 HE | 2027 | FIXED_OM | REPLACEMENT | education | USD/gigalumen_year | us | us | 7497960554.6696
commercial lighting | 8ft LFL: T8 F59 HE | 2027 | FIXED_OM | REPLACEMENT | food sales | USD/gigalumen_year | us | us | 7497960554.6696
commercial lighting | 8ft LFL: T8 F59 HE | 2027 | FIXED_OM | REPLACEMENT | food service | USD/gigalumen_year | us | us | 7497960554.6696
commercial lighting | 8ft LFL: T8 F59 HE | 2027 | FIXED_OM | REPLACEMENT | health | USD/gigalumen_year | us | us | 7497960554.6696
commercial lighting | 8ft LFL: T8 F59 HE | 2027 | FIXED_OM | REPLACEMENT | lodging | USD/gigalumen_year | us | us | 7497960554.6696
commercial lighting | 8ft LFL: T8 F59 HE | 2027 | FIXED_OM | REPLACEMENT | merc/service | USD/gigalumen_year | us | us | 7497960554.6696
commercial lighting | 8ft LFL: T8 F59 HE | 2027 | FIXED_OM | REPLACEMENT | office-large | USD/gigalumen_year | us | us | 7497960554.6696
commercial lighting | 8ft LFL: T8 F59 HE | 2027 | FIXED_OM | REPLACEMENT | office-small | USD/gigalumen_year | us | us | 7497960554.6696
commercial lighting | 8ft LFL: T8 F59 HE | 2027 | FIXED_OM | REPLACEMENT | other | USD/gigalumen_year | us | us | 7497960554.6696
commercial lighting | 8ft LFL: T8 F59 HE | 2027 | FIXED_OM | REPLACEMENT | warehouse | USD/gigalumen_year | us | us | 7497960554.6696
commercial lighting | 8ft LFL: T8 F59 HE | 2028 | CAPITAL | NEW | assembly | USD/gigalumen_year | us | us | 125059968649.939
commercial lighting | 8ft LFL: T8 F59 HE | 2028 | CAPITAL | NEW | education | USD/gigalumen_year | us | us | 125059968649.939
commercial lighting | 8ft LFL: T8 F59 HE | 2028 | CAPITAL | NEW | food sales | USD/gigalumen_year | us | us | 125059968649.939
commercial lighting | 8ft LFL: T8 F59 HE | 2028 | CAPITAL | NEW | food service | USD/gigalumen_year | us | us | 125059968649.939
commercial lighting | 8ft LFL: T8 F59 HE | 2028 | CAPITAL | NEW | health | USD/gigalumen_year | us | us | 125059968649.939
commercial lighting | 8ft LFL: T8 F59 HE | 2028 | CAPITAL | NEW | lodging | USD/gigalumen_year | us | us | 125059968649.939
commercial lighting | 8ft LFL: T8 F59 HE | 2028 | CAPITAL | NEW | merc/service | USD/gigalumen_year | us | us | 125059968649.939
commercial lighting | 8ft LFL: T8 F59 HE | 2028 | CAPITAL | NEW | office-large | USD/gigalumen_year | us | us | 125059968649.939
commercial lighting | 8ft LFL: T8 F59 HE | 2028 | CAPITAL | NEW | office-small | USD/gigalumen_year | us | us | 125059968649.939
commercial lighting | 8ft LFL: T8 F59 HE | 2028 | CAPITAL | NEW | other | USD/gigalumen_year | us | us | 125059968649.939
commercial lighting | 8ft LFL: T8 F59 HE | 2028 | CAPITAL | NEW | warehouse | USD/gigalumen_year | us | us | 125059968649.939
commercial lighting | 8ft LFL: T8 F59 HE | 2028 | CAPITAL | REPLACEMENT | assembly | USD/gigalumen_year | us | us | 125059968649.939
commercial lighting | 8ft LFL: T8 F59 HE | 2028 | CAPITAL | REPLACEMENT | education | USD/gigalumen_year | us | us | 125059968649.939
commercial lighting | 8ft LFL: T8 F59 HE | 2028 | CAPITAL | REPLACEMENT | food sales | USD/gigalumen_year | us | us | 125059968649.939
commercial lighting | 8ft LFL: T8 F59 HE | 2028 | CAPITAL | REPLACEMENT | food service | USD/gigalumen_year | us | us | 125059968649.939
commercial lighting | 8ft LFL: T8 F59 HE | 2028 | CAPITAL | REPLACEMENT | health | USD/gigalumen_year | us | us | 125059968649.939
commercial lighting | 8ft LFL: T8 F59 HE | 2028 | CAPITAL | REPLACEMENT | lodging | USD/gigalumen_year | us | us | 125059968649.939
commercial lighting | 8ft LFL: T8 F59 HE | 2028 | CAPITAL | REPLACEMENT | merc/service | USD/gigalumen_year | us | us | 125059968649.939
commercial lighting | 8ft LFL: T8 F59 HE | 2028 | CAPITAL | REPLACEMENT | office-large | USD/gigalumen_year | us | us | 125059968649.939
commercial lighting | 8ft LFL: T8 F59 HE | 2028 | CAPITAL | REPLACEMENT | office-small | USD/gigalumen_year | us | us | 125059968649.939
commercial lighting | 8ft LFL: T8 F59 HE | 2028 | CAPITAL | REPLACEMENT | other | USD/gigalumen_year | us | us | 125059968649.939
commercial lighting | 8ft LFL: T8 F59 HE | 2028 | CAPITAL | REPLACEMENT | warehouse | USD/gigalumen_year | us | us | 125059968649.939
commercial lighting | 8ft LFL: T8 F59 HE | 2028 | FIXED_OM | NEW | assembly | USD/gigalumen_year | us | us | 7441584911.4014
commercial lighting | 8ft LFL: T8 F59 HE | 2028 | FIXED_OM | NEW | education | USD/gigalumen_year | us | us | 7441584911.4014
commercial lighting | 8ft LFL: T8 F59 HE | 2028 | FIXED_OM | NEW | food sales | USD/gigalumen_year | us | us | 7441584911.4014
commercial lighting | 8ft LFL: T8 F59 HE | 2028 | FIXED_OM | NEW | food service | USD/gigalumen_year | us | us | 7441584911.4014
commercial lighting | 8ft LFL: T8 F59 HE | 2028 | FIXED_OM | NEW | health | USD/gigalumen_year | us | us | 7441584911.4014
commercial lighting | 8ft LFL: T8 F59 HE | 2028 | FIXED_OM | NEW | lodging | USD/gigalumen_year | us | us | 7441584911.4014
commercial lighting | 8ft LFL: T8 F59 HE | 2028 | FIXED_OM | NEW | merc/service | USD/gigalumen_year | us | us | 7441584911.4014
commercial lighting | 8ft LFL: T8 F59 HE | 2028 | FIXED_OM | NEW | office-large | USD/gigalumen_year | us | us | 7441584911.4014
commercial lighting | 8ft LFL: T8 F59 HE | 2028 | FIXED_OM | NEW | office-small | USD/gigalumen_year | us | us | 7441584911.4014
commercial lighting | 8ft LFL: T8 F59 HE | 2028 | FIXED_OM | NEW | other | USD/gigalumen_year | us | us | 7441584911.4014
commercial lighting | 8ft LFL: T8 F59 HE | 2028 | FIXED_OM | NEW | warehouse | USD/gigalumen_year | us | us | 7441584911.4014
commercial lighting | 8ft LFL: T8 F59 HE | 2028 | FIXED_OM | REPLACEMENT | assembly | USD/gigalumen_year | us | us | 7441584911.4014
commercial lighting | 8ft LFL: T8 F59 HE | 2028 | FIXED_OM | REPLACEMENT | education | USD/gigalumen_year | us | us | 7441584911.4014
commercial lighting | 8ft LFL: T8 F59 HE | 2028 | FIXED_OM | REPLACEMENT | food sales | USD/gigalumen_year | us | us | 7441584911.4014
commercial lighting | 8ft LFL: T8 F59 HE | 2028 | FIXED_OM | REPLACEMENT | food service | USD/gigalumen_year | us | us | 7441584911.4014
commercial lighting | 8ft LFL: T8 F59 HE | 2028 | FIXED_OM | REPLACEMENT | health | USD/gigalumen_year | us | us | 7441584911.4014
commercial lighting | 8ft LFL: T8 F59 HE | 2028 | FIXED_OM | REPLACEMENT | lodging | USD/gigalumen_year | us | us | 7441584911.4014
commercial lighting | 8ft LFL: T8 F59 HE | 2028 | FIXED_OM | REPLACEMENT | merc/service | USD/gigalumen_year | us | us | 7441584911.4014
commercial lighting | 8ft LFL: T8 F59 HE | 2028 | FIXED_OM | REPLACEMENT | office-large | USD/gigalumen_year | us | us | 7441584911.4014
commercial lighting | 8ft LFL: T8 F59 HE | 2028 | FIXED_OM | REPLACEMENT | office-small | USD/gigalumen_year | us | us | 7441584911.4014
commercial lighting | 8ft LFL: T8 F59 HE | 2028 | FIXED_OM | REPLACEMENT | other | USD/gigalumen_year | us | us | 7441584911.4014
commercial lighting | 8ft LFL: T8 F59 HE | 2028 | FIXED_OM | REPLACEMENT | warehouse | USD/gigalumen_year | us | us | 7441584911.4014
commercial lighting | 8ft LFL: T8 F59 HE | 2029 | CAPITAL | NEW | assembly | USD/gigalumen_year | us | us | 124778090433.598
commercial lighting | 8ft LFL: T8 F59 HE | 2029 | CAPITAL | NEW | education | USD/gigalumen_year | us | us | 124778090433.598
commercial lighting | 8ft LFL: T8 F59 HE | 2029 | CAPITAL | NEW | food sales | USD/gigalumen_year | us | us | 124778090433.598
commercial lighting | 8ft LFL: T8 F59 HE | 2029 | CAPITAL | NEW | food service | USD/gigalumen_year | us | us | 124778090433.598
commercial lighting | 8ft LFL: T8 F59 HE | 2029 | CAPITAL | NEW | health | USD/gigalumen_year | us | us | 124778090433.598
commercial lighting | 8ft LFL: T8 F59 HE | 2029 | CAPITAL | NEW | lodging | USD/gigalumen_year | us | us | 124778090433.598
commercial lighting | 8ft LFL: T8 F59 HE | 2029 | CAPITAL | NEW | merc/service | USD/gigalumen_year | us | us | 124778090433.598
commercial lighting | 8ft LFL: T8 F59 HE | 2029 | CAPITAL | NEW | office-large | USD/gigalumen_year | us | us | 124778090433.598
commercial lighting | 8ft LFL: T8 F59 HE | 2029 | CAPITAL | NEW | office-small | USD/gigalumen_year | us | us | 124778090433.598
commercial lighting | 8ft LFL: T8 F59 HE | 2029 | CAPITAL | NEW | other | USD/gigalumen_year | us | us | 124778090433.598
commercial lighting | 8ft LFL: T8 F59 HE | 2029 | CAPITAL | NEW | warehouse | USD/gigalumen_year | us | us | 124778090433.598
commercial lighting | 8ft LFL: T8 F59 HE | 2029 | CAPITAL | REPLACEMENT | assembly | USD/gigalumen_year | us | us | 124778090433.598
commercial lighting | 8ft LFL: T8 F59 HE | 2029 | CAPITAL | REPLACEMENT | education | USD/gigalumen_year | us | us | 124778090433.598
commercial lighting | 8ft LFL: T8 F59 HE | 2029 | CAPITAL | REPLACEMENT | food sales | USD/gigalumen_year | us | us | 124778090433.598
commercial lighting | 8ft LFL: T8 F59 HE | 2029 | CAPITAL | REPLACEMENT | food service | USD/gigalumen_year | us | us | 124778090433.598
commercial lighting | 8ft LFL: T8 F59 HE | 2029 | CAPITAL | REPLACEMENT | health | USD/gigalumen_year | us | us | 124778090433.598
commercial lighting | 8ft LFL: T8 F59 HE | 2029 | CAPITAL | REPLACEMENT | lodging | USD/gigalumen_year | us | us | 124778090433.598
commercial lighting | 8ft LFL: T8 F59 HE | 2029 | CAPITAL | REPLACEMENT | merc/service | USD/gigalumen_year | us | us | 124778090433.598
commercial lighting | 8ft LFL: T8 F59 HE | 2029 | CAPITAL | REPLACEMENT | office-large | USD/gigalumen_year | us | us | 124778090433.598
commercial lighting | 8ft LFL: T8 F59 HE | 2029 | CAPITAL | REPLACEMENT | office-small | USD/gigalumen_year | us | us | 124778090433.598
commercial lighting | 8ft LFL: T8 F59 HE | 2029 | CAPITAL | REPLACEMENT | other | USD/gigalumen_year | us | us | 124778090433.598
commercial lighting | 8ft LFL: T8 F59 HE | 2029 | CAPITAL | REPLACEMENT | warehouse | USD/gigalumen_year | us | us | 124778090433.598
commercial lighting | 8ft LFL: T8 F59 HE | 2029 | FIXED_OM | NEW | assembly | USD/gigalumen_year | us | us | 7385209268.1332
commercial lighting | 8ft LFL: T8 F59 HE | 2029 | FIXED_OM | NEW | education | USD/gigalumen_year | us | us | 7385209268.1332
commercial lighting | 8ft LFL: T8 F59 HE | 2029 | FIXED_OM | NEW | food sales | USD/gigalumen_year | us | us | 7385209268.1332
commercial lighting | 8ft LFL: T8 F59 HE | 2029 | FIXED_OM | NEW | food service | USD/gigalumen_year | us | us | 7385209268.1332
commercial lighting | 8ft LFL: T8 F59 HE | 2029 | FIXED_OM | NEW | health | USD/gigalumen_year | us | us | 7385209268.1332
commercial lighting | 8ft LFL: T8 F59 HE | 2029 | FIXED_OM | NEW | lodging | USD/gigalumen_year | us | us | 7385209268.1332
commercial lighting | 8ft LFL: T8 F59 HE | 2029 | FIXED_OM | NEW | merc/service | USD/gigalumen_year | us | us | 7385209268.1332
commercial lighting | 8ft LFL: T8 F59 HE | 2029 | FIXED_OM | NEW | office-large | USD/gigalumen_year | us | us | 7385209268.1332
commercial lighting | 8ft LFL: T8 F59 HE | 2029 | FIXED_OM | NEW | office-small | USD/gigalumen_year | us | us | 7385209268.1332
commercial lighting | 8ft LFL: T8 F59 HE | 2029 | FIXED_OM | NEW | other | USD/gigalumen_year | us | us | 7385209268.1332
commercial lighting | 8ft LFL: T8 F59 HE | 2029 | FIXED_OM | NEW | warehouse | USD/gigalumen_year | us | us | 7385209268.1332
commercial lighting | 8ft LFL: T8 F59 HE | 2029 | FIXED_OM | REPLACEMENT | assembly | USD/gigalumen_year | us | us | 7385209268.1332
commercial lighting | 8ft LFL: T8 F59 HE | 2029 | FIXED_OM | REPLACEMENT | education | USD/gigalumen_year | us | us | 7385209268.1332
commercial lighting | 8ft LFL: T8 F59 HE | 2029 | FIXED_OM | REPLACEMENT | food sales | USD/gigalumen_year | us | us | 7385209268.1332
commercial lighting | 8ft LFL: T8 F59 HE | 2029 | FIXED_OM | REPLACEMENT | food service | USD/gigalumen_year | us | us | 7385209268.1332
commercial lighting | 8ft LFL: T8 F59 HE | 2029 | FIXED_OM | REPLACEMENT | health | USD/gigalumen_year | us | us | 7385209268.1332
commercial lighting | 8ft LFL: T8 F59 HE | 2029 | FIXED_OM | REPLACEMENT | lodging | USD/gigalumen_year | us | us | 7385209268.1332
commercial lighting | 8ft LFL: T8 F59 HE | 2029 | FIXED_OM | REPLACEMENT | merc/service | USD/gigalumen_year | us | us | 7385209268.1332
commercial lighting | 8ft LFL: T8 F59 HE | 2029 | FIXED_OM | REPLACEMENT | office-large | USD/gigalumen_year | us | us | 7385209268.1332
commercial lighting | 8ft LFL: T8 F59 HE | 2029 | FIXED_OM | REPLACEMENT | office-small | USD/gigalumen_year | us | us | 7385209268.1332
commercial lighting | 8ft LFL: T8 F59 HE | 2029 | FIXED_OM | REPLACEMENT | other | USD/gigalumen_year | us | us | 7385209268.1332
commercial lighting | 8ft LFL: T8 F59 HE | 2029 | FIXED_OM | REPLACEMENT | warehouse | USD/gigalumen_year | us | us | 7385209268.1332
commercial lighting | 8ft LFL: T8 F59 HE | 2030 | CAPITAL | NEW | assembly | USD/gigalumen_year | us | us | 124496212217.257
commercial lighting | 8ft LFL: T8 F59 HE | 2030 | CAPITAL | NEW | education | USD/gigalumen_year | us | us | 124496212217.257
commercial lighting | 8ft LFL: T8 F59 HE | 2030 | CAPITAL | NEW | food sales | USD/gigalumen_year | us | us | 124496212217.257
commercial lighting | 8ft LFL: T8 F59 HE | 2030 | CAPITAL | NEW | food service | USD/gigalumen_year | us | us | 124496212217.257
commercial lighting | 8ft LFL: T8 F59 HE | 2030 | CAPITAL | NEW | health | USD/gigalumen_year | us | us | 124496212217.257
commercial lighting | 8ft LFL: T8 F59 HE | 2030 | CAPITAL | NEW | lodging | USD/gigalumen_year | us | us | 124496212217.257
commercial lighting | 8ft LFL: T8 F59 HE | 2030 | CAPITAL | NEW | merc/service | USD/gigalumen_year | us | us | 124496212217.257
commercial lighting | 8ft LFL: T8 F59 HE | 2030 | CAPITAL | NEW | office-large | USD/gigalumen_year | us | us | 124496212217.257
commercial lighting | 8ft LFL: T8 F59 HE | 2030 | CAPITAL | NEW | office-small | USD/gigalumen_year | us | us | 124496212217.257
commercial lighting | 8ft LFL: T8 F59 HE | 2030 | CAPITAL | NEW | other | USD/gigalumen_year | us | us | 124496212217.257
commercial lighting | 8ft LFL: T8 F59 HE | 2030 | CAPITAL | NEW | warehouse | USD/gigalumen_year | us | us | 124496212217.257
commercial lighting | 8ft LFL: T8 F59 HE | 2030 | CAPITAL | REPLACEMENT | assembly | USD/gigalumen_year | us | us | 124496212217.257
commercial lighting | 8ft LFL: T8 F59 HE | 2030 | CAPITAL | REPLACEMENT | education | USD/gigalumen_year | us | us | 124496212217.257
commercial lighting | 8ft LFL: T8 F59 HE | 2030 | CAPITAL | REPLACEMENT | food sales | USD/gigalumen_year | us | us | 124496212217.257
commercial lighting | 8ft LFL: T8 F59 HE | 2030 | CAPITAL | REPLACEMENT | food service | USD/gigalumen_year | us | us | 124496212217.257
commercial lighting | 8ft LFL: T8 F59 HE | 2030 | CAPITAL | REPLACEMENT | health | USD/gigalumen_year | us | us | 124496212217.257
commercial lighting | 8ft LFL: T8 F59 HE | 2030 | CAPITAL | REPLACEMENT | lodging | USD/gigalumen_year | us | us | 124496212217.257
commercial lighting | 8ft LFL: T8 F59 HE | 2030 | CAPITAL | REPLACEMENT | merc/service | USD/gigalumen_year | us | us | 124496212217.257
commercial lighting | 8ft LFL: T8 F59 HE | 2030 | CAPITAL | REPLACEMENT | office-large | USD/gigalumen_year | us | us | 124496212217.257
commercial lighting | 8ft LFL: T8 F59 HE | 2030 | CAPITAL | REPLACEMENT | office-small | USD/gigalumen_year | us | us | 124496212217.257
commercial lighting | 8ft LFL: T8 F59 HE | 2030 | CAPITAL | REPLACEMENT | other | USD/gigalumen_year | us | us | 124496212217.257
commercial lighting | 8ft LFL: T8 F59 HE | 2030 | CAPITAL | REPLACEMENT | warehouse | USD/gigalumen_year | us | us | 124496212217.257
commercial lighting | 8ft LFL: T8 F59 HE | 2030 | FIXED_OM | NEW | assembly | USD/gigalumen_year | us | us | 7328833624.865
commercial lighting | 8ft LFL: T8 F59 HE | 2030 | FIXED_OM | NEW | education | USD/gigalumen_year | us | us | 7328833624.865
commercial lighting | 8ft LFL: T8 F59 HE | 2030 | FIXED_OM | NEW | food sales | USD/gigalumen_year | us | us | 7328833624.865
commercial lighting | 8ft LFL: T8 F59 HE | 2030 | FIXED_OM | NEW | food service | USD/gigalumen_year | us | us | 7328833624.865
commercial lighting | 8ft LFL: T8 F59 HE | 2030 | FIXED_OM | NEW | health | USD/gigalumen_year | us | us | 7328833624.865
commercial lighting | 8ft LFL: T8 F59 HE | 2030 | FIXED_OM | NEW | lodging | USD/gigalumen_year | us | us | 7328833624.865
commercial lighting | 8ft LFL: T8 F59 HE | 2030 | FIXED_OM | NEW | merc/service | USD/gigalumen_year | us | us | 7328833624.865
commercial lighting | 8ft LFL: T8 F59 HE | 2030 | FIXED_OM | NEW | office-large | USD/gigalumen_year | us | us | 7328833624.865
commercial lighting | 8ft LFL: T8 F59 HE | 2030 | FIXED_OM | NEW | office-small | USD/gigalumen_year | us | us | 7328833624.865
commercial lighting | 8ft LFL: T8 F59 HE | 2030 | FIXED_OM | NEW | other | USD/gigalumen_year | us | us | 7328833624.865
commercial lighting | 8ft LFL: T8 F59 HE | 2030 | FIXED_OM | NEW | warehouse | USD/gigalumen_year | us | us | 7328833624.865
commercial lighting | 8ft LFL: T8 F59 HE | 2030 | FIXED_OM | REPLACEMENT | assembly | USD/gigalumen_year | us | us | 7328833624.865
commercial lighting | 8ft LFL: T8 F59 HE | 2030 | FIXED_OM | REPLACEMENT | education | USD/gigalumen_year | us | us | 7328833624.865
commercial lighting | 8ft LFL: T8 F59 HE | 2030 | FIXED_OM | REPLACEMENT | food sales | USD/gigalumen_year | us | us | 7328833624.865
commercial lighting | 8ft LFL: T8 F59 HE | 2030 | FIXED_OM | REPLACEMENT | food service | USD/gigalumen_year | us | us | 7328833624.865
commercial lighting | 8ft LFL: T8 F59 HE | 2030 | FIXED_OM | REPLACEMENT | health | USD/gigalumen_year | us | us | 7328833624.865
commercial lighting | 8ft LFL: T8 F59 HE | 2030 | FIXED_OM | REPLACEMENT | lodging | USD/gigalumen_year | us | us | 7328833624.865
commercial lighting | 8ft LFL: T8 F59 HE | 2030 | FIXED_OM | REPLACEMENT | merc/service | USD/gigalumen_year | us | us | 7328833624.865
commercial lighting | 8ft LFL: T8 F59 HE | 2030 | FIXED_OM | REPLACEMENT | office-large | USD/gigalumen_year | us | us | 7328833624.865
commercial lighting | 8ft LFL: T8 F59 HE | 2030 | FIXED_OM | REPLACEMENT | office-small | USD/gigalumen_year | us | us | 7328833624.865
commercial lighting | 8ft LFL: T8 F59 HE | 2030 | FIXED_OM | REPLACEMENT | other | USD/gigalumen_year | us | us | 7328833624.865
commercial lighting | 8ft LFL: T8 F59 HE | 2030 | FIXED_OM | REPLACEMENT | warehouse | USD/gigalumen_year | us | us | 7328833624.865
commercial lighting | 8ft LFL: T8 F59 HE | 2031 | CAPITAL | NEW | assembly | USD/gigalumen_year | us | us | 124223729941.461
commercial lighting | 8ft LFL: T8 F59 HE | 2031 | CAPITAL | NEW | education | USD/gigalumen_year | us | us | 124223729941.461
commercial lighting | 8ft LFL: T8 F59 HE | 2031 | CAPITAL | NEW | food sales | USD/gigalumen_year | us | us | 124223729941.461
commercial lighting | 8ft LFL: T8 F59 HE | 2031 | CAPITAL | NEW | food service | USD/gigalumen_year | us | us | 124223729941.461
commercial lighting | 8ft LFL: T8 F59 HE | 2031 | CAPITAL | NEW | health | USD/gigalumen_year | us | us | 124223729941.461
commercial lighting | 8ft LFL: T8 F59 HE | 2031 | CAPITAL | NEW | lodging | USD/gigalumen_year | us | us | 124223729941.461
commercial lighting | 8ft LFL: T8 F59 HE | 2031 | CAPITAL | NEW | merc/service | USD/gigalumen_year | us | us | 124223729941.461
commercial lighting | 8ft LFL: T8 F59 HE | 2031 | CAPITAL | NEW | office-large | USD/gigalumen_year | us | us | 124223729941.461
commercial lighting | 8ft LFL: T8 F59 HE | 2031 | CAPITAL | NEW | office-small | USD/gigalumen_year | us | us | 124223729941.461
commercial lighting | 8ft LFL: T8 F59 HE | 2031 | CAPITAL | NEW | other | USD/gigalumen_year | us | us | 124223729941.461
commercial lighting | 8ft LFL: T8 F59 HE | 2031 | CAPITAL | NEW | warehouse | USD/gigalumen_year | us | us | 124223729941.461
commercial lighting | 8ft LFL: T8 F59 HE | 2031 | CAPITAL | REPLACEMENT | assembly | USD/gigalumen_year | us | us | 124223729941.461
commercial lighting | 8ft LFL: T8 F59 HE | 2031 | CAPITAL | REPLACEMENT | education | USD/gigalumen_year | us | us | 124223729941.461
commercial lighting | 8ft LFL: T8 F59 HE | 2031 | CAPITAL | REPLACEMENT | food sales | USD/gigalumen_year | us | us | 124223729941.461
commercial lighting | 8ft LFL: T8 F59 HE | 2031 | CAPITAL | REPLACEMENT | food service | USD/gigalumen_year | us | us | 124223729941.461
commercial lighting | 8ft LFL: T8 F59 HE | 2031 | CAPITAL | REPLACEMENT | health | USD/gigalumen_year | us | us | 124223729941.461
commercial lighting | 8ft LFL: T8 F59 HE | 2031 | CAPITAL | REPLACEMENT | lodging | USD/gigalumen_year | us | us | 124223729941.461
commercial lighting | 8ft LFL: T8 F59 HE | 2031 | CAPITAL | REPLACEMENT | merc/service | USD/gigalumen_year | us | us | 124223729941.461
commercial lighting | 8ft LFL: T8 F59 HE | 2031 | CAPITAL | REPLACEMENT | office-large | USD/gigalumen_year | us | us | 124223729941.461
commercial lighting | 8ft LFL: T8 F59 HE | 2031 | CAPITAL | REPLACEMENT | office-small | USD/gigalumen_year | us | us | 124223729941.461
commercial lighting | 8ft LFL: T8 F59 HE | 2031 | CAPITAL | REPLACEMENT | other | USD/gigalumen_year | us | us | 124223729941.461
commercial lighting | 8ft LFL: T8 F59 HE | 2031 | CAPITAL | REPLACEMENT | warehouse | USD/gigalumen_year | us | us | 124223729941.461
commercial lighting | 8ft LFL: T8 F59 HE | 2031 | FIXED_OM | NEW | assembly | USD/gigalumen_year | us | us | 7272457981.5968
commercial lighting | 8ft LFL: T8 F59 HE | 2031 | FIXED_OM | NEW | education | USD/gigalumen_year | us | us | 7272457981.5968
commercial lighting | 8ft LFL: T8 F59 HE | 2031 | FIXED_OM | NEW | food sales | USD/gigalumen_year | us | us | 7272457981.5968
commercial lighting | 8ft LFL: T8 F59 HE | 2031 | FIXED_OM | NEW | food service | USD/gigalumen_year | us | us | 7272457981.5968
commercial lighting | 8ft LFL: T8 F59 HE | 2031 | FIXED_OM | NEW | health | USD/gigalumen_year | us | us | 7272457981.5968
commercial lighting | 8ft LFL: T8 F59 HE | 2031 | FIXED_OM | NEW | lodging | USD/gigalumen_year | us | us | 7272457981.5968
commercial lighting | 8ft LFL: T8 F59 HE | 2031 | FIXED_OM | NEW | merc/service | USD/gigalumen_year | us | us | 7272457981.5968
commercial lighting | 8ft LFL: T8 F59 HE | 2031 | FIXED_OM | NEW | office-large | USD/gigalumen_year | us | us | 7272457981.5968
commercial lighting | 8ft LFL: T8 F59 HE | 2031 | FIXED_OM | NEW | office-small | USD/gigalumen_year | us | us | 7272457981.5968
commercial lighting | 8ft LFL: T8 F59 HE | 2031 | FIXED_OM | NEW | other | USD/gigalumen_year | us | us | 7272457981.5968
commercial lighting | 8ft LFL: T8 F59 HE | 2031 | FIXED_OM | NEW | warehouse | USD/gigalumen_year | us | us | 7272457981.5968
commercial lighting | 8ft LFL: T8 F59 HE | 2031 | FIXED_OM | REPLACEMENT | assembly | USD/gigalumen_year | us | us | 7272457981.5968
commercial lighting | 8ft LFL: T8 F59 HE | 2031 | FIXED_OM | REPLACEMENT | education | USD/gigalumen_year | us | us | 7272457981.5968
commercial lighting | 8ft LFL: T8 F59 HE | 2031 | FIXED_OM | REPLACEMENT | food sales | USD/gigalumen_year | us | us | 7272457981.5968
commercial lighting | 8ft LFL: T8 F59 HE | 2031 | FIXED_OM | REPLACEMENT | food service | USD/gigalumen_year | us | us | 7272457981.5968
commercial lighting | 8ft LFL: T8 F59 HE | 2031 | FIXED_OM | REPLACEMENT | health | USD/gigalumen_year | us | us | 7272457981.5968
commercial lighting | 8ft LFL: T8 F59 HE | 2031 | FIXED_OM | REPLACEMENT | lodging | USD/gigalumen_year | us | us | 7272457981.5968
commercial lighting | 8ft LFL: T8 F59 HE | 2031 | FIXED_OM | REPLACEMENT | merc/service | USD/gigalumen_year | us | us | 7272457981.5968
commercial lighting | 8ft LFL: T8 F59 HE | 2031 | FIXED_OM | REPLACEMENT | office-large | USD/gigalumen_year | us | us | 7272457981.5968
commercial lighting | 8ft LFL: T8 F59 HE | 2031 | FIXED_OM | REPLACEMENT | office-small | USD/gigalumen_year | us | us | 7272457981.5968
commercial lighting | 8ft LFL: T8 F59 HE | 2031 | FIXED_OM | REPLACEMENT | other | USD/gigalumen_year | us | us | 7272457981.5968
commercial lighting | 8ft LFL: T8 F59 HE | 2031 | FIXED_OM | REPLACEMENT | warehouse | USD/gigalumen_year | us | us | 7272457981.5968
commercial lighting | 8ft LFL: T8 F59 HE | 2032 | CAPITAL | NEW | assembly | USD/gigalumen_year | us | us | 123951247665.665
commercial lighting | 8ft LFL: T8 F59 HE | 2032 | CAPITAL | NEW | education | USD/gigalumen_year | us | us | 123951247665.665
commercial lighting | 8ft LFL: T8 F59 HE | 2032 | CAPITAL | NEW | food sales | USD/gigalumen_year | us | us | 123951247665.665
commercial lighting | 8ft LFL: T8 F59 HE | 2032 | CAPITAL | NEW | food service | USD/gigalumen_year | us | us | 123951247665.665
commercial lighting | 8ft LFL: T8 F59 HE | 2032 | CAPITAL | NEW | health | USD/gigalumen_year | us | us | 123951247665.665
commercial lighting | 8ft LFL: T8 F59 HE | 2032 | CAPITAL | NEW | lodging | USD/gigalumen_year | us | us | 123951247665.665
commercial lighting | 8ft LFL: T8 F59 HE | 2032 | CAPITAL | NEW | merc/service | USD/gigalumen_year | us | us | 123951247665.665
commercial lighting | 8ft LFL: T8 F59 HE | 2032 | CAPITAL | NEW | office-large | USD/gigalumen_year | us | us | 123951247665.665
commercial lighting | 8ft LFL: T8 F59 HE | 2032 | CAPITAL | NEW | office-small | USD/gigalumen_year | us | us | 123951247665.665
commercial lighting | 8ft LFL: T8 F59 HE | 2032 | CAPITAL | NEW | other | USD/gigalumen_year | us | us | 123951247665.665
commercial lighting | 8ft LFL: T8 F59 HE | 2032 | CAPITAL | NEW | warehouse | USD/gigalumen_year | us | us | 123951247665.665
commercial lighting | 8ft LFL: T8 F59 HE | 2032 | CAPITAL | REPLACEMENT | assembly | USD/gigalumen_year | us | us | 123951247665.665
commercial lighting | 8ft LFL: T8 F59 HE | 2032 | CAPITAL | REPLACEMENT | education | USD/gigalumen_year | us | us | 123951247665.665
commercial lighting | 8ft LFL: T8 F59 HE | 2032 | CAPITAL | REPLACEMENT | food sales | USD/gigalumen_year | us | us | 123951247665.665
commercial lighting | 8ft LFL: T8 F59 HE | 2032 | CAPITAL | REPLACEMENT | food service | USD/gigalumen_year | us | us | 123951247665.665
commercial lighting | 8ft LFL: T8 F59 HE | 2032 | CAPITAL | REPLACEMENT | health | USD/gigalumen_year | us | us | 123951247665.665
commercial lighting | 8ft LFL: T8 F59 HE | 2032 | CAPITAL | REPLACEMENT | lodging | USD/gigalumen_year | us | us | 123951247665.665
commercial lighting | 8ft LFL: T8 F59 HE | 2032 | CAPITAL | REPLACEMENT | merc/service | USD/gigalumen_year | us | us | 123951247665.665
commercial lighting | 8ft LFL: T8 F59 HE | 2032 | CAPITAL | REPLACEMENT | office-large | USD/gigalumen_year | us | us | 123951247665.665
commercial lighting | 8ft LFL: T8 F59 HE | 2032 | CAPITAL | REPLACEMENT | office-small | USD/gigalumen_year | us | us | 123951247665.665
commercial lighting | 8ft LFL: T8 F59 HE | 2032 | CAPITAL | REPLACEMENT | other | USD/gigalumen_year | us | us | 123951247665.665
commercial lighting | 8ft LFL: T8 F59 HE | 2032 | CAPITAL | REPLACEMENT | warehouse | USD/gigalumen_year | us | us | 123951247665.665
commercial lighting | 8ft LFL: T8 F59 HE | 2032 | FIXED_OM | NEW | assembly | USD/gigalumen_year | us | us | 7216082338.3286
commercial lighting | 8ft LFL: T8 F59 HE | 2032 | FIXED_OM | NEW | education | USD/gigalumen_year | us | us | 7216082338.3286
commercial lighting | 8ft LFL: T8 F59 HE | 2032 | FIXED_OM | NEW | food sales | USD/gigalumen_year | us | us | 7216082338.3286
commercial lighting | 8ft LFL: T8 F59 HE | 2032 | FIXED_OM | NEW | food service | USD/gigalumen_year | us | us | 7216082338.3286
commercial lighting | 8ft LFL: T8 F59 HE | 2032 | FIXED_OM | NEW | health | USD/gigalumen_year | us | us | 7216082338.3286
commercial lighting | 8ft LFL: T8 F59 HE | 2032 | FIXED_OM | NEW | lodging | USD/gigalumen_year | us | us | 7216082338.3286
commercial lighting | 8ft LFL: T8 F59 HE | 2032 | FIXED_OM | NEW | merc/service | USD/gigalumen_year | us | us | 7216082338.3286
commercial lighting | 8ft LFL: T8 F59 HE | 2032 | FIXED_OM | NEW | office-large | USD/gigalumen_year | us | us | 7216082338.3286
commercial lighting | 8ft LFL: T8 F59 HE | 2032 | FIXED_OM | NEW | office-small | USD/gigalumen_year | us | us | 7216082338.3286
commercial lighting | 8ft LFL: T8 F59 HE | 2032 | FIXED_OM | NEW | other | USD/gigalumen_year | us | us | 7216082338.3286
commercial lighting | 8ft LFL: T8 F59 HE | 2032 | FIXED_OM | NEW | warehouse | USD/gigalumen_year | us | us | 7216082338.3286
commercial lighting | 8ft LFL: T8 F59 HE | 2032 | FIXED_OM | REPLACEMENT | assembly | USD/gigalumen_year | us | us | 7216082338.3286
commercial lighting | 8ft LFL: T8 F59 HE | 2032 | FIXED_OM | REPLACEMENT | education | USD/gigalumen_year | us | us | 7216082338.3286
commercial lighting | 8ft LFL: T8 F59 HE | 2032 | FIXED_OM | REPLACEMENT | food sales | USD/gigalumen_year | us | us | 7216082338.3286
commercial lighting | 8ft LFL: T8 F59 HE | 2032 | FIXED_OM | REPLACEMENT | food service | USD/gigalumen_year | us | us | 7216082338.3286
commercial lighting | 8ft LFL: T8 F59 HE | 2032 | FIXED_OM | REPLACEMENT | health | USD/gigalumen_year | us | us | 7216082338.3286
commercial lighting | 8ft LFL: T8 F59 HE | 2032 | FIXED_OM | REPLACEMENT | lodging | USD/gigalumen_year | us | us | 7216082338.3286
commercial lighting | 8ft LFL: T8 F59 HE | 2032 | FIXED_OM | REPLACEMENT | merc/service | USD/gigalumen_year | us | us | 7216082338.3286
commercial lighting | 8ft LFL: T8 F59 HE | 2032 | FIXED_OM | REPLACEMENT | office-large | USD/gigalumen_year | us | us | 7216082338.3286
commercial lighting | 8ft LFL: T8 F59 HE | 2032 | FIXED_OM | REPLACEMENT | office-small | USD/gigalumen_year | us | us | 7216082338.3286
commercial lighting | 8ft LFL: T8 F59 HE | 2032 | FIXED_OM | REPLACEMENT | other | USD/gigalumen_year | us | us | 7216082338.3286
commercial lighting | 8ft LFL: T8 F59 HE | 2032 | FIXED_OM | REPLACEMENT | warehouse | USD/gigalumen_year | us | us | 7216082338.3286
commercial lighting | 8ft LFL: T8 F59 HE | 2033 | CAPITAL | NEW | assembly | USD/gigalumen_year | us | us | 123678765389.868
commercial lighting | 8ft LFL: T8 F59 HE | 2033 | CAPITAL | NEW | education | USD/gigalumen_year | us | us | 123678765389.868
commercial lighting | 8ft LFL: T8 F59 HE | 2033 | CAPITAL | NEW | food sales | USD/gigalumen_year | us | us | 123678765389.868
commercial lighting | 8ft LFL: T8 F59 HE | 2033 | CAPITAL | NEW | food service | USD/gigalumen_year | us | us | 123678765389.868
commercial lighting | 8ft LFL: T8 F59 HE | 2033 | CAPITAL | NEW | health | USD/gigalumen_year | us | us | 123678765389.868
commercial lighting | 8ft LFL: T8 F59 HE | 2033 | CAPITAL | NEW | lodging | USD/gigalumen_year | us | us | 123678765389.868
commercial lighting | 8ft LFL: T8 F59 HE | 2033 | CAPITAL | NEW | merc/service | USD/gigalumen_year | us | us | 123678765389.868
commercial lighting | 8ft LFL: T8 F59 HE | 2033 | CAPITAL | NEW | office-large | USD/gigalumen_year | us | us | 123678765389.868
commercial lighting | 8ft LFL: T8 F59 HE | 2033 | CAPITAL | NEW | office-small | USD/gigalumen_year | us | us | 123678765389.868
commercial lighting | 8ft LFL: T8 F59 HE | 2033 | CAPITAL | NEW | other | USD/gigalumen_year | us | us | 123678765389.868
commercial lighting | 8ft LFL: T8 F59 HE | 2033 | CAPITAL | NEW | warehouse | USD/gigalumen_year | us | us | 123678765389.868
commercial lighting | 8ft LFL: T8 F59 HE | 2033 | CAPITAL | REPLACEMENT | assembly | USD/gigalumen_year | us | us | 123678765389.868
commercial lighting | 8ft LFL: T8 F59 HE | 2033 | CAPITAL | REPLACEMENT | education | USD/gigalumen_year | us | us | 123678765389.868
commercial lighting | 8ft LFL: T8 F59 HE | 2033 | CAPITAL | REPLACEMENT | food sales | USD/gigalumen_year | us | us | 123678765389.868
commercial lighting | 8ft LFL: T8 F59 HE | 2033 | CAPITAL | REPLACEMENT | food service | USD/gigalumen_year | us | us | 123678765389.868
commercial lighting | 8ft LFL: T8 F59 HE | 2033 | CAPITAL | REPLACEMENT | health | USD/gigalumen_year | us | us | 123678765389.868
commercial lighting | 8ft LFL: T8 F59 HE | 2033 | CAPITAL | REPLACEMENT | lodging | USD/gigalumen_year | us | us | 123678765389.868
commercial lighting | 8ft LFL: T8 F59 HE | 2033 | CAPITAL | REPLACEMENT | merc/service | USD/gigalumen_year | us | us | 123678765389.868
commercial lighting | 8ft LFL: T8 F59 HE | 2033 | CAPITAL | REPLACEMENT | office-large | USD/gigalumen_year | us | us | 123678765389.868
commercial lighting | 8ft LFL: T8 F59 HE | 2033 | CAPITAL | REPLACEMENT | office-small | USD/gigalumen_year | us | us | 123678765389.868
commercial lighting | 8ft LFL: T8 F59 HE | 2033 | CAPITAL | REPLACEMENT | other | USD/gigalumen_year | us | us | 123678765389.868
commercial lighting | 8ft LFL: T8 F59 HE | 2033 | CAPITAL | REPLACEMENT | warehouse | USD/gigalumen_year | us | us | 123678765389.868
commercial lighting | 8ft LFL: T8 F59 HE | 2033 | FIXED_OM | NEW | assembly | USD/gigalumen_year | us | us | 7159706695.0604
commercial lighting | 8ft LFL: T8 F59 HE | 2033 | FIXED_OM | NEW | education | USD/gigalumen_year | us | us | 7159706695.0604
commercial lighting | 8ft LFL: T8 F59 HE | 2033 | FIXED_OM | NEW | food sales | USD/gigalumen_year | us | us | 7159706695.0604
commercial lighting | 8ft LFL: T8 F59 HE | 2033 | FIXED_OM | NEW | food service | USD/gigalumen_year | us | us | 7159706695.0604
commercial lighting | 8ft LFL: T8 F59 HE | 2033 | FIXED_OM | NEW | health | USD/gigalumen_year | us | us | 7159706695.0604
commercial lighting | 8ft LFL: T8 F59 HE | 2033 | FIXED_OM | NEW | lodging | USD/gigalumen_year | us | us | 7159706695.0604
commercial lighting | 8ft LFL: T8 F59 HE | 2033 | FIXED_OM | NEW | merc/service | USD/gigalumen_year | us | us | 7159706695.0604
commercial lighting | 8ft LFL: T8 F59 HE | 2033 | FIXED_OM | NEW | office-large | USD/gigalumen_year | us | us | 7159706695.0604
commercial lighting | 8ft LFL: T8 F59 HE | 2033 | FIXED_OM | NEW | office-small | USD/gigalumen_year | us | us | 7159706695.0604
commercial lighting | 8ft LFL: T8 F59 HE | 2033 | FIXED_OM | NEW | other | USD/gigalumen_year | us | us | 7159706695.0604
commercial lighting | 8ft LFL: T8 F59 HE | 2033 | FIXED_OM | NEW | warehouse | USD/gigalumen_year | us | us | 7159706695.0604
commercial lighting | 8ft LFL: T8 F59 HE | 2033 | FIXED_OM | REPLACEMENT | assembly | USD/gigalumen_year | us | us | 7159706695.0604
commercial lighting | 8ft LFL: T8 F59 HE | 2033 | FIXED_OM | REPLACEMENT | education | USD/gigalumen_year | us | us | 7159706695.0604
commercial lighting | 8ft LFL: T8 F59 HE | 2033 | FIXED_OM | REPLACEMENT | food sales | USD/gigalumen_year | us | us | 7159706695.0604
commercial lighting | 8ft LFL: T8 F59 HE | 2033 | FIXED_OM | REPLACEMENT | food service | USD/gigalumen_year | us | us | 7159706695.0604
commercial lighting | 8ft LFL: T8 F59 HE | 2033 | FIXED_OM | REPLACEMENT | health | USD/gigalumen_year | us | us | 7159706695.0604
commercial lighting | 8ft LFL: T8 F59 HE | 2033 | FIXED_OM | REPLACEMENT | lodging | USD/gigalumen_year | us | us | 7159706695.0604
commercial lighting | 8ft LFL: T8 F59 HE | 2033 | FIXED_OM | REPLACEMENT | merc/service | USD/gigalumen_year | us | us | 7159706695.0604
commercial lighting | 8ft LFL: T8 F59 HE | 2033 | FIXED_OM | REPLACEMENT | office-large | USD/gigalumen_year | us | us | 7159706695.0604
commercial lighting | 8ft LFL: T8 F59 HE | 2033 | FIXED_OM | REPLACEMENT | office-small | USD/gigalumen_year | us | us | 7159706695.0604
commercial lighting | 8ft LFL: T8 F59 HE | 2033 | FIXED_OM | REPLACEMENT | other | USD/gigalumen_year | us | us | 7159706695.0604
commercial lighting | 8ft LFL: T8 F59 HE | 2033 | FIXED_OM | REPLACEMENT | warehouse | USD/gigalumen_year | us | us | 7159706695.0604
commercial lighting | 8ft LFL: T8 F59 HE | 2034 | CAPITAL | NEW | assembly | USD/gigalumen_year | us | us | 123406283114.072
commercial lighting | 8ft LFL: T8 F59 HE | 2034 | CAPITAL | NEW | education | USD/gigalumen_year | us | us | 123406283114.072
commercial lighting | 8ft LFL: T8 F59 HE | 2034 | CAPITAL | NEW | food sales | USD/gigalumen_year | us | us | 123406283114.072
commercial lighting | 8ft LFL: T8 F59 HE | 2034 | CAPITAL | NEW | food service | USD/gigalumen_year | us | us | 123406283114.072
commercial lighting | 8ft LFL: T8 F59 HE | 2034 | CAPITAL | NEW | health | USD/gigalumen_year | us | us | 123406283114.072
commercial lighting | 8ft LFL: T8 F59 HE | 2034 | CAPITAL | NEW | lodging | USD/gigalumen_year | us | us | 123406283114.072
commercial lighting | 8ft LFL: T8 F59 HE | 2034 | CAPITAL | NEW | merc/service | USD/gigalumen_year | us | us | 123406283114.072
commercial lighting | 8ft LFL: T8 F59 HE | 2034 | CAPITAL | NEW | office-large | USD/gigalumen_year | us | us | 123406283114.072
commercial lighting | 8ft LFL: T8 F59 HE | 2034 | CAPITAL | NEW | office-small | USD/gigalumen_year | us | us | 123406283114.072
commercial lighting | 8ft LFL: T8 F59 HE | 2034 | CAPITAL | NEW | other | USD/gigalumen_year | us | us | 123406283114.072
commercial lighting | 8ft LFL: T8 F59 HE | 2034 | CAPITAL | NEW | warehouse | USD/gigalumen_year | us | us | 123406283114.072
commercial lighting | 8ft LFL: T8 F59 HE | 2034 | CAPITAL | REPLACEMENT | assembly | USD/gigalumen_year | us | us | 123406283114.072
commercial lighting | 8ft LFL: T8 F59 HE | 2034 | CAPITAL | REPLACEMENT | education | USD/gigalumen_year | us | us | 123406283114.072
commercial lighting | 8ft LFL: T8 F59 HE | 2034 | CAPITAL | REPLACEMENT | food sales | USD/gigalumen_year | us | us | 123406283114.072
commercial lighting | 8ft LFL: T8 F59 HE | 2034 | CAPITAL | REPLACEMENT | food service | USD/gigalumen_year | us | us | 123406283114.072
commercial lighting | 8ft LFL: T8 F59 HE | 2034 | CAPITAL | REPLACEMENT | health | USD/gigalumen_year | us | us | 123406283114.072
commercial lighting | 8ft LFL: T8 F59 HE | 2034 | CAPITAL | REPLACEMENT | lodging | USD/gigalumen_year | us | us | 123406283114.072
commercial lighting | 8ft LFL: T8 F59 HE | 2034 | CAPITAL | REPLACEMENT | merc/service | USD/gigalumen_year | us | us | 123406283114.072
commercial lighting | 8ft LFL: T8 F59 HE | 2034 | CAPITAL | REPLACEMENT | office-large | USD/gigalumen_year | us | us | 123406283114.072
commercial lighting | 8ft LFL: T8 F59 HE | 2034 | CAPITAL | REPLACEMENT | office-small | USD/gigalumen_year | us | us | 123406283114.072
commercial lighting | 8ft LFL: T8 F59 HE | 2034 | CAPITAL | REPLACEMENT | other | USD/gigalumen_year | us | us | 123406283114.072
commercial lighting | 8ft LFL: T8 F59 HE | 2034 | CAPITAL | REPLACEMENT | warehouse | USD/gigalumen_year | us | us | 123406283114.072
commercial lighting | 8ft LFL: T8 F59 HE | 2034 | FIXED_OM | NEW | assembly | USD/gigalumen_year | us | us | 7103331051.7922
commercial lighting | 8ft LFL: T8 F59 HE | 2034 | FIXED_OM | NEW | education | USD/gigalumen_year | us | us | 7103331051.7922
commercial lighting | 8ft LFL: T8 F59 HE | 2034 | FIXED_OM | NEW | food sales | USD/gigalumen_year | us | us | 7103331051.7922
commercial lighting | 8ft LFL: T8 F59 HE | 2034 | FIXED_OM | NEW | food service | USD/gigalumen_year | us | us | 7103331051.7922
commercial lighting | 8ft LFL: T8 F59 HE | 2034 | FIXED_OM | NEW | health | USD/gigalumen_year | us | us | 7103331051.7922
commercial lighting | 8ft LFL: T8 F59 HE | 2034 | FIXED_OM | NEW | lodging | USD/gigalumen_year | us | us | 7103331051.7922
commercial lighting | 8ft LFL: T8 F59 HE | 2034 | FIXED_OM | NEW | merc/service | USD/gigalumen_year | us | us | 7103331051.7922
commercial lighting | 8ft LFL: T8 F59 HE | 2034 | FIXED_OM | NEW | office-large | USD/gigalumen_year | us | us | 7103331051.7922
commercial lighting | 8ft LFL: T8 F59 HE | 2034 | FIXED_OM | NEW | office-small | USD/gigalumen_year | us | us | 7103331051.7922
commercial lighting | 8ft LFL: T8 F59 HE | 2034 | FIXED_OM | NEW | other | USD/gigalumen_year | us | us | 7103331051.7922
commercial lighting | 8ft LFL: T8 F59 HE | 2034 | FIXED_OM | NEW | warehouse | USD/gigalumen_year | us | us | 7103331051.7922
commercial lighting | 8ft LFL: T8 F59 HE | 2034 | FIXED_OM | REPLACEMENT | assembly | USD/gigalumen_year | us | us | 7103331051.7922
commercial lighting | 8ft LFL: T8 F59 HE | 2034 | FIXED_OM | REPLACEMENT | education | USD/gigalumen_year | us | us | 7103331051.7922
commercial lighting | 8ft LFL: T8 F59 HE | 2034 | FIXED_OM | REPLACEMENT | food sales | USD/gigalumen_year | us | us | 7103331051.7922
commercial lighting | 8ft LFL: T8 F59 HE | 2034 | FIXED_OM | REPLACEMENT | food service | USD/gigalumen_year | us | us | 7103331051.7922
commercial lighting | 8ft LFL: T8 F59 HE | 2034 | FIXED_OM | REPLACEMENT | health | USD/gigalumen_year | us | us | 7103331051.7922
commercial lighting | 8ft LFL: T8 F59 HE | 2034 | FIXED_OM | REPLACEMENT | lodging | USD/gigalumen_year | us | us | 7103331051.7922
commercial lighting | 8ft LFL: T8 F59 HE | 2034 | FIXED_OM | REPLACEMENT | merc/service | USD/gigalumen_year | us | us | 7103331051.7922
commercial lighting | 8ft LFL: T8 F59 HE | 2034 | FIXED_OM | REPLACEMENT | office-large | USD/gigalumen_year | us | us | 7103331051.7922
commercial lighting | 8ft LFL: T8 F59 HE | 2034 | FIXED_OM | REPLACEMENT | office-small | USD/gigalumen_year | us | us | 7103331051.7922
commercial lighting | 8ft LFL: T8 F59 HE | 2034 | FIXED_OM | REPLACEMENT | other | USD/gigalumen_year | us | us | 7103331051.7922
commercial lighting | 8ft LFL: T8 F59 HE | 2034 | FIXED_OM | REPLACEMENT | warehouse | USD/gigalumen_year | us | us | 7103331051.7922
commercial lighting | 8ft LFL: T8 F59 HE | 2035 | CAPITAL | NEW | assembly | USD/gigalumen_year | us | us | 123133800838.276
commercial lighting | 8ft LFL: T8 F59 HE | 2035 | CAPITAL | NEW | education | USD/gigalumen_year | us | us | 123133800838.276
commercial lighting | 8ft LFL: T8 F59 HE | 2035 | CAPITAL | NEW | food sales | USD/gigalumen_year | us | us | 123133800838.276
commercial lighting | 8ft LFL: T8 F59 HE | 2035 | CAPITAL | NEW | food service | USD/gigalumen_year | us | us | 123133800838.276
commercial lighting | 8ft LFL: T8 F59 HE | 2035 | CAPITAL | NEW | health | USD/gigalumen_year | us | us | 123133800838.276
commercial lighting | 8ft LFL: T8 F59 HE | 2035 | CAPITAL | NEW | lodging | USD/gigalumen_year | us | us | 123133800838.276
commercial lighting | 8ft LFL: T8 F59 HE | 2035 | CAPITAL | NEW | merc/service | USD/gigalumen_year | us | us | 123133800838.276
commercial lighting | 8ft LFL: T8 F59 HE | 2035 | CAPITAL | NEW | office-large | USD/gigalumen_year | us | us | 123133800838.276
commercial lighting | 8ft LFL: T8 F59 HE | 2035 | CAPITAL | NEW | office-small | USD/gigalumen_year | us | us | 123133800838.276
commercial lighting | 8ft LFL: T8 F59 HE | 2035 | CAPITAL | NEW | other | USD/gigalumen_year | us | us | 123133800838.276
commercial lighting | 8ft LFL: T8 F59 HE | 2035 | CAPITAL | NEW | warehouse | USD/gigalumen_year | us | us | 123133800838.276
commercial lighting | 8ft LFL: T8 F59 HE | 2035 | CAPITAL | REPLACEMENT | assembly | USD/gigalumen_year | us | us | 123133800838.276
commercial lighting | 8ft LFL: T8 F59 HE | 2035 | CAPITAL | REPLACEMENT | education | USD/gigalumen_year | us | us | 123133800838.276
commercial lighting | 8ft LFL: T8 F59 HE | 2035 | CAPITAL | REPLACEMENT | food sales | USD/gigalumen_year | us | us | 123133800838.276
commercial lighting | 8ft LFL: T8 F59 HE | 2035 | CAPITAL | REPLACEMENT | food service | USD/gigalumen_year | us | us | 123133800838.276
commercial lighting | 8ft LFL: T8 F59 HE | 2035 | CAPITAL | REPLACEMENT | health | USD/gigalumen_year | us | us | 123133800838.276
commercial lighting | 8ft LFL: T8 F59 HE | 2035 | CAPITAL | REPLACEMENT | lodging | USD/gigalumen_year | us | us | 123133800838.276
commercial lighting | 8ft LFL: T8 F59 HE | 2035 | CAPITAL | REPLACEMENT | merc/service | USD/gigalumen_year | us | us | 123133800838.276
commercial lighting | 8ft LFL: T8 F59 HE | 2035 | CAPITAL | REPLACEMENT | office-large | USD/gigalumen_year | us | us | 123133800838.276
commercial lighting | 8ft LFL: T8 F59 HE | 2035 | CAPITAL | REPLACEMENT | office-small | USD/gigalumen_year | us | us | 123133800838.276
commercial lighting | 8ft LFL: T8 F59 HE | 2035 | CAPITAL | REPLACEMENT | other | USD/gigalumen_year | us | us | 123133800838.276
commercial lighting | 8ft LFL: T8 F59 HE | 2035 | CAPITAL | REPLACEMENT | warehouse | USD/gigalumen_year | us | us | 123133800838.276
commercial lighting | 8ft LFL: T8 F59 HE | 2035 | FIXED_OM | NEW | assembly | USD/gigalumen_year | us | us | 7046955408.524
commercial lighting | 8ft LFL: T8 F59 HE | 2035 | FIXED_OM | NEW | education | USD/gigalumen_year | us | us | 7046955408.524
commercial lighting | 8ft LFL: T8 F59 HE | 2035 | FIXED_OM | NEW | food sales | USD/gigalumen_year | us | us | 7046955408.524
commercial lighting | 8ft LFL: T8 F59 HE | 2035 | FIXED_OM | NEW | food service | USD/gigalumen_year | us | us | 7046955408.524
commercial lighting | 8ft LFL: T8 F59 HE | 2035 | FIXED_OM | NEW | health | USD/gigalumen_year | us | us | 7046955408.524
commercial lighting | 8ft LFL: T8 F59 HE | 2035 | FIXED_OM | NEW | lodging | USD/gigalumen_year | us | us | 7046955408.524
commercial lighting | 8ft LFL: T8 F59 HE | 2035 | FIXED_OM | NEW | merc/service | USD/gigalumen_year | us | us | 7046955408.524
commercial lighting | 8ft LFL: T8 F59 HE | 2035 | FIXED_OM | NEW | office-large | USD/gigalumen_year | us | us | 7046955408.524
commercial lighting | 8ft LFL: T8 F59 HE | 2035 | FIXED_OM | NEW | office-small | USD/gigalumen_year | us | us | 7046955408.524
commercial lighting | 8ft LFL: T8 F59 HE | 2035 | FIXED_OM | NEW | other | USD/gigalumen_year | us | us | 7046955408.524
commercial lighting | 8ft LFL: T8 F59 HE | 2035 | FIXED_OM | NEW | warehouse | USD/gigalumen_year | us | us | 7046955408.524
commercial lighting | 8ft LFL: T8 F59 HE | 2035 | FIXED_OM | REPLACEMENT | assembly | USD/gigalumen_year | us | us | 7046955408.524
commercial lighting | 8ft LFL: T8 F59 HE | 2035 | FIXED_OM | REPLACEMENT | education | USD/gigalumen_year | us | us | 7046955408.524
commercial lighting | 8ft LFL: T8 F59 HE | 2035 | FIXED_OM | REPLACEMENT | food sales | USD/gigalumen_year | us | us | 7046955408.524
commercial lighting | 8ft LFL: T8 F59 HE | 2035 | FIXED_OM | REPLACEMENT | food service | USD/gigalumen_year | us | us | 7046955408.524
commercial lighting | 8ft LFL: T8 F59 HE | 2035 | FIXED_OM | REPLACEMENT | health | USD/gigalumen_year | us | us | 7046955408.524
commercial lighting | 8ft LFL: T8 F59 HE | 2035 | FIXED_OM | REPLACEMENT | lodging | USD/gigalumen_year | us | us | 7046955408.524
commercial lighting | 8ft LFL: T8 F59 HE | 2035 | FIXED_OM | REPLACEMENT | merc/service | USD/gigalumen_year | us | us | 7046955408.524
commercial lighting | 8ft LFL: T8 F59 HE | 2035 | FIXED_OM | REPLACEMENT | office-large | USD/gigalumen_year | us | us | 7046955408.524
commercial lighting | 8ft LFL: T8 F59 HE | 2035 | FIXED_OM | REPLACEMENT | office-small | USD/gigalumen_year | us | us | 7046955408.524
commercial lighting | 8ft LFL: T8 F59 HE | 2035 | FIXED_OM | REPLACEMENT | other | USD/gigalumen_year | us | us | 7046955408.524
commercial lighting | 8ft LFL: T8 F59 HE | 2035 | FIXED_OM | REPLACEMENT | warehouse | USD/gigalumen_year | us | us | 7046955408.524
commercial lighting | 8ft LFL: T8 F59 HE | 2036 | CAPITAL | NEW | assembly | USD/gigalumen_year | us | us | 122861318562.48
commercial lighting | 8ft LFL: T8 F59 HE | 2036 | CAPITAL | NEW | education | USD/gigalumen_year | us | us | 122861318562.48
commercial lighting | 8ft LFL: T8 F59 HE | 2036 | CAPITAL | NEW | food sales | USD/gigalumen_year | us | us | 122861318562.48
commercial lighting | 8ft LFL: T8 F59 HE | 2036 | CAPITAL | NEW | food service | USD/gigalumen_year | us | us | 122861318562.48
commercial lighting | 8ft LFL: T8 F59 HE | 2036 | CAPITAL | NEW | health | USD/gigalumen_year | us | us | 122861318562.48
commercial lighting | 8ft LFL: T8 F59 HE | 2036 | CAPITAL | NEW | lodging | USD/gigalumen_year | us | us | 122861318562.48
commercial lighting | 8ft LFL: T8 F59 HE | 2036 | CAPITAL | NEW | merc/service | USD/gigalumen_year | us | us | 122861318562.48
commercial lighting | 8ft LFL: T8 F59 HE | 2036 | CAPITAL | NEW | office-large | USD/gigalumen_year | us | us | 122861318562.48
commercial lighting | 8ft LFL: T8 F59 HE | 2036 | CAPITAL | NEW | office-small | USD/gigalumen_year | us | us | 122861318562.48
commercial lighting | 8ft LFL: T8 F59 HE | 2036 | CAPITAL | NEW | other | USD/gigalumen_year | us | us | 122861318562.48
commercial lighting | 8ft LFL: T8 F59 HE | 2036 | CAPITAL | NEW | warehouse | USD/gigalumen_year | us | us | 122861318562.48
commercial lighting | 8ft LFL: T8 F59 HE | 2036 | CAPITAL | REPLACEMENT | assembly | USD/gigalumen_year | us | us | 122861318562.48
commercial lighting | 8ft LFL: T8 F59 HE | 2036 | CAPITAL | REPLACEMENT | education | USD/gigalumen_year | us | us | 122861318562.48
commercial lighting | 8ft LFL: T8 F59 HE | 2036 | CAPITAL | REPLACEMENT | food sales | USD/gigalumen_year | us | us | 122861318562.48
commercial lighting | 8ft LFL: T8 F59 HE | 2036 | CAPITAL | REPLACEMENT | food service | USD/gigalumen_year | us | us | 122861318562.48
commercial lighting | 8ft LFL: T8 F59 HE | 2036 | CAPITAL | REPLACEMENT | health | USD/gigalumen_year | us | us | 122861318562.48
commercial lighting | 8ft LFL: T8 F59 HE | 2036 | CAPITAL | REPLACEMENT | lodging | USD/gigalumen_year | us | us | 122861318562.48
commercial lighting | 8ft LFL: T8 F59 HE | 2036 | CAPITAL | REPLACEMENT | merc/service | USD/gigalumen_year | us | us | 122861318562.48
commercial lighting | 8ft LFL: T8 F59 HE | 2036 | CAPITAL | REPLACEMENT | office-large | USD/gigalumen_year | us | us | 122861318562.48
commercial lighting | 8ft LFL: T8 F59 HE | 2036 | CAPITAL | REPLACEMENT | office-small | USD/gigalumen_year | us | us | 122861318562.48
commercial lighting | 8ft LFL: T8 F59 HE | 2036 | CAPITAL | REPLACEMENT | other | USD/gigalumen_year | us | us | 122861318562.48
commercial lighting | 8ft LFL: T8 F59 HE | 2036 | CAPITAL | REPLACEMENT | warehouse | USD/gigalumen_year | us | us | 122861318562.48
commercial lighting | 8ft LFL: T8 F59 HE | 2036 | FIXED_OM | NEW | assembly | USD/gigalumen_year | us | us | 6990579765.2558
commercial lighting | 8ft LFL: T8 F59 HE | 2036 | FIXED_OM | NEW | education | USD/gigalumen_year | us | us | 6990579765.2558
commercial lighting | 8ft LFL: T8 F59 HE | 2036 | FIXED_OM | NEW | food sales | USD/gigalumen_year | us | us | 6990579765.2558
commercial lighting | 8ft LFL: T8 F59 HE | 2036 | FIXED_OM | NEW | food service | USD/gigalumen_year | us | us | 6990579765.2558
commercial lighting | 8ft LFL: T8 F59 HE | 2036 | FIXED_OM | NEW | health | USD/gigalumen_year | us | us | 6990579765.2558
commercial lighting | 8ft LFL: T8 F59 HE | 2036 | FIXED_OM | NEW | lodging | USD/gigalumen_year | us | us | 6990579765.2558
commercial lighting | 8ft LFL: T8 F59 HE | 2036 | FIXED_OM | NEW | merc/service | USD/gigalumen_year | us | us | 6990579765.2558
commercial lighting | 8ft LFL: T8 F59 HE | 2036 | FIXED_OM | NEW | office-large | USD/gigalumen_year | us | us | 6990579765.2558
commercial lighting | 8ft LFL: T8 F59 HE | 2036 | FIXED_OM | NEW | office-small | USD/gigalumen_year | us | us | 6990579765.2558
commercial lighting | 8ft LFL: T8 F59 HE | 2036 | FIXED_OM | NEW | other | USD/gigalumen_year | us | us | 6990579765.2558
commercial lighting | 8ft LFL: T8 F59 HE | 2036 | FIXED_OM | NEW | warehouse | USD/gigalumen_year | us | us | 6990579765.2558
commercial lighting | 8ft LFL: T8 F59 HE | 2036 | FIXED_OM | REPLACEMENT | assembly | USD/gigalumen_year | us | us | 6990579765.2558
commercial lighting | 8ft LFL: T8 F59 HE | 2036 | FIXED_OM | REPLACEMENT | education | USD/gigalumen_year | us | us | 6990579765.2558
commercial lighting | 8ft LFL: T8 F59 HE | 2036 | FIXED_OM | REPLACEMENT | food sales | USD/gigalumen_year | us | us | 6990579765.2558
commercial lighting | 8ft LFL: T8 F59 HE | 2036 | FIXED_OM | REPLACEMENT | food service | USD/gigalumen_year | us | us | 6990579765.2558
commercial lighting | 8ft LFL: T8 F59 HE | 2036 | FIXED_OM | REPLACEMENT | health | USD/gigalumen_year | us | us | 6990579765.2558
commercial lighting | 8ft LFL: T8 F59 HE | 2036 | FIXED_OM | REPLACEMENT | lodging | USD/gigalumen_year | us | us | 6990579765.2558
commercial lighting | 8ft LFL: T8 F59 HE | 2036 | FIXED_OM | REPLACEMENT | merc/service | USD/gigalumen_year | us | us | 6990579765.2558
commercial lighting | 8ft LFL: T8 F59 HE | 2036 | FIXED_OM | REPLACEMENT | office-large | USD/gigalumen_year | us | us | 6990579765.2558
commercial lighting | 8ft LFL: T8 F59 HE | 2036 | FIXED_OM | REPLACEMENT | office-small | USD/gigalumen_year | us | us | 6990579765.2558
commercial lighting | 8ft LFL: T8 F59 HE | 2036 | FIXED_OM | REPLACEMENT | other | USD/gigalumen_year | us | us | 6990579765.2558
commercial lighting | 8ft LFL: T8 F59 HE | 2036 | FIXED_OM | REPLACEMENT | warehouse | USD/gigalumen_year | us | us | 6990579765.2558
commercial lighting | 8ft LFL: T8 F59 HE | 2037 | CAPITAL | NEW | assembly | USD/gigalumen_year | us | us | 122588836286.683
commercial lighting | 8ft LFL: T8 F59 HE | 2037 | CAPITAL | NEW | education | USD/gigalumen_year | us | us | 122588836286.683
commercial lighting | 8ft LFL: T8 F59 HE | 2037 | CAPITAL | NEW | food sales | USD/gigalumen_year | us | us | 122588836286.683
commercial lighting | 8ft LFL: T8 F59 HE | 2037 | CAPITAL | NEW | food service | USD/gigalumen_year | us | us | 122588836286.683
commercial lighting | 8ft LFL: T8 F59 HE | 2037 | CAPITAL | NEW | health | USD/gigalumen_year | us | us | 122588836286.683
commercial lighting | 8ft LFL: T8 F59 HE | 2037 | CAPITAL | NEW | lodging | USD/gigalumen_year | us | us | 122588836286.683
commercial lighting | 8ft LFL: T8 F59 HE | 2037 | CAPITAL | NEW | merc/service | USD/gigalumen_year | us | us | 122588836286.683
commercial lighting | 8ft LFL: T8 F59 HE | 2037 | CAPITAL | NEW | office-large | USD/gigalumen_year | us | us | 122588836286.683
commercial lighting | 8ft LFL: T8 F59 HE | 2037 | CAPITAL | NEW | office-small | USD/gigalumen_year | us | us | 122588836286.683
commercial lighting | 8ft LFL: T8 F59 HE | 2037 | CAPITAL | NEW | other | USD/gigalumen_year | us | us | 122588836286.683
commercial lighting | 8ft LFL: T8 F59 HE | 2037 | CAPITAL | NEW | warehouse | USD/gigalumen_year | us | us | 122588836286.683
commercial lighting | 8ft LFL: T8 F59 HE | 2037 | CAPITAL | REPLACEMENT | assembly | USD/gigalumen_year | us | us | 122588836286.683
commercial lighting | 8ft LFL: T8 F59 HE | 2037 | CAPITAL | REPLACEMENT | education | USD/gigalumen_year | us | us | 122588836286.683
commercial lighting | 8ft LFL: T8 F59 HE | 2037 | CAPITAL | REPLACEMENT | food sales | USD/gigalumen_year | us | us | 122588836286.683
commercial lighting | 8ft LFL: T8 F59 HE | 2037 | CAPITAL | REPLACEMENT | food service | USD/gigalumen_year | us | us | 122588836286.683
commercial lighting | 8ft LFL: T8 F59 HE | 2037 | CAPITAL | REPLACEMENT | health | USD/gigalumen_year | us | us | 122588836286.683
commercial lighting | 8ft LFL: T8 F59 HE | 2037 | CAPITAL | REPLACEMENT | lodging | USD/gigalumen_year | us | us | 122588836286.683
commercial lighting | 8ft LFL: T8 F59 HE | 2037 | CAPITAL | REPLACEMENT | merc/service | USD/gigalumen_year | us | us | 122588836286.683
commercial lighting | 8ft LFL: T8 F59 HE | 2037 | CAPITAL | REPLACEMENT | office-large | USD/gigalumen_year | us | us | 122588836286.683
commercial lighting | 8ft LFL: T8 F59 HE | 2037 | CAPITAL | REPLACEMENT | office-small | USD/gigalumen_year | us | us | 122588836286.683
commercial lighting | 8ft LFL: T8 F59 HE | 2037 | CAPITAL | REPLACEMENT | other | USD/gigalumen_year | us | us | 122588836286.683
commercial lighting | 8ft LFL: T8 F59 HE | 2037 | CAPITAL | REPLACEMENT | warehouse | USD/gigalumen_year | us | us | 122588836286.683
commercial lighting | 8ft LFL: T8 F59 HE | 2037 | FIXED_OM | NEW | assembly | USD/gigalumen_year | us | us | 6934204121.9876
commercial lighting | 8ft LFL: T8 F59 HE | 2037 | FIXED_OM | NEW | education | USD/gigalumen_year | us | us | 6934204121.9876
commercial lighting | 8ft LFL: T8 F59 HE | 2037 | FIXED_OM | NEW | food sales | USD/gigalumen_year | us | us | 6934204121.9876
commercial lighting | 8ft LFL: T8 F59 HE | 2037 | FIXED_OM | NEW | food service | USD/gigalumen_year | us | us | 6934204121.9876
commercial lighting | 8ft LFL: T8 F59 HE | 2037 | FIXED_OM | NEW | health | USD/gigalumen_year | us | us | 6934204121.9876
commercial lighting | 8ft LFL: T8 F59 HE | 2037 | FIXED_OM | NEW | lodging | USD/gigalumen_year | us | us | 6934204121.9876
commercial lighting | 8ft LFL: T8 F59 HE | 2037 | FIXED_OM | NEW | merc/service | USD/gigalumen_year | us | us | 6934204121.9876
commercial lighting | 8ft LFL: T8 F59 HE | 2037 | FIXED_OM | NEW | office-large | USD/gigalumen_year | us | us | 6934204121.9876
commercial lighting | 8ft LFL: T8 F59 HE | 2037 | FIXED_OM | NEW | office-small | USD/gigalumen_year | us | us | 6934204121.9876
commercial lighting | 8ft LFL: T8 F59 HE | 2037 | FIXED_OM | NEW | other | USD/gigalumen_year | us | us | 6934204121.9876
commercial lighting | 8ft LFL: T8 F59 HE | 2037 | FIXED_OM | NEW | warehouse | USD/gigalumen_year | us | us | 6934204121.9876
commercial lighting | 8ft LFL: T8 F59 HE | 2037 | FIXED_OM | REPLACEMENT | assembly | USD/gigalumen_year | us | us | 6934204121.9876
commercial lighting | 8ft LFL: T8 F59 HE | 2037 | FIXED_OM | REPLACEMENT | education | USD/gigalumen_year | us | us | 6934204121.9876
commercial lighting | 8ft LFL: T8 F59 HE | 2037 | FIXED_OM | REPLACEMENT | food sales | USD/gigalumen_year | us | us | 6934204121.9876
commercial lighting | 8ft LFL: T8 F59 HE | 2037 | FIXED_OM | REPLACEMENT | food service | USD/gigalumen_year | us | us | 6934204121.9876
commercial lighting | 8ft LFL: T8 F59 HE | 2037 | FIXED_OM | REPLACEMENT | health | USD/gigalumen_year | us | us | 6934204121.9876
commercial lighting | 8ft LFL: T8 F59 HE | 2037 | FIXED_OM | REPLACEMENT | lodging | USD/gigalumen_year | us | us | 6934204121.9876
commercial lighting | 8ft LFL: T8 F59 HE | 2037 | FIXED_OM | REPLACEMENT | merc/service | USD/gigalumen_year | us | us | 6934204121.9876
commercial lighting | 8ft LFL: T8 F59 HE | 2037 | FIXED_OM | REPLACEMENT | office-large | USD/gigalumen_year | us | us | 6934204121.9876
commercial lighting | 8ft LFL: T8 F59 HE | 2037 | FIXED_OM | REPLACEMENT | office-small | USD/gigalumen_year | us | us | 6934204121.9876
commercial lighting | 8ft LFL: T8 F59 HE | 2037 | FIXED_OM | REPLACEMENT | other | USD/gigalumen_year | us | us | 6934204121.9876
commercial lighting | 8ft LFL: T8 F59 HE | 2037 | FIXED_OM | REPLACEMENT | warehouse | USD/gigalumen_year | us | us | 6934204121.9876
commercial lighting | 8ft LFL: T8 F59 HE | 2038 | CAPITAL | NEW | assembly | USD/gigalumen_year | us | us | 122316354010.887
commercial lighting | 8ft LFL: T8 F59 HE | 2038 | CAPITAL | NEW | education | USD/gigalumen_year | us | us | 122316354010.887
commercial lighting | 8ft LFL: T8 F59 HE | 2038 | CAPITAL | NEW | food sales | USD/gigalumen_year | us | us | 122316354010.887
commercial lighting | 8ft LFL: T8 F59 HE | 2038 | CAPITAL | NEW | food service | USD/gigalumen_year | us | us | 122316354010.887
commercial lighting | 8ft LFL: T8 F59 HE | 2038 | CAPITAL | NEW | health | USD/gigalumen_year | us | us | 122316354010.887
commercial lighting | 8ft LFL: T8 F59 HE | 2038 | CAPITAL | NEW | lodging | USD/gigalumen_year | us | us | 122316354010.887
commercial lighting | 8ft LFL: T8 F59 HE | 2038 | CAPITAL | NEW | merc/service | USD/gigalumen_year | us | us | 122316354010.887
commercial lighting | 8ft LFL: T8 F59 HE | 2038 | CAPITAL | NEW | office-large | USD/gigalumen_year | us | us | 122316354010.887
commercial lighting | 8ft LFL: T8 F59 HE | 2038 | CAPITAL | NEW | office-small | USD/gigalumen_year | us | us | 122316354010.887
commercial lighting | 8ft LFL: T8 F59 HE | 2038 | CAPITAL | NEW | other | USD/gigalumen_year | us | us | 122316354010.887
commercial lighting | 8ft LFL: T8 F59 HE | 2038 | CAPITAL | NEW | warehouse | USD/gigalumen_year | us | us | 122316354010.887
commercial lighting | 8ft LFL: T8 F59 HE | 2038 | CAPITAL | REPLACEMENT | assembly | USD/gigalumen_year | us | us | 122316354010.887
commercial lighting | 8ft LFL: T8 F59 HE | 2038 | CAPITAL | REPLACEMENT | education | USD/gigalumen_year | us | us | 122316354010.887
commercial lighting | 8ft LFL: T8 F59 HE | 2038 | CAPITAL | REPLACEMENT | food sales | USD/gigalumen_year | us | us | 122316354010.887
commercial lighting | 8ft LFL: T8 F59 HE | 2038 | CAPITAL | REPLACEMENT | food service | USD/gigalumen_year | us | us | 122316354010.887
commercial lighting | 8ft LFL: T8 F59 HE | 2038 | CAPITAL | REPLACEMENT | health | USD/gigalumen_year | us | us | 122316354010.887
commercial lighting | 8ft LFL: T8 F59 HE | 2038 | CAPITAL | REPLACEMENT | lodging | USD/gigalumen_year | us | us | 122316354010.887
commercial lighting | 8ft LFL: T8 F59 HE | 2038 | CAPITAL | REPLACEMENT | merc/service | USD/gigalumen_year | us | us | 122316354010.887
commercial lighting | 8ft LFL: T8 F59 HE | 2038 | CAPITAL | REPLACEMENT | office-large | USD/gigalumen_year | us | us | 122316354010.887
commercial lighting | 8ft LFL: T8 F59 HE | 2038 | CAPITAL | REPLACEMENT | office-small | USD/gigalumen_year | us | us | 122316354010.887
commercial lighting | 8ft LFL: T8 F59 HE | 2038 | CAPITAL | REPLACEMENT | other | USD/gigalumen_year | us | us | 122316354010.887
commercial lighting | 8ft LFL: T8 F59 HE | 2038 | CAPITAL | REPLACEMENT | warehouse | USD/gigalumen_year | us | us | 122316354010.887
commercial lighting | 8ft LFL: T8 F59 HE | 2038 | FIXED_OM | NEW | assembly | USD/gigalumen_year | us | us | 6877828478.7194
commercial lighting | 8ft LFL: T8 F59 HE | 2038 | FIXED_OM | NEW | education | USD/gigalumen_year | us | us | 6877828478.7194
commercial lighting | 8ft LFL: T8 F59 HE | 2038 | FIXED_OM | NEW | food sales | USD/gigalumen_year | us | us | 6877828478.7194
commercial lighting | 8ft LFL: T8 F59 HE | 2038 | FIXED_OM | NEW | food service | USD/gigalumen_year | us | us | 6877828478.7194
commercial lighting | 8ft LFL: T8 F59 HE | 2038 | FIXED_OM | NEW | health | USD/gigalumen_year | us | us | 6877828478.7194
commercial lighting | 8ft LFL: T8 F59 HE | 2038 | FIXED_OM | NEW | lodging | USD/gigalumen_year | us | us | 6877828478.7194
commercial lighting | 8ft LFL: T8 F59 HE | 2038 | FIXED_OM | NEW | merc/service | USD/gigalumen_year | us | us | 6877828478.7194
commercial lighting | 8ft LFL: T8 F59 HE | 2038 | FIXED_OM | NEW | office-large | USD/gigalumen_year | us | us | 6877828478.7194
commercial lighting | 8ft LFL: T8 F59 HE | 2038 | FIXED_OM | NEW | office-small | USD/gigalumen_year | us | us | 6877828478.7194
commercial lighting | 8ft LFL: T8 F59 HE | 2038 | FIXED_OM | NEW | other | USD/gigalumen_year | us | us | 6877828478.7194
commercial lighting | 8ft LFL: T8 F59 HE | 2038 | FIXED_OM | NEW | warehouse | USD/gigalumen_year | us | us | 6877828478.7194
commercial lighting | 8ft LFL: T8 F59 HE | 2038 | FIXED_OM | REPLACEMENT | assembly | USD/gigalumen_year | us | us | 6877828478.7194
commercial lighting | 8ft LFL: T8 F59 HE | 2038 | FIXED_OM | REPLACEMENT | education | USD/gigalumen_year | us | us | 6877828478.7194
commercial lighting | 8ft LFL: T8 F59 HE | 2038 | FIXED_OM | REPLACEMENT | food sales | USD/gigalumen_year | us | us | 6877828478.7194
commercial lighting | 8ft LFL: T8 F59 HE | 2038 | FIXED_OM | REPLACEMENT | food service | USD/gigalumen_year | us | us | 6877828478.7194
commercial lighting | 8ft LFL: T8 F59 HE | 2038 | FIXED_OM | REPLACEMENT | health | USD/gigalumen_year | us | us | 6877828478.7194
commercial lighting | 8ft LFL: T8 F59 HE | 2038 | FIXED_OM | REPLACEMENT | lodging | USD/gigalumen_year | us | us | 6877828478.7194
commercial lighting | 8ft LFL: T8 F59 HE | 2038 | FIXED_OM | REPLACEMENT | merc/service | USD/gigalumen_year | us | us | 6877828478.7194
commercial lighting | 8ft LFL: T8 F59 HE | 2038 | FIXED_OM | REPLACEMENT | office-large | USD/gigalumen_year | us | us | 6877828478.7194
commercial lighting | 8ft LFL: T8 F59 HE | 2038 | FIXED_OM | REPLACEMENT | office-small | USD/gigalumen_year | us | us | 6877828478.7194
commercial lighting | 8ft LFL: T8 F59 HE | 2038 | FIXED_OM | REPLACEMENT | other | USD/gigalumen_year | us | us | 6877828478.7194
commercial lighting | 8ft LFL: T8 F59 HE | 2038 | FIXED_OM | REPLACEMENT | warehouse | USD/gigalumen_year | us | us | 6877828478.7194
commercial lighting | 8ft LFL: T8 F59 HE | 2039 | CAPITAL | NEW | assembly | USD/gigalumen_year | us | us | 122043871735.091
commercial lighting | 8ft LFL: T8 F59 HE | 2039 | CAPITAL | NEW | education | USD/gigalumen_year | us | us | 122043871735.091
commercial lighting | 8ft LFL: T8 F59 HE | 2039 | CAPITAL | NEW | food sales | USD/gigalumen_year | us | us | 122043871735.091
commercial lighting | 8ft LFL: T8 F59 HE | 2039 | CAPITAL | NEW | food service | USD/gigalumen_year | us | us | 122043871735.091
commercial lighting | 8ft LFL: T8 F59 HE | 2039 | CAPITAL | NEW | health | USD/gigalumen_year | us | us | 122043871735.091
commercial lighting | 8ft LFL: T8 F59 HE | 2039 | CAPITAL | NEW | lodging | USD/gigalumen_year | us | us | 122043871735.091
commercial lighting | 8ft LFL: T8 F59 HE | 2039 | CAPITAL | NEW | merc/service | USD/gigalumen_year | us | us | 122043871735.091
commercial lighting | 8ft LFL: T8 F59 HE | 2039 | CAPITAL | NEW | office-large | USD/gigalumen_year | us | us | 122043871735.091
commercial lighting | 8ft LFL: T8 F59 HE | 2039 | CAPITAL | NEW | office-small | USD/gigalumen_year | us | us | 122043871735.091
commercial lighting | 8ft LFL: T8 F59 HE | 2039 | CAPITAL | NEW | other | USD/gigalumen_year | us | us | 122043871735.091
commercial lighting | 8ft LFL: T8 F59 HE | 2039 | CAPITAL | NEW | warehouse | USD/gigalumen_year | us | us | 122043871735.091
commercial lighting | 8ft LFL: T8 F59 HE | 2039 | CAPITAL | REPLACEMENT | assembly | USD/gigalumen_year | us | us | 122043871735.091
commercial lighting | 8ft LFL: T8 F59 HE | 2039 | CAPITAL | REPLACEMENT | education | USD/gigalumen_year | us | us | 122043871735.091
commercial lighting | 8ft LFL: T8 F59 HE | 2039 | CAPITAL | REPLACEMENT | food sales | USD/gigalumen_year | us | us | 122043871735.091
commercial lighting | 8ft LFL: T8 F59 HE | 2039 | CAPITAL | REPLACEMENT | food service | USD/gigalumen_year | us | us | 122043871735.091
commercial lighting | 8ft LFL: T8 F59 HE | 2039 | CAPITAL | REPLACEMENT | health | USD/gigalumen_year | us | us | 122043871735.091
commercial lighting | 8ft LFL: T8 F59 HE | 2039 | CAPITAL | REPLACEMENT | lodging | USD/gigalumen_year | us | us | 122043871735.091
commercial lighting | 8ft LFL: T8 F59 HE | 2039 | CAPITAL | REPLACEMENT | merc/service | USD/gigalumen_year | us | us | 122043871735.091
commercial lighting | 8ft LFL: T8 F59 HE | 2039 | CAPITAL | REPLACEMENT | office-large | USD/gigalumen_year | us | us | 122043871735.091
commercial lighting | 8ft LFL: T8 F59 HE | 2039 | CAPITAL | REPLACEMENT | office-small | USD/gigalumen_year | us | us | 122043871735.091
commercial lighting | 8ft LFL: T8 F59 HE | 2039 | CAPITAL | REPLACEMENT | other | USD/gigalumen_year | us | us | 122043871735.091
commercial lighting | 8ft LFL: T8 F59 HE | 2039 | CAPITAL | REPLACEMENT | warehouse | USD/gigalumen_year | us | us | 122043871735.091
commercial lighting | 8ft LFL: T8 F59 HE | 2039 | FIXED_OM | NEW | assembly | USD/gigalumen_year | us | us | 6821452835.4513
commercial lighting | 8ft LFL: T8 F59 HE | 2039 | FIXED_OM | NEW | education | USD/gigalumen_year | us | us | 6821452835.4513
commercial lighting | 8ft LFL: T8 F59 HE | 2039 | FIXED_OM | NEW | food sales | USD/gigalumen_year | us | us | 6821452835.4513
commercial lighting | 8ft LFL: T8 F59 HE | 2039 | FIXED_OM | NEW | food service | USD/gigalumen_year | us | us | 6821452835.4513
commercial lighting | 8ft LFL: T8 F59 HE | 2039 | FIXED_OM | NEW | health | USD/gigalumen_year | us | us | 6821452835.4513
commercial lighting | 8ft LFL: T8 F59 HE | 2039 | FIXED_OM | NEW | lodging | USD/gigalumen_year | us | us | 6821452835.4513
commercial lighting | 8ft LFL: T8 F59 HE | 2039 | FIXED_OM | NEW | merc/service | USD/gigalumen_year | us | us | 6821452835.4513
commercial lighting | 8ft LFL: T8 F59 HE | 2039 | FIXED_OM | NEW | office-large | USD/gigalumen_year | us | us | 6821452835.4513
commercial lighting | 8ft LFL: T8 F59 HE | 2039 | FIXED_OM | NEW | office-small | USD/gigalumen_year | us | us | 6821452835.4513
commercial lighting | 8ft LFL: T8 F59 HE | 2039 | FIXED_OM | NEW | other | USD/gigalumen_year | us | us | 6821452835.4513
commercial lighting | 8ft LFL: T8 F59 HE | 2039 | FIXED_OM | NEW | warehouse | USD/gigalumen_year | us | us | 6821452835.4513
commercial lighting | 8ft LFL: T8 F59 HE | 2039 | FIXED_OM | REPLACEMENT | assembly | USD/gigalumen_year | us | us | 6821452835.4513
commercial lighting | 8ft LFL: T8 F59 HE | 2039 | FIXED_OM | REPLACEMENT | education | USD/gigalumen_year | us | us | 6821452835.4513
commercial lighting | 8ft LFL: T8 F59 HE | 2039 | FIXED_OM | REPLACEMENT | food sales | USD/gigalumen_year | us | us | 6821452835.4513
commercial lighting | 8ft LFL: T8 F59 HE | 2039 | FIXED_OM | REPLACEMENT | food service | USD/gigalumen_year | us | us | 6821452835.4513
commercial lighting | 8ft LFL: T8 F59 HE | 2039 | FIXED_OM | REPLACEMENT | health | USD/gigalumen_year | us | us | 6821452835.4513
commercial lighting | 8ft LFL: T8 F59 HE | 2039 | FIXED_OM | REPLACEMENT | lodging | USD/gigalumen_year | us | us | 6821452835.4513
commercial lighting | 8ft LFL: T8 F59 HE | 2039 | FIXED_OM | REPLACEMENT | merc/service | USD/gigalumen_year | us | us | 6821452835.4513
commercial lighting | 8ft LFL: T8 F59 HE | 2039 | FIXED_OM | REPLACEMENT | office-large | USD/gigalumen_year | us | us | 6821452835.4513
commercial lighting | 8ft LFL: T8 F59 HE | 2039 | FIXED_OM | REPLACEMENT | office-small | USD/gigalumen_year | us | us | 6821452835.4513
commercial lighting | 8ft LFL: T8 F59 HE | 2039 | FIXED_OM | REPLACEMENT | other | USD/gigalumen_year | us | us | 6821452835.4513
commercial lighting | 8ft LFL: T8 F59 HE | 2039 | FIXED_OM | REPLACEMENT | warehouse | USD/gigalumen_year | us | us | 6821452835.4513
commercial lighting | 8ft LFL: T8 F59 HE | 2040 | CAPITAL | NEW | assembly | USD/gigalumen_year | us | us | 121771389459.295
commercial lighting | 8ft LFL: T8 F59 HE | 2040 | CAPITAL | NEW | education | USD/gigalumen_year | us | us | 121771389459.295
commercial lighting | 8ft LFL: T8 F59 HE | 2040 | CAPITAL | NEW | food sales | USD/gigalumen_year | us | us | 121771389459.295
commercial lighting | 8ft LFL: T8 F59 HE | 2040 | CAPITAL | NEW | food service | USD/gigalumen_year | us | us | 121771389459.295
commercial lighting | 8ft LFL: T8 F59 HE | 2040 | CAPITAL | NEW | health | USD/gigalumen_year | us | us | 121771389459.295
commercial lighting | 8ft LFL: T8 F59 HE | 2040 | CAPITAL | NEW | lodging | USD/gigalumen_year | us | us | 121771389459.295
commercial lighting | 8ft LFL: T8 F59 HE | 2040 | CAPITAL | NEW | merc/service | USD/gigalumen_year | us | us | 121771389459.295
commercial lighting | 8ft LFL: T8 F59 HE | 2040 | CAPITAL | NEW | office-large | USD/gigalumen_year | us | us | 121771389459.295
commercial lighting | 8ft LFL: T8 F59 HE | 2040 | CAPITAL | NEW | office-small | USD/gigalumen_year | us | us | 121771389459.295
commercial lighting | 8ft LFL: T8 F59 HE | 2040 | CAPITAL | NEW | other | USD/gigalumen_year | us | us | 121771389459.295
commercial lighting | 8ft LFL: T8 F59 HE | 2040 | CAPITAL | NEW | warehouse | USD/gigalumen_year | us | us | 121771389459.295
commercial lighting | 8ft LFL: T8 F59 HE | 2040 | CAPITAL | REPLACEMENT | assembly | USD/gigalumen_year | us | us | 121771389459.295
commercial lighting | 8ft LFL: T8 F59 HE | 2040 | CAPITAL | REPLACEMENT | education | USD/gigalumen_year | us | us | 121771389459.295
commercial lighting | 8ft LFL: T8 F59 HE | 2040 | CAPITAL | REPLACEMENT | food sales | USD/gigalumen_year | us | us | 121771389459.295
commercial lighting | 8ft LFL: T8 F59 HE | 2040 | CAPITAL | REPLACEMENT | food service | USD/gigalumen_year | us | us | 121771389459.295
commercial lighting | 8ft LFL: T8 F59 HE | 2040 | CAPITAL | REPLACEMENT | health | USD/gigalumen_year | us | us | 121771389459.295
commercial lighting | 8ft LFL: T8 F59 HE | 2040 | CAPITAL | REPLACEMENT | lodging | USD/gigalumen_year | us | us | 121771389459.295
commercial lighting | 8ft LFL: T8 F59 HE | 2040 | CAPITAL | REPLACEMENT | merc/service | USD/gigalumen_year | us | us | 121771389459.295
commercial lighting | 8ft LFL: T8 F59 HE | 2040 | CAPITAL | REPLACEMENT | office-large | USD/gigalumen_year | us | us | 121771389459.295
commercial lighting | 8ft LFL: T8 F59 HE | 2040 | CAPITAL | REPLACEMENT | office-small | USD/gigalumen_year | us | us | 121771389459.295
commercial lighting | 8ft LFL: T8 F59 HE | 2040 | CAPITAL | REPLACEMENT | other | USD/gigalumen_year | us | us | 121771389459.295
commercial lighting | 8ft LFL: T8 F59 HE | 2040 | CAPITAL | REPLACEMENT | warehouse | USD/gigalumen_year | us | us | 121771389459.295
commercial lighting | 8ft LFL: T8 F59 HE | 2040 | FIXED_OM | NEW | assembly | USD/gigalumen_year | us | us | 6765077192.1831
commercial lighting | 8ft LFL: T8 F59 HE | 2040 | FIXED_OM | NEW | education | USD/gigalumen_year | us | us | 6765077192.1831
commercial lighting | 8ft LFL: T8 F59 HE | 2040 | FIXED_OM | NEW | food sales | USD/gigalumen_year | us | us | 6765077192.1831
commercial lighting | 8ft LFL: T8 F59 HE | 2040 | FIXED_OM | NEW | food service | USD/gigalumen_year | us | us | 6765077192.1831
commercial lighting | 8ft LFL: T8 F59 HE | 2040 | FIXED_OM | NEW | health | USD/gigalumen_year | us | us | 6765077192.1831
commercial lighting | 8ft LFL: T8 F59 HE | 2040 | FIXED_OM | NEW | lodging | USD/gigalumen_year | us | us | 6765077192.1831
commercial lighting | 8ft LFL: T8 F59 HE | 2040 | FIXED_OM | NEW | merc/service | USD/gigalumen_year | us | us | 6765077192.1831
commercial lighting | 8ft LFL: T8 F59 HE | 2040 | FIXED_OM | NEW | office-large | USD/gigalumen_year | us | us | 6765077192.1831
commercial lighting | 8ft LFL: T8 F59 HE | 2040 | FIXED_OM | NEW | office-small | USD/gigalumen_year | us | us | 6765077192.1831
commercial lighting | 8ft LFL: T8 F59 HE | 2040 | FIXED_OM | NEW | other | USD/gigalumen_year | us | us | 6765077192.1831
commercial lighting | 8ft LFL: T8 F59 HE | 2040 | FIXED_OM | NEW | warehouse | USD/gigalumen_year | us | us | 6765077192.1831
commercial lighting | 8ft LFL: T8 F59 HE | 2040 | FIXED_OM | REPLACEMENT | assembly | USD/gigalumen_year | us | us | 6765077192.1831
commercial lighting | 8ft LFL: T8 F59 HE | 2040 | FIXED_OM | REPLACEMENT | education | USD/gigalumen_year | us | us | 6765077192.1831
commercial lighting | 8ft LFL: T8 F59 HE | 2040 | FIXED_OM | REPLACEMENT | food sales | USD/gigalumen_year | us | us | 6765077192.1831
commercial lighting | 8ft LFL: T8 F59 HE | 2040 | FIXED_OM | REPLACEMENT | food service | USD/gigalumen_year | us | us | 6765077192.1831
commercial lighting | 8ft LFL: T8 F59 HE | 2040 | FIXED_OM | REPLACEMENT | health | USD/gigalumen_year | us | us | 6765077192.1831
commercial lighting | 8ft LFL: T8 F59 HE | 2040 | FIXED_OM | REPLACEMENT | lodging | USD/gigalumen_year | us | us | 6765077192.1831
commercial lighting | 8ft LFL: T8 F59 HE | 2040 | FIXED_OM | REPLACEMENT | merc/service | USD/gigalumen_year | us | us | 6765077192.1831
commercial lighting | 8ft LFL: T8 F59 HE | 2040 | FIXED_OM | REPLACEMENT | office-large | USD/gigalumen_year | us | us | 6765077192.1831
commercial lighting | 8ft LFL: T8 F59 HE | 2040 | FIXED_OM | REPLACEMENT | office-small | USD/gigalumen_year | us | us | 6765077192.1831
commercial lighting | 8ft LFL: T8 F59 HE | 2040 | FIXED_OM | REPLACEMENT | other | USD/gigalumen_year | us | us | 6765077192.1831
commercial lighting | 8ft LFL: T8 F59 HE | 2040 | FIXED_OM | REPLACEMENT | warehouse | USD/gigalumen_year | us | us | 6765077192.1831
commercial lighting | 8ft LFL: T8 F59 HE | 2041 | CAPITAL | NEW | assembly | USD/gigalumen_year | us | us | 121771389459.295
commercial lighting | 8ft LFL: T8 F59 HE | 2041 | CAPITAL | NEW | education | USD/gigalumen_year | us | us | 121771389459.295
commercial lighting | 8ft LFL: T8 F59 HE | 2041 | CAPITAL | NEW | food sales | USD/gigalumen_year | us | us | 121771389459.295
commercial lighting | 8ft LFL: T8 F59 HE | 2041 | CAPITAL | NEW | food service | USD/gigalumen_year | us | us | 121771389459.295
commercial lighting | 8ft LFL: T8 F59 HE | 2041 | CAPITAL | NEW | health | USD/gigalumen_year | us | us | 121771389459.295
commercial lighting | 8ft LFL: T8 F59 HE | 2041 | CAPITAL | NEW | lodging | USD/gigalumen_year | us | us | 121771389459.295
commercial lighting | 8ft LFL: T8 F59 HE | 2041 | CAPITAL | NEW | merc/service | USD/gigalumen_year | us | us | 121771389459.295
commercial lighting | 8ft LFL: T8 F59 HE | 2041 | CAPITAL | NEW | office-large | USD/gigalumen_year | us | us | 121771389459.295
commercial lighting | 8ft LFL: T8 F59 HE | 2041 | CAPITAL | NEW | office-small | USD/gigalumen_year | us | us | 121771389459.295
commercial lighting | 8ft LFL: T8 F59 HE | 2041 | CAPITAL | NEW | other | USD/gigalumen_year | us | us | 121771389459.295
commercial lighting | 8ft LFL: T8 F59 HE | 2041 | CAPITAL | NEW | warehouse | USD/gigalumen_year | us | us | 121771389459.295
commercial lighting | 8ft LFL: T8 F59 HE | 2041 | CAPITAL | REPLACEMENT | assembly | USD/gigalumen_year | us | us | 121771389459.295
commercial lighting | 8ft LFL: T8 F59 HE | 2041 | CAPITAL | REPLACEMENT | education | USD/gigalumen_year | us | us | 121771389459.295
commercial lighting | 8ft LFL: T8 F59 HE | 2041 | CAPITAL | REPLACEMENT | food sales | USD/gigalumen_year | us | us | 121771389459.295
commercial lighting | 8ft LFL: T8 F59 HE | 2041 | CAPITAL | REPLACEMENT | food service | USD/gigalumen_year | us | us | 121771389459.295
commercial lighting | 8ft LFL: T8 F59 HE | 2041 | CAPITAL | REPLACEMENT | health | USD/gigalumen_year | us | us | 121771389459.295
commercial lighting | 8ft LFL: T8 F59 HE | 2041 | CAPITAL | REPLACEMENT | lodging | USD/gigalumen_year | us | us | 121771389459.295
commercial lighting | 8ft LFL: T8 F59 HE | 2041 | CAPITAL | REPLACEMENT | merc/service | USD/gigalumen_year | us | us | 121771389459.295
commercial lighting | 8ft LFL: T8 F59 HE | 2041 | CAPITAL | REPLACEMENT | office-large | USD/gigalumen_year | us | us | 121771389459.295
commercial lighting | 8ft LFL: T8 F59 HE | 2041 | CAPITAL | REPLACEMENT | office-small | USD/gigalumen_year | us | us | 121771389459.295
commercial lighting | 8ft LFL: T8 F59 HE | 2041 | CAPITAL | REPLACEMENT | other | USD/gigalumen_year | us | us | 121771389459.295
commercial lighting | 8ft LFL: T8 F59 HE | 2041 | CAPITAL | REPLACEMENT | warehouse | USD/gigalumen_year | us | us | 121771389459.295
commercial lighting | 8ft LFL: T8 F59 HE | 2041 | FIXED_OM | NEW | assembly | USD/gigalumen_year | us | us | 6765077192.1831
commercial lighting | 8ft LFL: T8 F59 HE | 2041 | FIXED_OM | NEW | education | USD/gigalumen_year | us | us | 6765077192.1831
commercial lighting | 8ft LFL: T8 F59 HE | 2041 | FIXED_OM | NEW | food sales | USD/gigalumen_year | us | us | 6765077192.1831
commercial lighting | 8ft LFL: T8 F59 HE | 2041 | FIXED_OM | NEW | food service | USD/gigalumen_year | us | us | 6765077192.1831
commercial lighting | 8ft LFL: T8 F59 HE | 2041 | FIXED_OM | NEW | health | USD/gigalumen_year | us | us | 6765077192.1831
commercial lighting | 8ft LFL: T8 F59 HE | 2041 | FIXED_OM | NEW | lodging | USD/gigalumen_year | us | us | 6765077192.1831
commercial lighting | 8ft LFL: T8 F59 HE | 2041 | FIXED_OM | NEW | merc/service | USD/gigalumen_year | us | us | 6765077192.1831
commercial lighting | 8ft LFL: T8 F59 HE | 2041 | FIXED_OM | NEW | office-large | USD/gigalumen_year | us | us | 6765077192.1831
commercial lighting | 8ft LFL: T8 F59 HE | 2041 | FIXED_OM | NEW | office-small | USD/gigalumen_year | us | us | 6765077192.1831
commercial lighting | 8ft LFL: T8 F59 HE | 2041 | FIXED_OM | NEW | other | USD/gigalumen_year | us | us | 6765077192.1831
commercial lighting | 8ft LFL: T8 F59 HE | 2041 | FIXED_OM | NEW | warehouse | USD/gigalumen_year | us | us | 6765077192.1831
commercial lighting | 8ft LFL: T8 F59 HE | 2041 | FIXED_OM | REPLACEMENT | assembly | USD/gigalumen_year | us | us | 6765077192.1831
commercial lighting | 8ft LFL: T8 F59 HE | 2041 | FIXED_OM | REPLACEMENT | education | USD/gigalumen_year | us | us | 6765077192.1831
commercial lighting | 8ft LFL: T8 F59 HE | 2041 | FIXED_OM | REPLACEMENT | food sales | USD/gigalumen_year | us | us | 6765077192.1831
commercial lighting | 8ft LFL: T8 F59 HE | 2041 | FIXED_OM | REPLACEMENT | food service | USD/gigalumen_year | us | us | 6765077192.1831
commercial lighting | 8ft LFL: T8 F59 HE | 2041 | FIXED_OM | REPLACEMENT | health | USD/gigalumen_year | us | us | 6765077192.1831
commercial lighting | 8ft LFL: T8 F59 HE | 2041 | FIXED_OM | REPLACEMENT | lodging | USD/gigalumen_year | us | us | 6765077192.1831
commercial lighting | 8ft LFL: T8 F59 HE | 2041 | FIXED_OM | REPLACEMENT | merc/service | USD/gigalumen_year | us | us | 6765077192.1831
commercial lighting | 8ft LFL: T8 F59 HE | 2041 | FIXED_OM | REPLACEMENT | office-large | USD/gigalumen_year | us | us | 6765077192.1831
commercial lighting | 8ft LFL: T8 F59 HE | 2041 | FIXED_OM | REPLACEMENT | office-small | USD/gigalumen_year | us | us | 6765077192.1831
commercial lighting | 8ft LFL: T8 F59 HE | 2041 | FIXED_OM | REPLACEMENT | other | USD/gigalumen_year | us | us | 6765077192.1831
commercial lighting | 8ft LFL: T8 F59 HE | 2041 | FIXED_OM | REPLACEMENT | warehouse | USD/gigalumen_year | us | us | 6765077192.1831
commercial lighting | 8ft LFL: T8 F59 HE | 2042 | CAPITAL | NEW | assembly | USD/gigalumen_year | us | us | 121771389459.295
commercial lighting | 8ft LFL: T8 F59 HE | 2042 | CAPITAL | NEW | education | USD/gigalumen_year | us | us | 121771389459.295
commercial lighting | 8ft LFL: T8 F59 HE | 2042 | CAPITAL | NEW | food sales | USD/gigalumen_year | us | us | 121771389459.295
commercial lighting | 8ft LFL: T8 F59 HE | 2042 | CAPITAL | NEW | food service | USD/gigalumen_year | us | us | 121771389459.295
commercial lighting | 8ft LFL: T8 F59 HE | 2042 | CAPITAL | NEW | health | USD/gigalumen_year | us | us | 121771389459.295
commercial lighting | 8ft LFL: T8 F59 HE | 2042 | CAPITAL | NEW | lodging | USD/gigalumen_year | us | us | 121771389459.295
commercial lighting | 8ft LFL: T8 F59 HE | 2042 | CAPITAL | NEW | merc/service | USD/gigalumen_year | us | us | 121771389459.295
commercial lighting | 8ft LFL: T8 F59 HE | 2042 | CAPITAL | NEW | office-large | USD/gigalumen_year | us | us | 121771389459.295
commercial lighting | 8ft LFL: T8 F59 HE | 2042 | CAPITAL | NEW | office-small | USD/gigalumen_year | us | us | 121771389459.295
commercial lighting | 8ft LFL: T8 F59 HE | 2042 | CAPITAL | NEW | other | USD/gigalumen_year | us | us | 121771389459.295
commercial lighting | 8ft LFL: T8 F59 HE | 2042 | CAPITAL | NEW | warehouse | USD/gigalumen_year | us | us | 121771389459.295
commercial lighting | 8ft LFL: T8 F59 HE | 2042 | CAPITAL | REPLACEMENT | assembly | USD/gigalumen_year | us | us | 121771389459.295
commercial lighting | 8ft LFL: T8 F59 HE | 2042 | CAPITAL | REPLACEMENT | education | USD/gigalumen_year | us | us | 121771389459.295
commercial lighting | 8ft LFL: T8 F59 HE | 2042 | CAPITAL | REPLACEMENT | food sales | USD/gigalumen_year | us | us | 121771389459.295
commercial lighting | 8ft LFL: T8 F59 HE | 2042 | CAPITAL | REPLACEMENT | food service | USD/gigalumen_year | us | us | 121771389459.295
commercial lighting | 8ft LFL: T8 F59 HE | 2042 | CAPITAL | REPLACEMENT | health | USD/gigalumen_year | us | us | 121771389459.295
commercial lighting | 8ft LFL: T8 F59 HE | 2042 | CAPITAL | REPLACEMENT | lodging | USD/gigalumen_year | us | us | 121771389459.295
commercial lighting | 8ft LFL: T8 F59 HE | 2042 | CAPITAL | REPLACEMENT | merc/service | USD/gigalumen_year | us | us | 121771389459.295
commercial lighting | 8ft LFL: T8 F59 HE | 2042 | CAPITAL | REPLACEMENT | office-large | USD/gigalumen_year | us | us | 121771389459.295
commercial lighting | 8ft LFL: T8 F59 HE | 2042 | CAPITAL | REPLACEMENT | office-small | USD/gigalumen_year | us | us | 121771389459.295
commercial lighting | 8ft LFL: T8 F59 HE | 2042 | CAPITAL | REPLACEMENT | other | USD/gigalumen_year | us | us | 121771389459.295
commercial lighting | 8ft LFL: T8 F59 HE | 2042 | CAPITAL | REPLACEMENT | warehouse | USD/gigalumen_year | us | us | 121771389459.295
commercial lighting | 8ft LFL: T8 F59 HE | 2042 | FIXED_OM | NEW | assembly | USD/gigalumen_year | us | us | 6765077192.1831
commercial lighting | 8ft LFL: T8 F59 HE | 2042 | FIXED_OM | NEW | education | USD/gigalumen_year | us | us | 6765077192.1831
commercial lighting | 8ft LFL: T8 F59 HE | 2042 | FIXED_OM | NEW | food sales | USD/gigalumen_year | us | us | 6765077192.1831
commercial lighting | 8ft LFL: T8 F59 HE | 2042 | FIXED_OM | NEW | food service | USD/gigalumen_year | us | us | 6765077192.1831
commercial lighting | 8ft LFL: T8 F59 HE | 2042 | FIXED_OM | NEW | health | USD/gigalumen_year | us | us | 6765077192.1831
commercial lighting | 8ft LFL: T8 F59 HE | 2042 | FIXED_OM | NEW | lodging | USD/gigalumen_year | us | us | 6765077192.1831
commercial lighting | 8ft LFL: T8 F59 HE | 2042 | FIXED_OM | NEW | merc/service | USD/gigalumen_year | us | us | 6765077192.1831
commercial lighting | 8ft LFL: T8 F59 HE | 2042 | FIXED_OM | NEW | office-large | USD/gigalumen_year | us | us | 6765077192.1831
commercial lighting | 8ft LFL: T8 F59 HE | 2042 | FIXED_OM | NEW | office-small | USD/gigalumen_year | us | us | 6765077192.1831
commercial lighting | 8ft LFL: T8 F59 HE | 2042 | FIXED_OM | NEW | other | USD/gigalumen_year | us | us | 6765077192.1831
commercial lighting | 8ft LFL: T8 F59 HE | 2042 | FIXED_OM | NEW | warehouse | USD/gigalumen_year | us | us | 6765077192.1831
commercial lighting | 8ft LFL: T8 F59 HE | 2042 | FIXED_OM | REPLACEMENT | assembly | USD/gigalumen_year | us | us | 6765077192.1831
commercial lighting | 8ft LFL: T8 F59 HE | 2042 | FIXED_OM | REPLACEMENT | education | USD/gigalumen_year | us | us | 6765077192.1831
commercial lighting | 8ft LFL: T8 F59 HE | 2042 | FIXED_OM | REPLACEMENT | food sales | USD/gigalumen_year | us | us | 6765077192.1831
commercial lighting | 8ft LFL: T8 F59 HE | 2042 | FIXED_OM | REPLACEMENT | food service | USD/gigalumen_year | us | us | 6765077192.1831
commercial lighting | 8ft LFL: T8 F59 HE | 2042 | FIXED_OM | REPLACEMENT | health | USD/gigalumen_year | us | us | 6765077192.1831
commercial lighting | 8ft LFL: T8 F59 HE | 2042 | FIXED_OM | REPLACEMENT | lodging | USD/gigalumen_year | us | us | 6765077192.1831
commercial lighting | 8ft LFL: T8 F59 HE | 2042 | FIXED_OM | REPLACEMENT | merc/service | USD/gigalumen_year | us | us | 6765077192.1831
commercial lighting | 8ft LFL: T8 F59 HE | 2042 | FIXED_OM | REPLACEMENT | office-large | USD/gigalumen_year | us | us | 6765077192.1831
commercial lighting | 8ft LFL: T8 F59 HE | 2042 | FIXED_OM | REPLACEMENT | office-small | USD/gigalumen_year | us | us | 6765077192.1831
commercial lighting | 8ft LFL: T8 F59 HE | 2042 | FIXED_OM | REPLACEMENT | other | USD/gigalumen_year | us | us | 6765077192.1831
commercial lighting | 8ft LFL: T8 F59 HE | 2042 | FIXED_OM | REPLACEMENT | warehouse | USD/gigalumen_year | us | us | 6765077192.1831
commercial lighting | 8ft LFL: T8 F59 HE | 2043 | CAPITAL | NEW | assembly | USD/gigalumen_year | us | us | 121771389459.295
commercial lighting | 8ft LFL: T8 F59 HE | 2043 | CAPITAL | NEW | education | USD/gigalumen_year | us | us | 121771389459.295
commercial lighting | 8ft LFL: T8 F59 HE | 2043 | CAPITAL | NEW | food sales | USD/gigalumen_year | us | us | 121771389459.295
commercial lighting | 8ft LFL: T8 F59 HE | 2043 | CAPITAL | NEW | food service | USD/gigalumen_year | us | us | 121771389459.295
commercial lighting | 8ft LFL: T8 F59 HE | 2043 | CAPITAL | NEW | health | USD/gigalumen_year | us | us | 121771389459.295
commercial lighting | 8ft LFL: T8 F59 HE | 2043 | CAPITAL | NEW | lodging | USD/gigalumen_year | us | us | 121771389459.295
commercial lighting | 8ft LFL: T8 F59 HE | 2043 | CAPITAL | NEW | merc/service | USD/gigalumen_year | us | us | 121771389459.295
commercial lighting | 8ft LFL: T8 F59 HE | 2043 | CAPITAL | NEW | office-large | USD/gigalumen_year | us | us | 121771389459.295
commercial lighting | 8ft LFL: T8 F59 HE | 2043 | CAPITAL | NEW | office-small | USD/gigalumen_year | us | us | 121771389459.295
commercial lighting | 8ft LFL: T8 F59 HE | 2043 | CAPITAL | NEW | other | USD/gigalumen_year | us | us | 121771389459.295
commercial lighting | 8ft LFL: T8 F59 HE | 2043 | CAPITAL | NEW | warehouse | USD/gigalumen_year | us | us | 121771389459.295
commercial lighting | 8ft LFL: T8 F59 HE | 2043 | CAPITAL | REPLACEMENT | assembly | USD/gigalumen_year | us | us | 121771389459.295
commercial lighting | 8ft LFL: T8 F59 HE | 2043 | CAPITAL | REPLACEMENT | education | USD/gigalumen_year | us | us | 121771389459.295
commercial lighting | 8ft LFL: T8 F59 HE | 2043 | CAPITAL | REPLACEMENT | food sales | USD/gigalumen_year | us | us | 121771389459.295
commercial lighting | 8ft LFL: T8 F59 HE | 2043 | CAPITAL | REPLACEMENT | food service | USD/gigalumen_year | us | us | 121771389459.295
commercial lighting | 8ft LFL: T8 F59 HE | 2043 | CAPITAL | REPLACEMENT | health | USD/gigalumen_year | us | us | 121771389459.295
commercial lighting | 8ft LFL: T8 F59 HE | 2043 | CAPITAL | REPLACEMENT | lodging | USD/gigalumen_year | us | us | 121771389459.295
commercial lighting | 8ft LFL: T8 F59 HE | 2043 | CAPITAL | REPLACEMENT | merc/service | USD/gigalumen_year | us | us | 121771389459.295
commercial lighting | 8ft LFL: T8 F59 HE | 2043 | CAPITAL | REPLACEMENT | office-large | USD/gigalumen_year | us | us | 121771389459.295
commercial lighting | 8ft LFL: T8 F59 HE | 2043 | CAPITAL | REPLACEMENT | office-small | USD/gigalumen_year | us | us | 121771389459.295
commercial lighting | 8ft LFL: T8 F59 HE | 2043 | CAPITAL | REPLACEMENT | other | USD/gigalumen_year | us | us | 121771389459.295
commercial lighting | 8ft LFL: T8 F59 HE | 2043 | CAPITAL | REPLACEMENT | warehouse | USD/gigalumen_year | us | us | 121771389459.295
commercial lighting | 8ft LFL: T8 F59 HE | 2043 | FIXED_OM | NEW | assembly | USD/gigalumen_year | us | us | 6765077192.1831
commercial lighting | 8ft LFL: T8 F59 HE | 2043 | FIXED_OM | NEW | education | USD/gigalumen_year | us | us | 6765077192.1831
commercial lighting | 8ft LFL: T8 F59 HE | 2043 | FIXED_OM | NEW | food sales | USD/gigalumen_year | us | us | 6765077192.1831
commercial lighting | 8ft LFL: T8 F59 HE | 2043 | FIXED_OM | NEW | food service | USD/gigalumen_year | us | us | 6765077192.1831
commercial lighting | 8ft LFL: T8 F59 HE | 2043 | FIXED_OM | NEW | health | USD/gigalumen_year | us | us | 6765077192.1831
commercial lighting | 8ft LFL: T8 F59 HE | 2043 | FIXED_OM | NEW | lodging | USD/gigalumen_year | us | us | 6765077192.1831
commercial lighting | 8ft LFL: T8 F59 HE | 2043 | FIXED_OM | NEW | merc/service | USD/gigalumen_year | us | us | 6765077192.1831
commercial lighting | 8ft LFL: T8 F59 HE | 2043 | FIXED_OM | NEW | office-large | USD/gigalumen_year | us | us | 6765077192.1831
commercial lighting | 8ft LFL: T8 F59 HE | 2043 | FIXED_OM | NEW | office-small | USD/gigalumen_year | us | us | 6765077192.1831
commercial lighting | 8ft LFL: T8 F59 HE | 2043 | FIXED_OM | NEW | other | USD/gigalumen_year | us | us | 6765077192.1831
commercial lighting | 8ft LFL: T8 F59 HE | 2043 | FIXED_OM | NEW | warehouse | USD/gigalumen_year | us | us | 6765077192.1831
commercial lighting | 8ft LFL: T8 F59 HE | 2043 | FIXED_OM | REPLACEMENT | assembly | USD/gigalumen_year | us | us | 6765077192.1831
commercial lighting | 8ft LFL: T8 F59 HE | 2043 | FIXED_OM | REPLACEMENT | education | USD/gigalumen_year | us | us | 6765077192.1831
commercial lighting | 8ft LFL: T8 F59 HE | 2043 | FIXED_OM | REPLACEMENT | food sales | USD/gigalumen_year | us | us | 6765077192.1831
commercial lighting | 8ft LFL: T8 F59 HE | 2043 | FIXED_OM | REPLACEMENT | food service | USD/gigalumen_year | us | us | 6765077192.1831
commercial lighting | 8ft LFL: T8 F59 HE | 2043 | FIXED_OM | REPLACEMENT | health | USD/gigalumen_year | us | us | 6765077192.1831
commercial lighting | 8ft LFL: T8 F59 HE | 2043 | FIXED_OM | REPLACEMENT | lodging | USD/gigalumen_year | us | us | 6765077192.1831
commercial lighting | 8ft LFL: T8 F59 HE | 2043 | FIXED_OM | REPLACEMENT | merc/service | USD/gigalumen_year | us | us | 6765077192.1831
commercial lighting | 8ft LFL: T8 F59 HE | 2043 | FIXED_OM | REPLACEMENT | office-large | USD/gigalumen_year | us | us | 6765077192.1831
commercial lighting | 8ft LFL: T8 F59 HE | 2043 | FIXED_OM | REPLACEMENT | office-small | USD/gigalumen_year | us | us | 6765077192.1831
commercial lighting | 8ft LFL: T8 F59 HE | 2043 | FIXED_OM | REPLACEMENT | other | USD/gigalumen_year | us | us | 6765077192.1831
commercial lighting | 8ft LFL: T8 F59 HE | 2043 | FIXED_OM | REPLACEMENT | warehouse | USD/gigalumen_year | us | us | 6765077192.1831
commercial lighting | 8ft LFL: T8 F59 HE | 2044 | CAPITAL | NEW | assembly | USD/gigalumen_year | us | us | 121771389459.295
commercial lighting | 8ft LFL: T8 F59 HE | 2044 | CAPITAL | NEW | education | USD/gigalumen_year | us | us | 121771389459.295
commercial lighting | 8ft LFL: T8 F59 HE | 2044 | CAPITAL | NEW | food sales | USD/gigalumen_year | us | us | 121771389459.295
commercial lighting | 8ft LFL: T8 F59 HE | 2044 | CAPITAL | NEW | food service | USD/gigalumen_year | us | us | 121771389459.295
commercial lighting | 8ft LFL: T8 F59 HE | 2044 | CAPITAL | NEW | health | USD/gigalumen_year | us | us | 121771389459.295
commercial lighting | 8ft LFL: T8 F59 HE | 2044 | CAPITAL | NEW | lodging | USD/gigalumen_year | us | us | 121771389459.295
commercial lighting | 8ft LFL: T8 F59 HE | 2044 | CAPITAL | NEW | merc/service | USD/gigalumen_year | us | us | 121771389459.295
commercial lighting | 8ft LFL: T8 F59 HE | 2044 | CAPITAL | NEW | office-large | USD/gigalumen_year | us | us | 121771389459.295
commercial lighting | 8ft LFL: T8 F59 HE | 2044 | CAPITAL | NEW | office-small | USD/gigalumen_year | us | us | 121771389459.295
commercial lighting | 8ft LFL: T8 F59 HE | 2044 | CAPITAL | NEW | other | USD/gigalumen_year | us | us | 121771389459.295
commercial lighting | 8ft LFL: T8 F59 HE | 2044 | CAPITAL | NEW | warehouse | USD/gigalumen_year | us | us | 121771389459.295
commercial lighting | 8ft LFL: T8 F59 HE | 2044 | CAPITAL | REPLACEMENT | assembly | USD/gigalumen_year | us | us | 121771389459.295
commercial lighting | 8ft LFL: T8 F59 HE | 2044 | CAPITAL | REPLACEMENT | education | USD/gigalumen_year | us | us | 121771389459.295
commercial lighting | 8ft LFL: T8 F59 HE | 2044 | CAPITAL | REPLACEMENT | food sales | USD/gigalumen_year | us | us | 121771389459.295
commercial lighting | 8ft LFL: T8 F59 HE | 2044 | CAPITAL | REPLACEMENT | food service | USD/gigalumen_year | us | us | 121771389459.295
commercial lighting | 8ft LFL: T8 F59 HE | 2044 | CAPITAL | REPLACEMENT | health | USD/gigalumen_year | us | us | 121771389459.295
commercial lighting | 8ft LFL: T8 F59 HE | 2044 | CAPITAL | REPLACEMENT | lodging | USD/gigalumen_year | us | us | 121771389459.295
commercial lighting | 8ft LFL: T8 F59 HE | 2044 | CAPITAL | REPLACEMENT | merc/service | USD/gigalumen_year | us | us | 121771389459.295
commercial lighting | 8ft LFL: T8 F59 HE | 2044 | CAPITAL | REPLACEMENT | office-large | USD/gigalumen_year | us | us | 121771389459.295
commercial lighting | 8ft LFL: T8 F59 HE | 2044 | CAPITAL | REPLACEMENT | office-small | USD/gigalumen_year | us | us | 121771389459.295
commercial lighting | 8ft LFL: T8 F59 HE | 2044 | CAPITAL | REPLACEMENT | other | USD/gigalumen_year | us | us | 121771389459.295
commercial lighting | 8ft LFL: T8 F59 HE | 2044 | CAPITAL | REPLACEMENT | warehouse | USD/gigalumen_year | us | us | 121771389459.295
commercial lighting | 8ft LFL: T8 F59 HE | 2044 | FIXED_OM | NEW | assembly | USD/gigalumen_year | us | us | 6765077192.1831
commercial lighting | 8ft LFL: T8 F59 HE | 2044 | FIXED_OM | NEW | education | USD/gigalumen_year | us | us | 6765077192.1831
commercial lighting | 8ft LFL: T8 F59 HE | 2044 | FIXED_OM | NEW | food sales | USD/gigalumen_year | us | us | 6765077192.1831
commercial lighting | 8ft LFL: T8 F59 HE | 2044 | FIXED_OM | NEW | food service | USD/gigalumen_year | us | us | 6765077192.1831
commercial lighting | 8ft LFL: T8 F59 HE | 2044 | FIXED_OM | NEW | health | USD/gigalumen_year | us | us | 6765077192.1831
commercial lighting | 8ft LFL: T8 F59 HE | 2044 | FIXED_OM | NEW | lodging | USD/gigalumen_year | us | us | 6765077192.1831
commercial lighting | 8ft LFL: T8 F59 HE | 2044 | FIXED_OM | NEW | merc/service | USD/gigalumen_year | us | us | 6765077192.1831
commercial lighting | 8ft LFL: T8 F59 HE | 2044 | FIXED_OM | NEW | office-large | USD/gigalumen_year | us | us | 6765077192.1831
commercial lighting | 8ft LFL: T8 F59 HE | 2044 | FIXED_OM | NEW | office-small | USD/gigalumen_year | us | us | 6765077192.1831
commercial lighting | 8ft LFL: T8 F59 HE | 2044 | FIXED_OM | NEW | other | USD/gigalumen_year | us | us | 6765077192.1831
commercial lighting | 8ft LFL: T8 F59 HE | 2044 | FIXED_OM | NEW | warehouse | USD/gigalumen_year | us | us | 6765077192.1831
commercial lighting | 8ft LFL: T8 F59 HE | 2044 | FIXED_OM | REPLACEMENT | assembly | USD/gigalumen_year | us | us | 6765077192.1831
commercial lighting | 8ft LFL: T8 F59 HE | 2044 | FIXED_OM | REPLACEMENT | education | USD/gigalumen_year | us | us | 6765077192.1831
commercial lighting | 8ft LFL: T8 F59 HE | 2044 | FIXED_OM | REPLACEMENT | food sales | USD/gigalumen_year | us | us | 6765077192.1831
commercial lighting | 8ft LFL: T8 F59 HE | 2044 | FIXED_OM | REPLACEMENT | food service | USD/gigalumen_year | us | us | 6765077192.1831
commercial lighting | 8ft LFL: T8 F59 HE | 2044 | FIXED_OM | REPLACEMENT | health | USD/gigalumen_year | us | us | 6765077192.1831
commercial lighting | 8ft LFL: T8 F59 HE | 2044 | FIXED_OM | REPLACEMENT | lodging | USD/gigalumen_year | us | us | 6765077192.1831
commercial lighting | 8ft LFL: T8 F59 HE | 2044 | FIXED_OM | REPLACEMENT | merc/service | USD/gigalumen_year | us | us | 6765077192.1831
commercial lighting | 8ft LFL: T8 F59 HE | 2044 | FIXED_OM | REPLACEMENT | office-large | USD/gigalumen_year | us | us | 6765077192.1831
commercial lighting | 8ft LFL: T8 F59 HE | 2044 | FIXED_OM | REPLACEMENT | office-small | USD/gigalumen_year | us | us | 6765077192.1831
commercial lighting | 8ft LFL: T8 F59 HE | 2044 | FIXED_OM | REPLACEMENT | other | USD/gigalumen_year | us | us | 6765077192.1831
commercial lighting | 8ft LFL: T8 F59 HE | 2044 | FIXED_OM | REPLACEMENT | warehouse | USD/gigalumen_year | us | us | 6765077192.1831
commercial lighting | 8ft LFL: T8 F59 HE | 2045 | CAPITAL | NEW | assembly | USD/gigalumen_year | us | us | 121771389459.295
commercial lighting | 8ft LFL: T8 F59 HE | 2045 | CAPITAL | NEW | education | USD/gigalumen_year | us | us | 121771389459.295
commercial lighting | 8ft LFL: T8 F59 HE | 2045 | CAPITAL | NEW | food sales | USD/gigalumen_year | us | us | 121771389459.295
commercial lighting | 8ft LFL: T8 F59 HE | 2045 | CAPITAL | NEW | food service | USD/gigalumen_year | us | us | 121771389459.295
commercial lighting | 8ft LFL: T8 F59 HE | 2045 | CAPITAL | NEW | health | USD/gigalumen_year | us | us | 121771389459.295
commercial lighting | 8ft LFL: T8 F59 HE | 2045 | CAPITAL | NEW | lodging | USD/gigalumen_year | us | us | 121771389459.295
commercial lighting | 8ft LFL: T8 F59 HE | 2045 | CAPITAL | NEW | merc/service | USD/gigalumen_year | us | us | 121771389459.295
commercial lighting | 8ft LFL: T8 F59 HE | 2045 | CAPITAL | NEW | office-large | USD/gigalumen_year | us | us | 121771389459.295
commercial lighting | 8ft LFL: T8 F59 HE | 2045 | CAPITAL | NEW | office-small | USD/gigalumen_year | us | us | 121771389459.295
commercial lighting | 8ft LFL: T8 F59 HE | 2045 | CAPITAL | NEW | other | USD/gigalumen_year | us | us | 121771389459.295
commercial lighting | 8ft LFL: T8 F59 HE | 2045 | CAPITAL | NEW | warehouse | USD/gigalumen_year | us | us | 121771389459.295
commercial lighting | 8ft LFL: T8 F59 HE | 2045 | CAPITAL | REPLACEMENT | assembly | USD/gigalumen_year | us | us | 121771389459.295
commercial lighting | 8ft LFL: T8 F59 HE | 2045 | CAPITAL | REPLACEMENT | education | USD/gigalumen_year | us | us | 121771389459.295
commercial lighting | 8ft LFL: T8 F59 HE | 2045 | CAPITAL | REPLACEMENT | food sales | USD/gigalumen_year | us | us | 121771389459.295
commercial lighting | 8ft LFL: T8 F59 HE | 2045 | CAPITAL | REPLACEMENT | food service | USD/gigalumen_year | us | us | 121771389459.295
commercial lighting | 8ft LFL: T8 F59 HE | 2045 | CAPITAL | REPLACEMENT | health | USD/gigalumen_year | us | us | 121771389459.295
commercial lighting | 8ft LFL: T8 F59 HE | 2045 | CAPITAL | REPLACEMENT | lodging | USD/gigalumen_year | us | us | 121771389459.295
commercial lighting | 8ft LFL: T8 F59 HE | 2045 | CAPITAL | REPLACEMENT | merc/service | USD/gigalumen_year | us | us | 121771389459.295
commercial lighting | 8ft LFL: T8 F59 HE | 2045 | CAPITAL | REPLACEMENT | office-large | USD/gigalumen_year | us | us | 121771389459.295
commercial lighting | 8ft LFL: T8 F59 HE | 2045 | CAPITAL | REPLACEMENT | office-small | USD/gigalumen_year | us | us | 121771389459.295
commercial lighting | 8ft LFL: T8 F59 HE | 2045 | CAPITAL | REPLACEMENT | other | USD/gigalumen_year | us | us | 121771389459.295
commercial lighting | 8ft LFL: T8 F59 HE | 2045 | CAPITAL | REPLACEMENT | warehouse | USD/gigalumen_year | us | us | 121771389459.295
commercial lighting | 8ft LFL: T8 F59 HE | 2045 | FIXED_OM | NEW | assembly | USD/gigalumen_year | us | us | 6765077192.1831
commercial lighting | 8ft LFL: T8 F59 HE | 2045 | FIXED_OM | NEW | education | USD/gigalumen_year | us | us | 6765077192.1831
commercial lighting | 8ft LFL: T8 F59 HE | 2045 | FIXED_OM | NEW | food sales | USD/gigalumen_year | us | us | 6765077192.1831
commercial lighting | 8ft LFL: T8 F59 HE | 2045 | FIXED_OM | NEW | food service | USD/gigalumen_year | us | us | 6765077192.1831
commercial lighting | 8ft LFL: T8 F59 HE | 2045 | FIXED_OM | NEW | health | USD/gigalumen_year | us | us | 6765077192.1831
commercial lighting | 8ft LFL: T8 F59 HE | 2045 | FIXED_OM | NEW | lodging | USD/gigalumen_year | us | us | 6765077192.1831
commercial lighting | 8ft LFL: T8 F59 HE | 2045 | FIXED_OM | NEW | merc/service | USD/gigalumen_year | us | us | 6765077192.1831
commercial lighting | 8ft LFL: T8 F59 HE | 2045 | FIXED_OM | NEW | office-large | USD/gigalumen_year | us | us | 6765077192.1831
commercial lighting | 8ft LFL: T8 F59 HE | 2045 | FIXED_OM | NEW | office-small | USD/gigalumen_year | us | us | 6765077192.1831
commercial lighting | 8ft LFL: T8 F59 HE | 2045 | FIXED_OM | NEW | other | USD/gigalumen_year | us | us | 6765077192.1831
commercial lighting | 8ft LFL: T8 F59 HE | 2045 | FIXED_OM | NEW | warehouse | USD/gigalumen_year | us | us | 6765077192.1831
commercial lighting | 8ft LFL: T8 F59 HE | 2045 | FIXED_OM | REPLACEMENT | assembly | USD/gigalumen_year | us | us | 6765077192.1831
commercial lighting | 8ft LFL: T8 F59 HE | 2045 | FIXED_OM | REPLACEMENT | education | USD/gigalumen_year | us | us | 6765077192.1831
commercial lighting | 8ft LFL: T8 F59 HE | 2045 | FIXED_OM | REPLACEMENT | food sales | USD/gigalumen_year | us | us | 6765077192.1831
commercial lighting | 8ft LFL: T8 F59 HE | 2045 | FIXED_OM | REPLACEMENT | food service | USD/gigalumen_year | us | us | 6765077192.1831
commercial lighting | 8ft LFL: T8 F59 HE | 2045 | FIXED_OM | REPLACEMENT | health | USD/gigalumen_year | us | us | 6765077192.1831
commercial lighting | 8ft LFL: T8 F59 HE | 2045 | FIXED_OM | REPLACEMENT | lodging | USD/gigalumen_year | us | us | 6765077192.1831
commercial lighting | 8ft LFL: T8 F59 HE | 2045 | FIXED_OM | REPLACEMENT | merc/service | USD/gigalumen_year | us | us | 6765077192.1831
commercial lighting | 8ft LFL: T8 F59 HE | 2045 | FIXED_OM | REPLACEMENT | office-large | USD/gigalumen_year | us | us | 6765077192.1831
commercial lighting | 8ft LFL: T8 F59 HE | 2045 | FIXED_OM | REPLACEMENT | office-small | USD/gigalumen_year | us | us | 6765077192.1831
commercial lighting | 8ft LFL: T8 F59 HE | 2045 | FIXED_OM | REPLACEMENT | other | USD/gigalumen_year | us | us | 6765077192.1831
commercial lighting | 8ft LFL: T8 F59 HE | 2045 | FIXED_OM | REPLACEMENT | warehouse | USD/gigalumen_year | us | us | 6765077192.1831
commercial lighting | 8ft LFL: T8 F59 HE | 2046 | CAPITAL | NEW | assembly | USD/gigalumen_year | us | us | 121771389459.295
commercial lighting | 8ft LFL: T8 F59 HE | 2046 | CAPITAL | NEW | education | USD/gigalumen_year | us | us | 121771389459.295
commercial lighting | 8ft LFL: T8 F59 HE | 2046 | CAPITAL | NEW | food sales | USD/gigalumen_year | us | us | 121771389459.295
commercial lighting | 8ft LFL: T8 F59 HE | 2046 | CAPITAL | NEW | food service | USD/gigalumen_year | us | us | 121771389459.295
commercial lighting | 8ft LFL: T8 F59 HE | 2046 | CAPITAL | NEW | health | USD/gigalumen_year | us | us | 121771389459.295
commercial lighting | 8ft LFL: T8 F59 HE | 2046 | CAPITAL | NEW | lodging | USD/gigalumen_year | us | us | 121771389459.295
commercial lighting | 8ft LFL: T8 F59 HE | 2046 | CAPITAL | NEW | merc/service | USD/gigalumen_year | us | us | 121771389459.295
commercial lighting | 8ft LFL: T8 F59 HE | 2046 | CAPITAL | NEW | office-large | USD/gigalumen_year | us | us | 121771389459.295
commercial lighting | 8ft LFL: T8 F59 HE | 2046 | CAPITAL | NEW | office-small | USD/gigalumen_year | us | us | 121771389459.295
commercial lighting | 8ft LFL: T8 F59 HE | 2046 | CAPITAL | NEW | other | USD/gigalumen_year | us | us | 121771389459.295
commercial lighting | 8ft LFL: T8 F59 HE | 2046 | CAPITAL | NEW | warehouse | USD/gigalumen_year | us | us | 121771389459.295
commercial lighting | 8ft LFL: T8 F59 HE | 2046 | CAPITAL | REPLACEMENT | assembly | USD/gigalumen_year | us | us | 121771389459.295
commercial lighting | 8ft LFL: T8 F59 HE | 2046 | CAPITAL | REPLACEMENT | education | USD/gigalumen_year | us | us | 121771389459.295
commercial lighting | 8ft LFL: T8 F59 HE | 2046 | CAPITAL | REPLACEMENT | food sales | USD/gigalumen_year | us | us | 121771389459.295
commercial lighting | 8ft LFL: T8 F59 HE | 2046 | CAPITAL | REPLACEMENT | food service | USD/gigalumen_year | us | us | 121771389459.295
commercial lighting | 8ft LFL: T8 F59 HE | 2046 | CAPITAL | REPLACEMENT | health | USD/gigalumen_year | us | us | 121771389459.295
commercial lighting | 8ft LFL: T8 F59 HE | 2046 | CAPITAL | REPLACEMENT | lodging | USD/gigalumen_year | us | us | 121771389459.295
commercial lighting | 8ft LFL: T8 F59 HE | 2046 | CAPITAL | REPLACEMENT | merc/service | USD/gigalumen_year | us | us | 121771389459.295
commercial lighting | 8ft LFL: T8 F59 HE | 2046 | CAPITAL | REPLACEMENT | office-large | USD/gigalumen_year | us | us | 121771389459.295
commercial lighting | 8ft LFL: T8 F59 HE | 2046 | CAPITAL | REPLACEMENT | office-small | USD/gigalumen_year | us | us | 121771389459.295
commercial lighting | 8ft LFL: T8 F59 HE | 2046 | CAPITAL | REPLACEMENT | other | USD/gigalumen_year | us | us | 121771389459.295
commercial lighting | 8ft LFL: T8 F59 HE | 2046 | CAPITAL | REPLACEMENT | warehouse | USD/gigalumen_year | us | us | 121771389459.295
commercial lighting | 8ft LFL: T8 F59 HE | 2046 | FIXED_OM | NEW | assembly | USD/gigalumen_year | us | us | 6765077192.1831
commercial lighting | 8ft LFL: T8 F59 HE | 2046 | FIXED_OM | NEW | education | USD/gigalumen_year | us | us | 6765077192.1831
commercial lighting | 8ft LFL: T8 F59 HE | 2046 | FIXED_OM | NEW | food sales | USD/gigalumen_year | us | us | 6765077192.1831
commercial lighting | 8ft LFL: T8 F59 HE | 2046 | FIXED_OM | NEW | food service | USD/gigalumen_year | us | us | 6765077192.1831
commercial lighting | 8ft LFL: T8 F59 HE | 2046 | FIXED_OM | NEW | health | USD/gigalumen_year | us | us | 6765077192.1831
commercial lighting | 8ft LFL: T8 F59 HE | 2046 | FIXED_OM | NEW | lodging | USD/gigalumen_year | us | us | 6765077192.1831
commercial lighting | 8ft LFL: T8 F59 HE | 2046 | FIXED_OM | NEW | merc/service | USD/gigalumen_year | us | us | 6765077192.1831
commercial lighting | 8ft LFL: T8 F59 HE | 2046 | FIXED_OM | NEW | office-large | USD/gigalumen_year | us | us | 6765077192.1831
commercial lighting | 8ft LFL: T8 F59 HE | 2046 | FIXED_OM | NEW | office-small | USD/gigalumen_year | us | us | 6765077192.1831
commercial lighting | 8ft LFL: T8 F59 HE | 2046 | FIXED_OM | NEW | other | USD/gigalumen_year | us | us | 6765077192.1831
commercial lighting | 8ft LFL: T8 F59 HE | 2046 | FIXED_OM | NEW | warehouse | USD/gigalumen_year | us | us | 6765077192.1831
commercial lighting | 8ft LFL: T8 F59 HE | 2046 | FIXED_OM | REPLACEMENT | assembly | USD/gigalumen_year | us | us | 6765077192.1831
commercial lighting | 8ft LFL: T8 F59 HE | 2046 | FIXED_OM | REPLACEMENT | education | USD/gigalumen_year | us | us | 6765077192.1831
commercial lighting | 8ft LFL: T8 F59 HE | 2046 | FIXED_OM | REPLACEMENT | food sales | USD/gigalumen_year | us | us | 6765077192.1831
commercial lighting | 8ft LFL: T8 F59 HE | 2046 | FIXED_OM | REPLACEMENT | food service | USD/gigalumen_year | us | us | 6765077192.1831
commercial lighting | 8ft LFL: T8 F59 HE | 2046 | FIXED_OM | REPLACEMENT | health | USD/gigalumen_year | us | us | 6765077192.1831
commercial lighting | 8ft LFL: T8 F59 HE | 2046 | FIXED_OM | REPLACEMENT | lodging | USD/gigalumen_year | us | us | 6765077192.1831
commercial lighting | 8ft LFL: T8 F59 HE | 2046 | FIXED_OM | REPLACEMENT | merc/service | USD/gigalumen_year | us | us | 6765077192.1831
commercial lighting | 8ft LFL: T8 F59 HE | 2046 | FIXED_OM | REPLACEMENT | office-large | USD/gigalumen_year | us | us | 6765077192.1831
commercial lighting | 8ft LFL: T8 F59 HE | 2046 | FIXED_OM | REPLACEMENT | office-small | USD/gigalumen_year | us | us | 6765077192.1831
commercial lighting | 8ft LFL: T8 F59 HE | 2046 | FIXED_OM | REPLACEMENT | other | USD/gigalumen_year | us | us | 6765077192.1831
commercial lighting | 8ft LFL: T8 F59 HE | 2046 | FIXED_OM | REPLACEMENT | warehouse | USD/gigalumen_year | us | us | 6765077192.1831
commercial lighting | 8ft LFL: T8 F59 HE | 2047 | CAPITAL | NEW | assembly | USD/gigalumen_year | us | us | 121771389459.295
commercial lighting | 8ft LFL: T8 F59 HE | 2047 | CAPITAL | NEW | education | USD/gigalumen_year | us | us | 121771389459.295
commercial lighting | 8ft LFL: T8 F59 HE | 2047 | CAPITAL | NEW | food sales | USD/gigalumen_year | us | us | 121771389459.295
commercial lighting | 8ft LFL: T8 F59 HE | 2047 | CAPITAL | NEW | food service | USD/gigalumen_year | us | us | 121771389459.295
commercial lighting | 8ft LFL: T8 F59 HE | 2047 | CAPITAL | NEW | health | USD/gigalumen_year | us | us | 121771389459.295
commercial lighting | 8ft LFL: T8 F59 HE | 2047 | CAPITAL | NEW | lodging | USD/gigalumen_year | us | us | 121771389459.295
commercial lighting | 8ft LFL: T8 F59 HE | 2047 | CAPITAL | NEW | merc/service | USD/gigalumen_year | us | us | 121771389459.295
commercial lighting | 8ft LFL: T8 F59 HE | 2047 | CAPITAL | NEW | office-large | USD/gigalumen_year | us | us | 121771389459.295
commercial lighting | 8ft LFL: T8 F59 HE | 2047 | CAPITAL | NEW | office-small | USD/gigalumen_year | us | us | 121771389459.295
commercial lighting | 8ft LFL: T8 F59 HE | 2047 | CAPITAL | NEW | other | USD/gigalumen_year | us | us | 121771389459.295
commercial lighting | 8ft LFL: T8 F59 HE | 2047 | CAPITAL | NEW | warehouse | USD/gigalumen_year | us | us | 121771389459.295
commercial lighting | 8ft LFL: T8 F59 HE | 2047 | CAPITAL | REPLACEMENT | assembly | USD/gigalumen_year | us | us | 121771389459.295
commercial lighting | 8ft LFL: T8 F59 HE | 2047 | CAPITAL | REPLACEMENT | education | USD/gigalumen_year | us | us | 121771389459.295
commercial lighting | 8ft LFL: T8 F59 HE | 2047 | CAPITAL | REPLACEMENT | food sales | USD/gigalumen_year | us | us | 121771389459.295
commercial lighting | 8ft LFL: T8 F59 HE | 2047 | CAPITAL | REPLACEMENT | food service | USD/gigalumen_year | us | us | 121771389459.295
commercial lighting | 8ft LFL: T8 F59 HE | 2047 | CAPITAL | REPLACEMENT | health | USD/gigalumen_year | us | us | 121771389459.295
commercial lighting | 8ft LFL: T8 F59 HE | 2047 | CAPITAL | REPLACEMENT | lodging | USD/gigalumen_year | us | us | 121771389459.295
commercial lighting | 8ft LFL: T8 F59 HE | 2047 | CAPITAL | REPLACEMENT | merc/service | USD/gigalumen_year | us | us | 121771389459.295
commercial lighting | 8ft LFL: T8 F59 HE | 2047 | CAPITAL | REPLACEMENT | office-large | USD/gigalumen_year | us | us | 121771389459.295
commercial lighting | 8ft LFL: T8 F59 HE | 2047 | CAPITAL | REPLACEMENT | office-small | USD/gigalumen_year | us | us | 121771389459.295
commercial lighting | 8ft LFL: T8 F59 HE | 2047 | CAPITAL | REPLACEMENT | other | USD/gigalumen_year | us | us | 121771389459.295
commercial lighting | 8ft LFL: T8 F59 HE | 2047 | CAPITAL | REPLACEMENT | warehouse | USD/gigalumen_year | us | us | 121771389459.295
commercial lighting | 8ft LFL: T8 F59 HE | 2047 | FIXED_OM | NEW | assembly | USD/gigalumen_year | us | us | 6765077192.1831
commercial lighting | 8ft LFL: T8 F59 HE | 2047 | FIXED_OM | NEW | education | USD/gigalumen_year | us | us | 6765077192.1831
commercial lighting | 8ft LFL: T8 F59 HE | 2047 | FIXED_OM | NEW | food sales | USD/gigalumen_year | us | us | 6765077192.1831
commercial lighting | 8ft LFL: T8 F59 HE | 2047 | FIXED_OM | NEW | food service | USD/gigalumen_year | us | us | 6765077192.1831
commercial lighting | 8ft LFL: T8 F59 HE | 2047 | FIXED_OM | NEW | health | USD/gigalumen_year | us | us | 6765077192.1831
commercial lighting | 8ft LFL: T8 F59 HE | 2047 | FIXED_OM | NEW | lodging | USD/gigalumen_year | us | us | 6765077192.1831
commercial lighting | 8ft LFL: T8 F59 HE | 2047 | FIXED_OM | NEW | merc/service | USD/gigalumen_year | us | us | 6765077192.1831
commercial lighting | 8ft LFL: T8 F59 HE | 2047 | FIXED_OM | NEW | office-large | USD/gigalumen_year | us | us | 6765077192.1831
commercial lighting | 8ft LFL: T8 F59 HE | 2047 | FIXED_OM | NEW | office-small | USD/gigalumen_year | us | us | 6765077192.1831
commercial lighting | 8ft LFL: T8 F59 HE | 2047 | FIXED_OM | NEW | other | USD/gigalumen_year | us | us | 6765077192.1831
commercial lighting | 8ft LFL: T8 F59 HE | 2047 | FIXED_OM | NEW | warehouse | USD/gigalumen_year | us | us | 6765077192.1831
commercial lighting | 8ft LFL: T8 F59 HE | 2047 | FIXED_OM | REPLACEMENT | assembly | USD/gigalumen_year | us | us | 6765077192.1831
commercial lighting | 8ft LFL: T8 F59 HE | 2047 | FIXED_OM | REPLACEMENT | education | USD/gigalumen_year | us | us | 6765077192.1831
commercial lighting | 8ft LFL: T8 F59 HE | 2047 | FIXED_OM | REPLACEMENT | food sales | USD/gigalumen_year | us | us | 6765077192.1831
commercial lighting | 8ft LFL: T8 F59 HE | 2047 | FIXED_OM | REPLACEMENT | food service | USD/gigalumen_year | us | us | 6765077192.1831
commercial lighting | 8ft LFL: T8 F59 HE | 2047 | FIXED_OM | REPLACEMENT | health | USD/gigalumen_year | us | us | 6765077192.1831
commercial lighting | 8ft LFL: T8 F59 HE | 2047 | FIXED_OM | REPLACEMENT | lodging | USD/gigalumen_year | us | us | 6765077192.1831
commercial lighting | 8ft LFL: T8 F59 HE | 2047 | FIXED_OM | REPLACEMENT | merc/service | USD/gigalumen_year | us | us | 6765077192.1831
commercial lighting | 8ft LFL: T8 F59 HE | 2047 | FIXED_OM | REPLACEMENT | office-large | USD/gigalumen_year | us | us | 6765077192.1831
commercial lighting | 8ft LFL: T8 F59 HE | 2047 | FIXED_OM | REPLACEMENT | office-small | USD/gigalumen_year | us | us | 6765077192.1831
commercial lighting | 8ft LFL: T8 F59 HE | 2047 | FIXED_OM | REPLACEMENT | other | USD/gigalumen_year | us | us | 6765077192.1831
commercial lighting | 8ft LFL: T8 F59 HE | 2047 | FIXED_OM | REPLACEMENT | warehouse | USD/gigalumen_year | us | us | 6765077192.1831
commercial lighting | 8ft LFL: T8 F59 HE | 2048 | CAPITAL | NEW | assembly | USD/gigalumen_year | us | us | 121771389459.295
commercial lighting | 8ft LFL: T8 F59 HE | 2048 | CAPITAL | NEW | education | USD/gigalumen_year | us | us | 121771389459.295
commercial lighting | 8ft LFL: T8 F59 HE | 2048 | CAPITAL | NEW | food sales | USD/gigalumen_year | us | us | 121771389459.295
commercial lighting | 8ft LFL: T8 F59 HE | 2048 | CAPITAL | NEW | food service | USD/gigalumen_year | us | us | 121771389459.295
commercial lighting | 8ft LFL: T8 F59 HE | 2048 | CAPITAL | NEW | health | USD/gigalumen_year | us | us | 121771389459.295
commercial lighting | 8ft LFL: T8 F59 HE | 2048 | CAPITAL | NEW | lodging | USD/gigalumen_year | us | us | 121771389459.295
commercial lighting | 8ft LFL: T8 F59 HE | 2048 | CAPITAL | NEW | merc/service | USD/gigalumen_year | us | us | 121771389459.295
commercial lighting | 8ft LFL: T8 F59 HE | 2048 | CAPITAL | NEW | office-large | USD/gigalumen_year | us | us | 121771389459.295
commercial lighting | 8ft LFL: T8 F59 HE | 2048 | CAPITAL | NEW | office-small | USD/gigalumen_year | us | us | 121771389459.295
commercial lighting | 8ft LFL: T8 F59 HE | 2048 | CAPITAL | NEW | other | USD/gigalumen_year | us | us | 121771389459.295
commercial lighting | 8ft LFL: T8 F59 HE | 2048 | CAPITAL | NEW | warehouse | USD/gigalumen_year | us | us | 121771389459.295
commercial lighting | 8ft LFL: T8 F59 HE | 2048 | CAPITAL | REPLACEMENT | assembly | USD/gigalumen_year | us | us | 121771389459.295
commercial lighting | 8ft LFL: T8 F59 HE | 2048 | CAPITAL | REPLACEMENT | education | USD/gigalumen_year | us | us | 121771389459.295
commercial lighting | 8ft LFL: T8 F59 HE | 2048 | CAPITAL | REPLACEMENT | food sales | USD/gigalumen_year | us | us | 121771389459.295
commercial lighting | 8ft LFL: T8 F59 HE | 2048 | CAPITAL | REPLACEMENT | food service | USD/gigalumen_year | us | us | 121771389459.295
commercial lighting | 8ft LFL: T8 F59 HE | 2048 | CAPITAL | REPLACEMENT | health | USD/gigalumen_year | us | us | 121771389459.295
commercial lighting | 8ft LFL: T8 F59 HE | 2048 | CAPITAL | REPLACEMENT | lodging | USD/gigalumen_year | us | us | 121771389459.295
commercial lighting | 8ft LFL: T8 F59 HE | 2048 | CAPITAL | REPLACEMENT | merc/service | USD/gigalumen_year | us | us | 121771389459.295
commercial lighting | 8ft LFL: T8 F59 HE | 2048 | CAPITAL | REPLACEMENT | office-large | USD/gigalumen_year | us | us | 121771389459.295
commercial lighting | 8ft LFL: T8 F59 HE | 2048 | CAPITAL | REPLACEMENT | office-small | USD/gigalumen_year | us | us | 121771389459.295
commercial lighting | 8ft LFL: T8 F59 HE | 2048 | CAPITAL | REPLACEMENT | other | USD/gigalumen_year | us | us | 121771389459.295
commercial lighting | 8ft LFL: T8 F59 HE | 2048 | CAPITAL | REPLACEMENT | warehouse | USD/gigalumen_year | us | us | 121771389459.295
commercial lighting | 8ft LFL: T8 F59 HE | 2048 | FIXED_OM | NEW | assembly | USD/gigalumen_year | us | us | 6765077192.1831
commercial lighting | 8ft LFL: T8 F59 HE | 2048 | FIXED_OM | NEW | education | USD/gigalumen_year | us | us | 6765077192.1831
commercial lighting | 8ft LFL: T8 F59 HE | 2048 | FIXED_OM | NEW | food sales | USD/gigalumen_year | us | us | 6765077192.1831
commercial lighting | 8ft LFL: T8 F59 HE | 2048 | FIXED_OM | NEW | food service | USD/gigalumen_year | us | us | 6765077192.1831
commercial lighting | 8ft LFL: T8 F59 HE | 2048 | FIXED_OM | NEW | health | USD/gigalumen_year | us | us | 6765077192.1831
commercial lighting | 8ft LFL: T8 F59 HE | 2048 | FIXED_OM | NEW | lodging | USD/gigalumen_year | us | us | 6765077192.1831
commercial lighting | 8ft LFL: T8 F59 HE | 2048 | FIXED_OM | NEW | merc/service | USD/gigalumen_year | us | us | 6765077192.1831
commercial lighting | 8ft LFL: T8 F59 HE | 2048 | FIXED_OM | NEW | office-large | USD/gigalumen_year | us | us | 6765077192.1831
commercial lighting | 8ft LFL: T8 F59 HE | 2048 | FIXED_OM | NEW | office-small | USD/gigalumen_year | us | us | 6765077192.1831
commercial lighting | 8ft LFL: T8 F59 HE | 2048 | FIXED_OM | NEW | other | USD/gigalumen_year | us | us | 6765077192.1831
commercial lighting | 8ft LFL: T8 F59 HE | 2048 | FIXED_OM | NEW | warehouse | USD/gigalumen_year | us | us | 6765077192.1831
commercial lighting | 8ft LFL: T8 F59 HE | 2048 | FIXED_OM | REPLACEMENT | assembly | USD/gigalumen_year | us | us | 6765077192.1831
commercial lighting | 8ft LFL: T8 F59 HE | 2048 | FIXED_OM | REPLACEMENT | education | USD/gigalumen_year | us | us | 6765077192.1831
commercial lighting | 8ft LFL: T8 F59 HE | 2048 | FIXED_OM | REPLACEMENT | food sales | USD/gigalumen_year | us | us | 6765077192.1831
commercial lighting | 8ft LFL: T8 F59 HE | 2048 | FIXED_OM | REPLACEMENT | food service | USD/gigalumen_year | us | us | 6765077192.1831
commercial lighting | 8ft LFL: T8 F59 HE | 2048 | FIXED_OM | REPLACEMENT | health | USD/gigalumen_year | us | us | 6765077192.1831
commercial lighting | 8ft LFL: T8 F59 HE | 2048 | FIXED_OM | REPLACEMENT | lodging | USD/gigalumen_year | us | us | 6765077192.1831
commercial lighting | 8ft LFL: T8 F59 HE | 2048 | FIXED_OM | REPLACEMENT | merc/service | USD/gigalumen_year | us | us | 6765077192.1831
commercial lighting | 8ft LFL: T8 F59 HE | 2048 | FIXED_OM | REPLACEMENT | office-large | USD/gigalumen_year | us | us | 6765077192.1831
commercial lighting | 8ft LFL: T8 F59 HE | 2048 | FIXED_OM | REPLACEMENT | office-small | USD/gigalumen_year | us | us | 6765077192.1831
commercial lighting | 8ft LFL: T8 F59 HE | 2048 | FIXED_OM | REPLACEMENT | other | USD/gigalumen_year | us | us | 6765077192.1831
commercial lighting | 8ft LFL: T8 F59 HE | 2048 | FIXED_OM | REPLACEMENT | warehouse | USD/gigalumen_year | us | us | 6765077192.1831
commercial lighting | 8ft LFL: T8 F59 HE | 2049 | CAPITAL | NEW | assembly | USD/gigalumen_year | us | us | 121771389459.295
commercial lighting | 8ft LFL: T8 F59 HE | 2049 | CAPITAL | NEW | education | USD/gigalumen_year | us | us | 121771389459.295
commercial lighting | 8ft LFL: T8 F59 HE | 2049 | CAPITAL | NEW | food sales | USD/gigalumen_year | us | us | 121771389459.295
commercial lighting | 8ft LFL: T8 F59 HE | 2049 | CAPITAL | NEW | food service | USD/gigalumen_year | us | us | 121771389459.295
commercial lighting | 8ft LFL: T8 F59 HE | 2049 | CAPITAL | NEW | health | USD/gigalumen_year | us | us | 121771389459.295
commercial lighting | 8ft LFL: T8 F59 HE | 2049 | CAPITAL | NEW | lodging | USD/gigalumen_year | us | us | 121771389459.295
commercial lighting | 8ft LFL: T8 F59 HE | 2049 | CAPITAL | NEW | merc/service | USD/gigalumen_year | us | us | 121771389459.295
commercial lighting | 8ft LFL: T8 F59 HE | 2049 | CAPITAL | NEW | office-large | USD/gigalumen_year | us | us | 121771389459.295
commercial lighting | 8ft LFL: T8 F59 HE | 2049 | CAPITAL | NEW | office-small | USD/gigalumen_year | us | us | 121771389459.295
commercial lighting | 8ft LFL: T8 F59 HE | 2049 | CAPITAL | NEW | other | USD/gigalumen_year | us | us | 121771389459.295
commercial lighting | 8ft LFL: T8 F59 HE | 2049 | CAPITAL | NEW | warehouse | USD/gigalumen_year | us | us | 121771389459.295
commercial lighting | 8ft LFL: T8 F59 HE | 2049 | CAPITAL | REPLACEMENT | assembly | USD/gigalumen_year | us | us | 121771389459.295
commercial lighting | 8ft LFL: T8 F59 HE | 2049 | CAPITAL | REPLACEMENT | education | USD/gigalumen_year | us | us | 121771389459.295
commercial lighting | 8ft LFL: T8 F59 HE | 2049 | CAPITAL | REPLACEMENT | food sales | USD/gigalumen_year | us | us | 121771389459.295
commercial lighting | 8ft LFL: T8 F59 HE | 2049 | CAPITAL | REPLACEMENT | food service | USD/gigalumen_year | us | us | 121771389459.295
commercial lighting | 8ft LFL: T8 F59 HE | 2049 | CAPITAL | REPLACEMENT | health | USD/gigalumen_year | us | us | 121771389459.295
commercial lighting | 8ft LFL: T8 F59 HE | 2049 | CAPITAL | REPLACEMENT | lodging | USD/gigalumen_year | us | us | 121771389459.295
commercial lighting | 8ft LFL: T8 F59 HE | 2049 | CAPITAL | REPLACEMENT | merc/service | USD/gigalumen_year | us | us | 121771389459.295
commercial lighting | 8ft LFL: T8 F59 HE | 2049 | CAPITAL | REPLACEMENT | office-large | USD/gigalumen_year | us | us | 121771389459.295
commercial lighting | 8ft LFL: T8 F59 HE | 2049 | CAPITAL | REPLACEMENT | office-small | USD/gigalumen_year | us | us | 121771389459.295
commercial lighting | 8ft LFL: T8 F59 HE | 2049 | CAPITAL | REPLACEMENT | other | USD/gigalumen_year | us | us | 121771389459.295
commercial lighting | 8ft LFL: T8 F59 HE | 2049 | CAPITAL | REPLACEMENT | warehouse | USD/gigalumen_year | us | us | 121771389459.295
commercial lighting | 8ft LFL: T8 F59 HE | 2049 | FIXED_OM | NEW | assembly | USD/gigalumen_year | us | us | 6765077192.1831
commercial lighting | 8ft LFL: T8 F59 HE | 2049 | FIXED_OM | NEW | education | USD/gigalumen_year | us | us | 6765077192.1831
commercial lighting | 8ft LFL: T8 F59 HE | 2049 | FIXED_OM | NEW | food sales | USD/gigalumen_year | us | us | 6765077192.1831
commercial lighting | 8ft LFL: T8 F59 HE | 2049 | FIXED_OM | NEW | food service | USD/gigalumen_year | us | us | 6765077192.1831
commercial lighting | 8ft LFL: T8 F59 HE | 2049 | FIXED_OM | NEW | health | USD/gigalumen_year | us | us | 6765077192.1831
commercial lighting | 8ft LFL: T8 F59 HE | 2049 | FIXED_OM | NEW | lodging | USD/gigalumen_year | us | us | 6765077192.1831
commercial lighting | 8ft LFL: T8 F59 HE | 2049 | FIXED_OM | NEW | merc/service | USD/gigalumen_year | us | us | 6765077192.1831
commercial lighting | 8ft LFL: T8 F59 HE | 2049 | FIXED_OM | NEW | office-large | USD/gigalumen_year | us | us | 6765077192.1831
commercial lighting | 8ft LFL: T8 F59 HE | 2049 | FIXED_OM | NEW | office-small | USD/gigalumen_year | us | us | 6765077192.1831
commercial lighting | 8ft LFL: T8 F59 HE | 2049 | FIXED_OM | NEW | other | USD/gigalumen_year | us | us | 6765077192.1831
commercial lighting | 8ft LFL: T8 F59 HE | 2049 | FIXED_OM | NEW | warehouse | USD/gigalumen_year | us | us | 6765077192.1831
commercial lighting | 8ft LFL: T8 F59 HE | 2049 | FIXED_OM | REPLACEMENT | assembly | USD/gigalumen_year | us | us | 6765077192.1831
commercial lighting | 8ft LFL: T8 F59 HE | 2049 | FIXED_OM | REPLACEMENT | education | USD/gigalumen_year | us | us | 6765077192.1831
commercial lighting | 8ft LFL: T8 F59 HE | 2049 | FIXED_OM | REPLACEMENT | food sales | USD/gigalumen_year | us | us | 6765077192.1831
commercial lighting | 8ft LFL: T8 F59 HE | 2049 | FIXED_OM | REPLACEMENT | food service | USD/gigalumen_year | us | us | 6765077192.1831
commercial lighting | 8ft LFL: T8 F59 HE | 2049 | FIXED_OM | REPLACEMENT | health | USD/gigalumen_year | us | us | 6765077192.1831
commercial lighting | 8ft LFL: T8 F59 HE | 2049 | FIXED_OM | REPLACEMENT | lodging | USD/gigalumen_year | us | us | 6765077192.1831
commercial lighting | 8ft LFL: T8 F59 HE | 2049 | FIXED_OM | REPLACEMENT | merc/service | USD/gigalumen_year | us | us | 6765077192.1831
commercial lighting | 8ft LFL: T8 F59 HE | 2049 | FIXED_OM | REPLACEMENT | office-large | USD/gigalumen_year | us | us | 6765077192.1831
commercial lighting | 8ft LFL: T8 F59 HE | 2049 | FIXED_OM | REPLACEMENT | office-small | USD/gigalumen_year | us | us | 6765077192.1831
commercial lighting | 8ft LFL: T8 F59 HE | 2049 | FIXED_OM | REPLACEMENT | other | USD/gigalumen_year | us | us | 6765077192.1831
commercial lighting | 8ft LFL: T8 F59 HE | 2049 | FIXED_OM | REPLACEMENT | warehouse | USD/gigalumen_year | us | us | 6765077192.1831
commercial lighting | 8ft LFL: T8 F59 HE | 2050 | CAPITAL | NEW | assembly | USD/gigalumen_year | us | us | 121771389459.295
commercial lighting | 8ft LFL: T8 F59 HE | 2050 | CAPITAL | NEW | education | USD/gigalumen_year | us | us | 121771389459.295
commercial lighting | 8ft LFL: T8 F59 HE | 2050 | CAPITAL | NEW | food sales | USD/gigalumen_year | us | us | 121771389459.295
commercial lighting | 8ft LFL: T8 F59 HE | 2050 | CAPITAL | NEW | food service | USD/gigalumen_year | us | us | 121771389459.295
commercial lighting | 8ft LFL: T8 F59 HE | 2050 | CAPITAL | NEW | health | USD/gigalumen_year | us | us | 121771389459.295
commercial lighting | 8ft LFL: T8 F59 HE | 2050 | CAPITAL | NEW | lodging | USD/gigalumen_year | us | us | 121771389459.295
commercial lighting | 8ft LFL: T8 F59 HE | 2050 | CAPITAL | NEW | merc/service | USD/gigalumen_year | us | us | 121771389459.295
commercial lighting | 8ft LFL: T8 F59 HE | 2050 | CAPITAL | NEW | office-large | USD/gigalumen_year | us | us | 121771389459.295
commercial lighting | 8ft LFL: T8 F59 HE | 2050 | CAPITAL | NEW | office-small | USD/gigalumen_year | us | us | 121771389459.295
commercial lighting | 8ft LFL: T8 F59 HE | 2050 | CAPITAL | NEW | other | USD/gigalumen_year | us | us | 121771389459.295
commercial lighting | 8ft LFL: T8 F59 HE | 2050 | CAPITAL | NEW | warehouse | USD/gigalumen_year | us | us | 121771389459.295
commercial lighting | 8ft LFL: T8 F59 HE | 2050 | CAPITAL | REPLACEMENT | assembly | USD/gigalumen_year | us | us | 121771389459.295
commercial lighting | 8ft LFL: T8 F59 HE | 2050 | CAPITAL | REPLACEMENT | education | USD/gigalumen_year | us | us | 121771389459.295
commercial lighting | 8ft LFL: T8 F59 HE | 2050 | CAPITAL | REPLACEMENT | food sales | USD/gigalumen_year | us | us | 121771389459.295
commercial lighting | 8ft LFL: T8 F59 HE | 2050 | CAPITAL | REPLACEMENT | food service | USD/gigalumen_year | us | us | 121771389459.295
commercial lighting | 8ft LFL: T8 F59 HE | 2050 | CAPITAL | REPLACEMENT | health | USD/gigalumen_year | us | us | 121771389459.295
commercial lighting | 8ft LFL: T8 F59 HE | 2050 | CAPITAL | REPLACEMENT | lodging | USD/gigalumen_year | us | us | 121771389459.295
commercial lighting | 8ft LFL: T8 F59 HE | 2050 | CAPITAL | REPLACEMENT | merc/service | USD/gigalumen_year | us | us | 121771389459.295
commercial lighting | 8ft LFL: T8 F59 HE | 2050 | CAPITAL | REPLACEMENT | office-large | USD/gigalumen_year | us | us | 121771389459.295
commercial lighting | 8ft LFL: T8 F59 HE | 2050 | CAPITAL | REPLACEMENT | office-small | USD/gigalumen_year | us | us | 121771389459.295
commercial lighting | 8ft LFL: T8 F59 HE | 2050 | CAPITAL | REPLACEMENT | other | USD/gigalumen_year | us | us | 121771389459.295
commercial lighting | 8ft LFL: T8 F59 HE | 2050 | CAPITAL | REPLACEMENT | warehouse | USD/gigalumen_year | us | us | 121771389459.295
commercial lighting | 8ft LFL: T8 F59 HE | 2050 | FIXED_OM | NEW | assembly | USD/gigalumen_year | us | us | 6765077192.1831
commercial lighting | 8ft LFL: T8 F59 HE | 2050 | FIXED_OM | NEW | education | USD/gigalumen_year | us | us | 6765077192.1831
commercial lighting | 8ft LFL: T8 F59 HE | 2050 | FIXED_OM | NEW | food sales | USD/gigalumen_year | us | us | 6765077192.1831
commercial lighting | 8ft LFL: T8 F59 HE | 2050 | FIXED_OM | NEW | food service | USD/gigalumen_year | us | us | 6765077192.1831
commercial lighting | 8ft LFL: T8 F59 HE | 2050 | FIXED_OM | NEW | health | USD/gigalumen_year | us | us | 6765077192.1831
commercial lighting | 8ft LFL: T8 F59 HE | 2050 | FIXED_OM | NEW | lodging | USD/gigalumen_year | us | us | 6765077192.1831
commercial lighting | 8ft LFL: T8 F59 HE | 2050 | FIXED_OM | NEW | merc/service | USD/gigalumen_year | us | us | 6765077192.1831
commercial lighting | 8ft LFL: T8 F59 HE | 2050 | FIXED_OM | NEW | office-large | USD/gigalumen_year | us | us | 6765077192.1831
commercial lighting | 8ft LFL: T8 F59 HE | 2050 | FIXED_OM | NEW | office-small | USD/gigalumen_year | us | us | 6765077192.1831
commercial lighting | 8ft LFL: T8 F59 HE | 2050 | FIXED_OM | NEW | other | USD/gigalumen_year | us | us | 6765077192.1831
commercial lighting | 8ft LFL: T8 F59 HE | 2050 | FIXED_OM | NEW | warehouse | USD/gigalumen_year | us | us | 6765077192.1831
commercial lighting | 8ft LFL: T8 F59 HE | 2050 | FIXED_OM | REPLACEMENT | assembly | USD/gigalumen_year | us | us | 6765077192.1831
commercial lighting | 8ft LFL: T8 F59 HE | 2050 | FIXED_OM | REPLACEMENT | education | USD/gigalumen_year | us | us | 6765077192.1831
commercial lighting | 8ft LFL: T8 F59 HE | 2050 | FIXED_OM | REPLACEMENT | food sales | USD/gigalumen_year | us | us | 6765077192.1831
commercial lighting | 8ft LFL: T8 F59 HE | 2050 | FIXED_OM | REPLACEMENT | food service | USD/gigalumen_year | us | us | 6765077192.1831
commercial lighting | 8ft LFL: T8 F59 HE | 2050 | FIXED_OM | REPLACEMENT | health | USD/gigalumen_year | us | us | 6765077192.1831
commercial lighting | 8ft LFL: T8 F59 HE | 2050 | FIXED_OM | REPLACEMENT | lodging | USD/gigalumen_year | us | us | 6765077192.1831
commercial lighting | 8ft LFL: T8 F59 HE | 2050 | FIXED_OM | REPLACEMENT | merc/service | USD/gigalumen_year | us | us | 6765077192.1831
commercial lighting | 8ft LFL: T8 F59 HE | 2050 | FIXED_OM | REPLACEMENT | office-large | USD/gigalumen_year | us | us | 6765077192.1831
commercial lighting | 8ft LFL: T8 F59 HE | 2050 | FIXED_OM | REPLACEMENT | office-small | USD/gigalumen_year | us | us | 6765077192.1831
commercial lighting | 8ft LFL: T8 F59 HE | 2050 | FIXED_OM | REPLACEMENT | other | USD/gigalumen_year | us | us | 6765077192.1831
commercial lighting | 8ft LFL: T8 F59 HE | 2050 | FIXED_OM | REPLACEMENT | warehouse | USD/gigalumen_year | us | us | 6765077192.1831
commercial lighting | 8ft LFL: T8 F96 HO | 2020 | CAPITAL | NEW | assembly | USD/gigalumen_year | us | us | 80473467253.4194
commercial lighting | 8ft LFL: T8 F96 HO | 2020 | CAPITAL | NEW | education | USD/gigalumen_year | us | us | 80473467253.4194
commercial lighting | 8ft LFL: T8 F96 HO | 2020 | CAPITAL | NEW | food sales | USD/gigalumen_year | us | us | 80473467253.4194
commercial lighting | 8ft LFL: T8 F96 HO | 2020 | CAPITAL | NEW | food service | USD/gigalumen_year | us | us | 80473467253.4194
commercial lighting | 8ft LFL: T8 F96 HO | 2020 | CAPITAL | NEW | health | USD/gigalumen_year | us | us | 80473467253.4194
commercial lighting | 8ft LFL: T8 F96 HO | 2020 | CAPITAL | NEW | lodging | USD/gigalumen_year | us | us | 80473467253.4194
commercial lighting | 8ft LFL: T8 F96 HO | 2020 | CAPITAL | NEW | merc/service | USD/gigalumen_year | us | us | 80473467253.4194
commercial lighting | 8ft LFL: T8 F96 HO | 2020 | CAPITAL | NEW | office-large | USD/gigalumen_year | us | us | 80473467253.4194
commercial lighting | 8ft LFL: T8 F96 HO | 2020 | CAPITAL | NEW | office-small | USD/gigalumen_year | us | us | 80473467253.4194
commercial lighting | 8ft LFL: T8 F96 HO | 2020 | CAPITAL | NEW | other | USD/gigalumen_year | us | us | 80473467253.4194
commercial lighting | 8ft LFL: T8 F96 HO | 2020 | CAPITAL | NEW | warehouse | USD/gigalumen_year | us | us | 80473467253.4194
commercial lighting | 8ft LFL: T8 F96 HO | 2020 | CAPITAL | REPLACEMENT | assembly | USD/gigalumen_year | us | us | 80473467253.4194
commercial lighting | 8ft LFL: T8 F96 HO | 2020 | CAPITAL | REPLACEMENT | education | USD/gigalumen_year | us | us | 80473467253.4194
commercial lighting | 8ft LFL: T8 F96 HO | 2020 | CAPITAL | REPLACEMENT | food sales | USD/gigalumen_year | us | us | 80473467253.4194
commercial lighting | 8ft LFL: T8 F96 HO | 2020 | CAPITAL | REPLACEMENT | food service | USD/gigalumen_year | us | us | 80473467253.4194
commercial lighting | 8ft LFL: T8 F96 HO | 2020 | CAPITAL | REPLACEMENT | health | USD/gigalumen_year | us | us | 80473467253.4194
commercial lighting | 8ft LFL: T8 F96 HO | 2020 | CAPITAL | REPLACEMENT | lodging | USD/gigalumen_year | us | us | 80473467253.4194
commercial lighting | 8ft LFL: T8 F96 HO | 2020 | CAPITAL | REPLACEMENT | merc/service | USD/gigalumen_year | us | us | 80473467253.4194
commercial lighting | 8ft LFL: T8 F96 HO | 2020 | CAPITAL | REPLACEMENT | office-large | USD/gigalumen_year | us | us | 80473467253.4194
commercial lighting | 8ft LFL: T8 F96 HO | 2020 | CAPITAL | REPLACEMENT | office-small | USD/gigalumen_year | us | us | 80473467253.4194
commercial lighting | 8ft LFL: T8 F96 HO | 2020 | CAPITAL | REPLACEMENT | other | USD/gigalumen_year | us | us | 80473467253.4194
commercial lighting | 8ft LFL: T8 F96 HO | 2020 | CAPITAL | REPLACEMENT | warehouse | USD/gigalumen_year | us | us | 80473467253.4194
commercial lighting | 8ft LFL: T8 F96 HO | 2020 | FIXED_OM | NEW | assembly | USD/gigalumen_year | us | us | 7638346960.4551
commercial lighting | 8ft LFL: T8 F96 HO | 2020 | FIXED_OM | NEW | education | USD/gigalumen_year | us | us | 7638346960.4551
commercial lighting | 8ft LFL: T8 F96 HO | 2020 | FIXED_OM | NEW | food sales | USD/gigalumen_year | us | us | 7638346960.4551
commercial lighting | 8ft LFL: T8 F96 HO | 2020 | FIXED_OM | NEW | food service | USD/gigalumen_year | us | us | 7638346960.4551
commercial lighting | 8ft LFL: T8 F96 HO | 2020 | FIXED_OM | NEW | health | USD/gigalumen_year | us | us | 7638346960.4551
commercial lighting | 8ft LFL: T8 F96 HO | 2020 | FIXED_OM | NEW | lodging | USD/gigalumen_year | us | us | 7638346960.4551
commercial lighting | 8ft LFL: T8 F96 HO | 2020 | FIXED_OM | NEW | merc/service | USD/gigalumen_year | us | us | 7638346960.4551
commercial lighting | 8ft LFL: T8 F96 HO | 2020 | FIXED_OM | NEW | office-large | USD/gigalumen_year | us | us | 7638346960.4551
commercial lighting | 8ft LFL: T8 F96 HO | 2020 | FIXED_OM | NEW | office-small | USD/gigalumen_year | us | us | 7638346960.4551
commercial lighting | 8ft LFL: T8 F96 HO | 2020 | FIXED_OM | NEW | other | USD/gigalumen_year | us | us | 7638346960.4551
commercial lighting | 8ft LFL: T8 F96 HO | 2020 | FIXED_OM | NEW | warehouse | USD/gigalumen_year | us | us | 7638346960.4551
commercial lighting | 8ft LFL: T8 F96 HO | 2020 | FIXED_OM | REPLACEMENT | assembly | USD/gigalumen_year | us | us | 7638346960.4551
commercial lighting | 8ft LFL: T8 F96 HO | 2020 | FIXED_OM | REPLACEMENT | education | USD/gigalumen_year | us | us | 7638346960.4551
commercial lighting | 8ft LFL: T8 F96 HO | 2020 | FIXED_OM | REPLACEMENT | food sales | USD/gigalumen_year | us | us | 7638346960.4551
commercial lighting | 8ft LFL: T8 F96 HO | 2020 | FIXED_OM | REPLACEMENT | food service | USD/gigalumen_year | us | us | 7638346960.4551
commercial lighting | 8ft LFL: T8 F96 HO | 2020 | FIXED_OM | REPLACEMENT | health | USD/gigalumen_year | us | us | 7638346960.4551
commercial lighting | 8ft LFL: T8 F96 HO | 2020 | FIXED_OM | REPLACEMENT | lodging | USD/gigalumen_year | us | us | 7638346960.4551
commercial lighting | 8ft LFL: T8 F96 HO | 2020 | FIXED_OM | REPLACEMENT | merc/service | USD/gigalumen_year | us | us | 7638346960.4551
commercial lighting | 8ft LFL: T8 F96 HO | 2020 | FIXED_OM | REPLACEMENT | office-large | USD/gigalumen_year | us | us | 7638346960.4551
commercial lighting | 8ft LFL: T8 F96 HO | 2020 | FIXED_OM | REPLACEMENT | office-small | USD/gigalumen_year | us | us | 7638346960.4551
commercial lighting | 8ft LFL: T8 F96 HO | 2020 | FIXED_OM | REPLACEMENT | other | USD/gigalumen_year | us | us | 7638346960.4551
commercial lighting | 8ft LFL: T8 F96 HO | 2020 | FIXED_OM | REPLACEMENT | warehouse | USD/gigalumen_year | us | us | 7638346960.4551
commercial lighting | 8ft LFL: T8 F96 HO | 2021 | CAPITAL | NEW | assembly | USD/gigalumen_year | us | us | 80318710585.6244
commercial lighting | 8ft LFL: T8 F96 HO | 2021 | CAPITAL | NEW | education | USD/gigalumen_year | us | us | 80318710585.6244
commercial lighting | 8ft LFL: T8 F96 HO | 2021 | CAPITAL | NEW | food sales | USD/gigalumen_year | us | us | 80318710585.6244
commercial lighting | 8ft LFL: T8 F96 HO | 2021 | CAPITAL | NEW | food service | USD/gigalumen_year | us | us | 80318710585.6244
commercial lighting | 8ft LFL: T8 F96 HO | 2021 | CAPITAL | NEW | health | USD/gigalumen_year | us | us | 80318710585.6244
commercial lighting | 8ft LFL: T8 F96 HO | 2021 | CAPITAL | NEW | lodging | USD/gigalumen_year | us | us | 80318710585.6244
commercial lighting | 8ft LFL: T8 F96 HO | 2021 | CAPITAL | NEW | merc/service | USD/gigalumen_year | us | us | 80318710585.6244
commercial lighting | 8ft LFL: T8 F96 HO | 2021 | CAPITAL | NEW | office-large | USD/gigalumen_year | us | us | 80318710585.6244
commercial lighting | 8ft LFL: T8 F96 HO | 2021 | CAPITAL | NEW | office-small | USD/gigalumen_year | us | us | 80318710585.6244
commercial lighting | 8ft LFL: T8 F96 HO | 2021 | CAPITAL | NEW | other | USD/gigalumen_year | us | us | 80318710585.6244
commercial lighting | 8ft LFL: T8 F96 HO | 2021 | CAPITAL | NEW | warehouse | USD/gigalumen_year | us | us | 80318710585.6244
commercial lighting | 8ft LFL: T8 F96 HO | 2021 | CAPITAL | REPLACEMENT | assembly | USD/gigalumen_year | us | us | 80318710585.6244
commercial lighting | 8ft LFL: T8 F96 HO | 2021 | CAPITAL | REPLACEMENT | education | USD/gigalumen_year | us | us | 80318710585.6244
commercial lighting | 8ft LFL: T8 F96 HO | 2021 | CAPITAL | REPLACEMENT | food sales | USD/gigalumen_year | us | us | 80318710585.6244
commercial lighting | 8ft LFL: T8 F96 HO | 2021 | CAPITAL | REPLACEMENT | food service | USD/gigalumen_year | us | us | 80318710585.6244
commercial lighting | 8ft LFL: T8 F96 HO | 2021 | CAPITAL | REPLACEMENT | health | USD/gigalumen_year | us | us | 80318710585.6244
commercial lighting | 8ft LFL: T8 F96 HO | 2021 | CAPITAL | REPLACEMENT | lodging | USD/gigalumen_year | us | us | 80318710585.6244
commercial lighting | 8ft LFL: T8 F96 HO | 2021 | CAPITAL | REPLACEMENT | merc/service | USD/gigalumen_year | us | us | 80318710585.6244
commercial lighting | 8ft LFL: T8 F96 HO | 2021 | CAPITAL | REPLACEMENT | office-large | USD/gigalumen_year | us | us | 80318710585.6244
commercial lighting | 8ft LFL: T8 F96 HO | 2021 | CAPITAL | REPLACEMENT | office-small | USD/gigalumen_year | us | us | 80318710585.6244
commercial lighting | 8ft LFL: T8 F96 HO | 2021 | CAPITAL | REPLACEMENT | other | USD/gigalumen_year | us | us | 80318710585.6244
commercial lighting | 8ft LFL: T8 F96 HO | 2021 | CAPITAL | REPLACEMENT | warehouse | USD/gigalumen_year | us | us | 80318710585.6244
commercial lighting | 8ft LFL: T8 F96 HO | 2021 | FIXED_OM | NEW | assembly | USD/gigalumen_year | us | us | 7588603745.8067
commercial lighting | 8ft LFL: T8 F96 HO | 2021 | FIXED_OM | NEW | education | USD/gigalumen_year | us | us | 7588603745.8067
commercial lighting | 8ft LFL: T8 F96 HO | 2021 | FIXED_OM | NEW | food sales | USD/gigalumen_year | us | us | 7588603745.8067
commercial lighting | 8ft LFL: T8 F96 HO | 2021 | FIXED_OM | NEW | food service | USD/gigalumen_year | us | us | 7588603745.8067
commercial lighting | 8ft LFL: T8 F96 HO | 2021 | FIXED_OM | NEW | health | USD/gigalumen_year | us | us | 7588603745.8067
commercial lighting | 8ft LFL: T8 F96 HO | 2021 | FIXED_OM | NEW | lodging | USD/gigalumen_year | us | us | 7588603745.8067
commercial lighting | 8ft LFL: T8 F96 HO | 2021 | FIXED_OM | NEW | merc/service | USD/gigalumen_year | us | us | 7588603745.8067
commercial lighting | 8ft LFL: T8 F96 HO | 2021 | FIXED_OM | NEW | office-large | USD/gigalumen_year | us | us | 7588603745.8067
commercial lighting | 8ft LFL: T8 F96 HO | 2021 | FIXED_OM | NEW | office-small | USD/gigalumen_year | us | us | 7588603745.8067
commercial lighting | 8ft LFL: T8 F96 HO | 2021 | FIXED_OM | NEW | other | USD/gigalumen_year | us | us | 7588603745.8067
commercial lighting | 8ft LFL: T8 F96 HO | 2021 | FIXED_OM | NEW | warehouse | USD/gigalumen_year | us | us | 7588603745.8067
commercial lighting | 8ft LFL: T8 F96 HO | 2021 | FIXED_OM | REPLACEMENT | assembly | USD/gigalumen_year | us | us | 7588603745.8067
commercial lighting | 8ft LFL: T8 F96 HO | 2021 | FIXED_OM | REPLACEMENT | education | USD/gigalumen_year | us | us | 7588603745.8067
commercial lighting | 8ft LFL: T8 F96 HO | 2021 | FIXED_OM | REPLACEMENT | food sales | USD/gigalumen_year | us | us | 7588603745.8067
commercial lighting | 8ft LFL: T8 F96 HO | 2021 | FIXED_OM | REPLACEMENT | food service | USD/gigalumen_year | us | us | 7588603745.8067
commercial lighting | 8ft LFL: T8 F96 HO | 2021 | FIXED_OM | REPLACEMENT | health | USD/gigalumen_year | us | us | 7588603745.8067
commercial lighting | 8ft LFL: T8 F96 HO | 2021 | FIXED_OM | REPLACEMENT | lodging | USD/gigalumen_year | us | us | 7588603745.8067
commercial lighting | 8ft LFL: T8 F96 HO | 2021 | FIXED_OM | REPLACEMENT | merc/service | USD/gigalumen_year | us | us | 7588603745.8067
commercial lighting | 8ft LFL: T8 F96 HO | 2021 | FIXED_OM | REPLACEMENT | office-large | USD/gigalumen_year | us | us | 7588603745.8067
commercial lighting | 8ft LFL: T8 F96 HO | 2021 | FIXED_OM | REPLACEMENT | office-small | USD/gigalumen_year | us | us | 7588603745.8067
commercial lighting | 8ft LFL: T8 F96 HO | 2021 | FIXED_OM | REPLACEMENT | other | USD/gigalumen_year | us | us | 7588603745.8067
commercial lighting | 8ft LFL: T8 F96 HO | 2021 | FIXED_OM | REPLACEMENT | warehouse | USD/gigalumen_year | us | us | 7588603745.8067
commercial lighting | 8ft LFL: T8 F96 HO | 2022 | CAPITAL | NEW | assembly | USD/gigalumen_year | us | us | 80163953917.8293
commercial lighting | 8ft LFL: T8 F96 HO | 2022 | CAPITAL | NEW | education | USD/gigalumen_year | us | us | 80163953917.8293
commercial lighting | 8ft LFL: T8 F96 HO | 2022 | CAPITAL | NEW | food sales | USD/gigalumen_year | us | us | 80163953917.8293
commercial lighting | 8ft LFL: T8 F96 HO | 2022 | CAPITAL | NEW | food service | USD/gigalumen_year | us | us | 80163953917.8293
commercial lighting | 8ft LFL: T8 F96 HO | 2022 | CAPITAL | NEW | health | USD/gigalumen_year | us | us | 80163953917.8293
commercial lighting | 8ft LFL: T8 F96 HO | 2022 | CAPITAL | NEW | lodging | USD/gigalumen_year | us | us | 80163953917.8293
commercial lighting | 8ft LFL: T8 F96 HO | 2022 | CAPITAL | NEW | merc/service | USD/gigalumen_year | us | us | 80163953917.8293
commercial lighting | 8ft LFL: T8 F96 HO | 2022 | CAPITAL | NEW | office-large | USD/gigalumen_year | us | us | 80163953917.8293
commercial lighting | 8ft LFL: T8 F96 HO | 2022 | CAPITAL | NEW | office-small | USD/gigalumen_year | us | us | 80163953917.8293
commercial lighting | 8ft LFL: T8 F96 HO | 2022 | CAPITAL | NEW | other | USD/gigalumen_year | us | us | 80163953917.8293
commercial lighting | 8ft LFL: T8 F96 HO | 2022 | CAPITAL | NEW | warehouse | USD/gigalumen_year | us | us | 80163953917.8293
commercial lighting | 8ft LFL: T8 F96 HO | 2022 | CAPITAL | REPLACEMENT | assembly | USD/gigalumen_year | us | us | 80163953917.8293
commercial lighting | 8ft LFL: T8 F96 HO | 2022 | CAPITAL | REPLACEMENT | education | USD/gigalumen_year | us | us | 80163953917.8293
commercial lighting | 8ft LFL: T8 F96 HO | 2022 | CAPITAL | REPLACEMENT | food sales | USD/gigalumen_year | us | us | 80163953917.8293
commercial lighting | 8ft LFL: T8 F96 HO | 2022 | CAPITAL | REPLACEMENT | food service | USD/gigalumen_year | us | us | 80163953917.8293
commercial lighting | 8ft LFL: T8 F96 HO | 2022 | CAPITAL | REPLACEMENT | health | USD/gigalumen_year | us | us | 80163953917.8293
commercial lighting | 8ft LFL: T8 F96 HO | 2022 | CAPITAL | REPLACEMENT | lodging | USD/gigalumen_year | us | us | 80163953917.8293
commercial lighting | 8ft LFL: T8 F96 HO | 2022 | CAPITAL | REPLACEMENT | merc/service | USD/gigalumen_year | us | us | 80163953917.8293
commercial lighting | 8ft LFL: T8 F96 HO | 2022 | CAPITAL | REPLACEMENT | office-large | USD/gigalumen_year | us | us | 80163953917.8293
commercial lighting | 8ft LFL: T8 F96 HO | 2022 | CAPITAL | REPLACEMENT | office-small | USD/gigalumen_year | us | us | 80163953917.8293
commercial lighting | 8ft LFL: T8 F96 HO | 2022 | CAPITAL | REPLACEMENT | other | USD/gigalumen_year | us | us | 80163953917.8293
commercial lighting | 8ft LFL: T8 F96 HO | 2022 | CAPITAL | REPLACEMENT | warehouse | USD/gigalumen_year | us | us | 80163953917.8293
commercial lighting | 8ft LFL: T8 F96 HO | 2022 | FIXED_OM | NEW | assembly | USD/gigalumen_year | us | us | 7538860531.1582
commercial lighting | 8ft LFL: T8 F96 HO | 2022 | FIXED_OM | NEW | education | USD/gigalumen_year | us | us | 7538860531.1582
commercial lighting | 8ft LFL: T8 F96 HO | 2022 | FIXED_OM | NEW | food sales | USD/gigalumen_year | us | us | 7538860531.1582
commercial lighting | 8ft LFL: T8 F96 HO | 2022 | FIXED_OM | NEW | food service | USD/gigalumen_year | us | us | 7538860531.1582
commercial lighting | 8ft LFL: T8 F96 HO | 2022 | FIXED_OM | NEW | health | USD/gigalumen_year | us | us | 7538860531.1582
commercial lighting | 8ft LFL: T8 F96 HO | 2022 | FIXED_OM | NEW | lodging | USD/gigalumen_year | us | us | 7538860531.1582
commercial lighting | 8ft LFL: T8 F96 HO | 2022 | FIXED_OM | NEW | merc/service | USD/gigalumen_year | us | us | 7538860531.1582
commercial lighting | 8ft LFL: T8 F96 HO | 2022 | FIXED_OM | NEW | office-large | USD/gigalumen_year | us | us | 7538860531.1582
commercial lighting | 8ft LFL: T8 F96 HO | 2022 | FIXED_OM | NEW | office-small | USD/gigalumen_year | us | us | 7538860531.1582
commercial lighting | 8ft LFL: T8 F96 HO | 2022 | FIXED_OM | NEW | other | USD/gigalumen_year | us | us | 7538860531.1582
commercial lighting | 8ft LFL: T8 F96 HO | 2022 | FIXED_OM | NEW | warehouse | USD/gigalumen_year | us | us | 7538860531.1582
commercial lighting | 8ft LFL: T8 F96 HO | 2022 | FIXED_OM | REPLACEMENT | assembly | USD/gigalumen_year | us | us | 7538860531.1582
commercial lighting | 8ft LFL: T8 F96 HO | 2022 | FIXED_OM | REPLACEMENT | education | USD/gigalumen_year | us | us | 7538860531.1582
commercial lighting | 8ft LFL: T8 F96 HO | 2022 | FIXED_OM | REPLACEMENT | food sales | USD/gigalumen_year | us | us | 7538860531.1582
commercial lighting | 8ft LFL: T8 F96 HO | 2022 | FIXED_OM | REPLACEMENT | food service | USD/gigalumen_year | us | us | 7538860531.1582
commercial lighting | 8ft LFL: T8 F96 HO | 2022 | FIXED_OM | REPLACEMENT | health | USD/gigalumen_year | us | us | 7538860531.1582
commercial lighting | 8ft LFL: T8 F96 HO | 2022 | FIXED_OM | REPLACEMENT | lodging | USD/gigalumen_year | us | us | 7538860531.1582
commercial lighting | 8ft LFL: T8 F96 HO | 2022 | FIXED_OM | REPLACEMENT | merc/service | USD/gigalumen_year | us | us | 7538860531.1582
commercial lighting | 8ft LFL: T8 F96 HO | 2022 | FIXED_OM | REPLACEMENT | office-large | USD/gigalumen_year | us | us | 7538860531.1582
commercial lighting | 8ft LFL: T8 F96 HO | 2022 | FIXED_OM | REPLACEMENT | office-small | USD/gigalumen_year | us | us | 7538860531.1582
commercial lighting | 8ft LFL: T8 F96 HO | 2022 | FIXED_OM | REPLACEMENT | other | USD/gigalumen_year | us | us | 7538860531.1582
commercial lighting | 8ft LFL: T8 F96 HO | 2022 | FIXED_OM | REPLACEMENT | warehouse | USD/gigalumen_year | us | us | 7538860531.1582
commercial lighting | 8ft LFL: T8 F96 HO | 2023 | CAPITAL | NEW | assembly | USD/gigalumen_year | us | us | 80009197250.0343
commercial lighting | 8ft LFL: T8 F96 HO | 2023 | CAPITAL | NEW | education | USD/gigalumen_year | us | us | 80009197250.0343
commercial lighting | 8ft LFL: T8 F96 HO | 2023 | CAPITAL | NEW | food sales | USD/gigalumen_year | us | us | 80009197250.0343
commercial lighting | 8ft LFL: T8 F96 HO | 2023 | CAPITAL | NEW | food service | USD/gigalumen_year | us | us | 80009197250.0343
commercial lighting | 8ft LFL: T8 F96 HO | 2023 | CAPITAL | NEW | health | USD/gigalumen_year | us | us | 80009197250.0343
commercial lighting | 8ft LFL: T8 F96 HO | 2023 | CAPITAL | NEW | lodging | USD/gigalumen_year | us | us | 80009197250.0343
commercial lighting | 8ft LFL: T8 F96 HO | 2023 | CAPITAL | NEW | merc/service | USD/gigalumen_year | us | us | 80009197250.0343
commercial lighting | 8ft LFL: T8 F96 HO | 2023 | CAPITAL | NEW | office-large | USD/gigalumen_year | us | us | 80009197250.0343
commercial lighting | 8ft LFL: T8 F96 HO | 2023 | CAPITAL | NEW | office-small | USD/gigalumen_year | us | us | 80009197250.0343
commercial lighting | 8ft LFL: T8 F96 HO | 2023 | CAPITAL | NEW | other | USD/gigalumen_year | us | us | 80009197250.0343
commercial lighting | 8ft LFL: T8 F96 HO | 2023 | CAPITAL | NEW | warehouse | USD/gigalumen_year | us | us | 80009197250.0343
commercial lighting | 8ft LFL: T8 F96 HO | 2023 | CAPITAL | REPLACEMENT | assembly | USD/gigalumen_year | us | us | 80009197250.0343
commercial lighting | 8ft LFL: T8 F96 HO | 2023 | CAPITAL | REPLACEMENT | education | USD/gigalumen_year | us | us | 80009197250.0343
commercial lighting | 8ft LFL: T8 F96 HO | 2023 | CAPITAL | REPLACEMENT | food sales | USD/gigalumen_year | us | us | 80009197250.0343
commercial lighting | 8ft LFL: T8 F96 HO | 2023 | CAPITAL | REPLACEMENT | food service | USD/gigalumen_year | us | us | 80009197250.0343
commercial lighting | 8ft LFL: T8 F96 HO | 2023 | CAPITAL | REPLACEMENT | health | USD/gigalumen_year | us | us | 80009197250.0343
commercial lighting | 8ft LFL: T8 F96 HO | 2023 | CAPITAL | REPLACEMENT | lodging | USD/gigalumen_year | us | us | 80009197250.0343
commercial lighting | 8ft LFL: T8 F96 HO | 2023 | CAPITAL | REPLACEMENT | merc/service | USD/gigalumen_year | us | us | 80009197250.0343
commercial lighting | 8ft LFL: T8 F96 HO | 2023 | CAPITAL | REPLACEMENT | office-large | USD/gigalumen_year | us | us | 80009197250.0343
commercial lighting | 8ft LFL: T8 F96 HO | 2023 | CAPITAL | REPLACEMENT | office-small | USD/gigalumen_year | us | us | 80009197250.0343
commercial lighting | 8ft LFL: T8 F96 HO | 2023 | CAPITAL | REPLACEMENT | other | USD/gigalumen_year | us | us | 80009197250.0343
commercial lighting | 8ft LFL: T8 F96 HO | 2023 | CAPITAL | REPLACEMENT | warehouse | USD/gigalumen_year | us | us | 80009197250.0343
commercial lighting | 8ft LFL: T8 F96 HO | 2023 | FIXED_OM | NEW | assembly | USD/gigalumen_year | us | us | 7489117316.5098
commercial lighting | 8ft LFL: T8 F96 HO | 2023 | FIXED_OM | NEW | education | USD/gigalumen_year | us | us | 7489117316.5098
commercial lighting | 8ft LFL: T8 F96 HO | 2023 | FIXED_OM | NEW | food sales | USD/gigalumen_year | us | us | 7489117316.5098
commercial lighting | 8ft LFL: T8 F96 HO | 2023 | FIXED_OM | NEW | food service | USD/gigalumen_year | us | us | 7489117316.5098
commercial lighting | 8ft LFL: T8 F96 HO | 2023 | FIXED_OM | NEW | health | USD/gigalumen_year | us | us | 7489117316.5098
commercial lighting | 8ft LFL: T8 F96 HO | 2023 | FIXED_OM | NEW | lodging | USD/gigalumen_year | us | us | 7489117316.5098
commercial lighting | 8ft LFL: T8 F96 HO | 2023 | FIXED_OM | NEW | merc/service | USD/gigalumen_year | us | us | 7489117316.5098
commercial lighting | 8ft LFL: T8 F96 HO | 2023 | FIXED_OM | NEW | office-large | USD/gigalumen_year | us | us | 7489117316.5098
commercial lighting | 8ft LFL: T8 F96 HO | 2023 | FIXED_OM | NEW | office-small | USD/gigalumen_year | us | us | 7489117316.5098
commercial lighting | 8ft LFL: T8 F96 HO | 2023 | FIXED_OM | NEW | other | USD/gigalumen_year | us | us | 7489117316.5098
commercial lighting | 8ft LFL: T8 F96 HO | 2023 | FIXED_OM | NEW | warehouse | USD/gigalumen_year | us | us | 7489117316.5098
commercial lighting | 8ft LFL: T8 F96 HO | 2023 | FIXED_OM | REPLACEMENT | assembly | USD/gigalumen_year | us | us | 7489117316.5098
commercial lighting | 8ft LFL: T8 F96 HO | 2023 | FIXED_OM | REPLACEMENT | education | USD/gigalumen_year | us | us | 7489117316.5098
commercial lighting | 8ft LFL: T8 F96 HO | 2023 | FIXED_OM | REPLACEMENT | food sales | USD/gigalumen_year | us | us | 7489117316.5098
commercial lighting | 8ft LFL: T8 F96 HO | 2023 | FIXED_OM | REPLACEMENT | food service | USD/gigalumen_year | us | us | 7489117316.5098
commercial lighting | 8ft LFL: T8 F96 HO | 2023 | FIXED_OM | REPLACEMENT | health | USD/gigalumen_year | us | us | 7489117316.5098
commercial lighting | 8ft LFL: T8 F96 HO | 2023 | FIXED_OM | REPLACEMENT | lodging | USD/gigalumen_year | us | us | 7489117316.5098
commercial lighting | 8ft LFL: T8 F96 HO | 2023 | FIXED_OM | REPLACEMENT | merc/service | USD/gigalumen_year | us | us | 7489117316.5098
commercial lighting | 8ft LFL: T8 F96 HO | 2023 | FIXED_OM | REPLACEMENT | office-large | USD/gigalumen_year | us | us | 7489117316.5098
commercial lighting | 8ft LFL: T8 F96 HO | 2023 | FIXED_OM | REPLACEMENT | office-small | USD/gigalumen_year | us | us | 7489117316.5098
commercial lighting | 8ft LFL: T8 F96 HO | 2023 | FIXED_OM | REPLACEMENT | other | USD/gigalumen_year | us | us | 7489117316.5098
commercial lighting | 8ft LFL: T8 F96 HO | 2023 | FIXED_OM | REPLACEMENT | warehouse | USD/gigalumen_year | us | us | 7489117316.5098
commercial lighting | 8ft LFL: T8 F96 HO | 2024 | CAPITAL | NEW | assembly | USD/gigalumen_year | us | us | 79854440582.2392
commercial lighting | 8ft LFL: T8 F96 HO | 2024 | CAPITAL | NEW | education | USD/gigalumen_year | us | us | 79854440582.2392
commercial lighting | 8ft LFL: T8 F96 HO | 2024 | CAPITAL | NEW | food sales | USD/gigalumen_year | us | us | 79854440582.2392
commercial lighting | 8ft LFL: T8 F96 HO | 2024 | CAPITAL | NEW | food service | USD/gigalumen_year | us | us | 79854440582.2392
commercial lighting | 8ft LFL: T8 F96 HO | 2024 | CAPITAL | NEW | health | USD/gigalumen_year | us | us | 79854440582.2392
commercial lighting | 8ft LFL: T8 F96 HO | 2024 | CAPITAL | NEW | lodging | USD/gigalumen_year | us | us | 79854440582.2392
commercial lighting | 8ft LFL: T8 F96 HO | 2024 | CAPITAL | NEW | merc/service | USD/gigalumen_year | us | us | 79854440582.2392
commercial lighting | 8ft LFL: T8 F96 HO | 2024 | CAPITAL | NEW | office-large | USD/gigalumen_year | us | us | 79854440582.2392
commercial lighting | 8ft LFL: T8 F96 HO | 2024 | CAPITAL | NEW | office-small | USD/gigalumen_year | us | us | 79854440582.2392
commercial lighting | 8ft LFL: T8 F96 HO | 2024 | CAPITAL | NEW | other | USD/gigalumen_year | us | us | 79854440582.2392
commercial lighting | 8ft LFL: T8 F96 HO | 2024 | CAPITAL | NEW | warehouse | USD/gigalumen_year | us | us | 79854440582.2392
commercial lighting | 8ft LFL: T8 F96 HO | 2024 | CAPITAL | REPLACEMENT | assembly | USD/gigalumen_year | us | us | 79854440582.2392
commercial lighting | 8ft LFL: T8 F96 HO | 2024 | CAPITAL | REPLACEMENT | education | USD/gigalumen_year | us | us | 79854440582.2392
commercial lighting | 8ft LFL: T8 F96 HO | 2024 | CAPITAL | REPLACEMENT | food sales | USD/gigalumen_year | us | us | 79854440582.2392
commercial lighting | 8ft LFL: T8 F96 HO | 2024 | CAPITAL | REPLACEMENT | food service | USD/gigalumen_year | us | us | 79854440582.2392
commercial lighting | 8ft LFL: T8 F96 HO | 2024 | CAPITAL | REPLACEMENT | health | USD/gigalumen_year | us | us | 79854440582.2392
commercial lighting | 8ft LFL: T8 F96 HO | 2024 | CAPITAL | REPLACEMENT | lodging | USD/gigalumen_year | us | us | 79854440582.2392
commercial lighting | 8ft LFL: T8 F96 HO | 2024 | CAPITAL | REPLACEMENT | merc/service | USD/gigalumen_year | us | us | 79854440582.2392
commercial lighting | 8ft LFL: T8 F96 HO | 2024 | CAPITAL | REPLACEMENT | office-large | USD/gigalumen_year | us | us | 79854440582.2392
commercial lighting | 8ft LFL: T8 F96 HO | 2024 | CAPITAL | REPLACEMENT | office-small | USD/gigalumen_year | us | us | 79854440582.2392
commercial lighting | 8ft LFL: T8 F96 HO | 2024 | CAPITAL | REPLACEMENT | other | USD/gigalumen_year | us | us | 79854440582.2392
commercial lighting | 8ft LFL: T8 F96 HO | 2024 | CAPITAL | REPLACEMENT | warehouse | USD/gigalumen_year | us | us | 79854440582.2392
commercial lighting | 8ft LFL: T8 F96 HO | 2024 | FIXED_OM | NEW | assembly | USD/gigalumen_year | us | us | 7439374101.8614
commercial lighting | 8ft LFL: T8 F96 HO | 2024 | FIXED_OM | NEW | education | USD/gigalumen_year | us | us | 7439374101.8614
commercial lighting | 8ft LFL: T8 F96 HO | 2024 | FIXED_OM | NEW | food sales | USD/gigalumen_year | us | us | 7439374101.8614
commercial lighting | 8ft LFL: T8 F96 HO | 2024 | FIXED_OM | NEW | food service | USD/gigalumen_year | us | us | 7439374101.8614
commercial lighting | 8ft LFL: T8 F96 HO | 2024 | FIXED_OM | NEW | health | USD/gigalumen_year | us | us | 7439374101.8614
commercial lighting | 8ft LFL: T8 F96 HO | 2024 | FIXED_OM | NEW | lodging | USD/gigalumen_year | us | us | 7439374101.8614
commercial lighting | 8ft LFL: T8 F96 HO | 2024 | FIXED_OM | NEW | merc/service | USD/gigalumen_year | us | us | 7439374101.8614
commercial lighting | 8ft LFL: T8 F96 HO | 2024 | FIXED_OM | NEW | office-large | USD/gigalumen_year | us | us | 7439374101.8614
commercial lighting | 8ft LFL: T8 F96 HO | 2024 | FIXED_OM | NEW | office-small | USD/gigalumen_year | us | us | 7439374101.8614
commercial lighting | 8ft LFL: T8 F96 HO | 2024 | FIXED_OM | NEW | other | USD/gigalumen_year | us | us | 7439374101.8614
commercial lighting | 8ft LFL: T8 F96 HO | 2024 | FIXED_OM | NEW | warehouse | USD/gigalumen_year | us | us | 7439374101.8614
commercial lighting | 8ft LFL: T8 F96 HO | 2024 | FIXED_OM | REPLACEMENT | assembly | USD/gigalumen_year | us | us | 7439374101.8614
commercial lighting | 8ft LFL: T8 F96 HO | 2024 | FIXED_OM | REPLACEMENT | education | USD/gigalumen_year | us | us | 7439374101.8614
commercial lighting | 8ft LFL: T8 F96 HO | 2024 | FIXED_OM | REPLACEMENT | food sales | USD/gigalumen_year | us | us | 7439374101.8614
commercial lighting | 8ft LFL: T8 F96 HO | 2024 | FIXED_OM | REPLACEMENT | food service | USD/gigalumen_year | us | us | 7439374101.8614
commercial lighting | 8ft LFL: T8 F96 HO | 2024 | FIXED_OM | REPLACEMENT | health | USD/gigalumen_year | us | us | 7439374101.8614
commercial lighting | 8ft LFL: T8 F96 HO | 2024 | FIXED_OM | REPLACEMENT | lodging | USD/gigalumen_year | us | us | 7439374101.8614
commercial lighting | 8ft LFL: T8 F96 HO | 2024 | FIXED_OM | REPLACEMENT | merc/service | USD/gigalumen_year | us | us | 7439374101.8614
commercial lighting | 8ft LFL: T8 F96 HO | 2024 | FIXED_OM | REPLACEMENT | office-large | USD/gigalumen_year | us | us | 7439374101.8614
commercial lighting | 8ft LFL: T8 F96 HO | 2024 | FIXED_OM | REPLACEMENT | office-small | USD/gigalumen_year | us | us | 7439374101.8614
commercial lighting | 8ft LFL: T8 F96 HO | 2024 | FIXED_OM | REPLACEMENT | other | USD/gigalumen_year | us | us | 7439374101.8614
commercial lighting | 8ft LFL: T8 F96 HO | 2024 | FIXED_OM | REPLACEMENT | warehouse | USD/gigalumen_year | us | us | 7439374101.8614
commercial lighting | 8ft LFL: T8 F96 HO | 2025 | CAPITAL | NEW | assembly | USD/gigalumen_year | us | us | 79699683914.4442
commercial lighting | 8ft LFL: T8 F96 HO | 2025 | CAPITAL | NEW | education | USD/gigalumen_year | us | us | 79699683914.4442
commercial lighting | 8ft LFL: T8 F96 HO | 2025 | CAPITAL | NEW | food sales | USD/gigalumen_year | us | us | 79699683914.4442
commercial lighting | 8ft LFL: T8 F96 HO | 2025 | CAPITAL | NEW | food service | USD/gigalumen_year | us | us | 79699683914.4442
commercial lighting | 8ft LFL: T8 F96 HO | 2025 | CAPITAL | NEW | health | USD/gigalumen_year | us | us | 79699683914.4442
commercial lighting | 8ft LFL: T8 F96 HO | 2025 | CAPITAL | NEW | lodging | USD/gigalumen_year | us | us | 79699683914.4442
commercial lighting | 8ft LFL: T8 F96 HO | 2025 | CAPITAL | NEW | merc/service | USD/gigalumen_year | us | us | 79699683914.4442
commercial lighting | 8ft LFL: T8 F96 HO | 2025 | CAPITAL | NEW | office-large | USD/gigalumen_year | us | us | 79699683914.4442
commercial lighting | 8ft LFL: T8 F96 HO | 2025 | CAPITAL | NEW | office-small | USD/gigalumen_year | us | us | 79699683914.4442
commercial lighting | 8ft LFL: T8 F96 HO | 2025 | CAPITAL | NEW | other | USD/gigalumen_year | us | us | 79699683914.4442
commercial lighting | 8ft LFL: T8 F96 HO | 2025 | CAPITAL | NEW | warehouse | USD/gigalumen_year | us | us | 79699683914.4442
commercial lighting | 8ft LFL: T8 F96 HO | 2025 | CAPITAL | REPLACEMENT | assembly | USD/gigalumen_year | us | us | 79699683914.4442
commercial lighting | 8ft LFL: T8 F96 HO | 2025 | CAPITAL | REPLACEMENT | education | USD/gigalumen_year | us | us | 79699683914.4442
commercial lighting | 8ft LFL: T8 F96 HO | 2025 | CAPITAL | REPLACEMENT | food sales | USD/gigalumen_year | us | us | 79699683914.4442
commercial lighting | 8ft LFL: T8 F96 HO | 2025 | CAPITAL | REPLACEMENT | food service | USD/gigalumen_year | us | us | 79699683914.4442
commercial lighting | 8ft LFL: T8 F96 HO | 2025 | CAPITAL | REPLACEMENT | health | USD/gigalumen_year | us | us | 79699683914.4442
commercial lighting | 8ft LFL: T8 F96 HO | 2025 | CAPITAL | REPLACEMENT | lodging | USD/gigalumen_year | us | us | 79699683914.4442
commercial lighting | 8ft LFL: T8 F96 HO | 2025 | CAPITAL | REPLACEMENT | merc/service | USD/gigalumen_year | us | us | 79699683914.4442
commercial lighting | 8ft LFL: T8 F96 HO | 2025 | CAPITAL | REPLACEMENT | office-large | USD/gigalumen_year | us | us | 79699683914.4442
commercial lighting | 8ft LFL: T8 F96 HO | 2025 | CAPITAL | REPLACEMENT | office-small | USD/gigalumen_year | us | us | 79699683914.4442
commercial lighting | 8ft LFL: T8 F96 HO | 2025 | CAPITAL | REPLACEMENT | other | USD/gigalumen_year | us | us | 79699683914.4442
commercial lighting | 8ft LFL: T8 F96 HO | 2025 | CAPITAL | REPLACEMENT | warehouse | USD/gigalumen_year | us | us | 79699683914.4442
commercial lighting | 8ft LFL: T8 F96 HO | 2025 | FIXED_OM | NEW | assembly | USD/gigalumen_year | us | us | 7389630887.213
commercial lighting | 8ft LFL: T8 F96 HO | 2025 | FIXED_OM | NEW | education | USD/gigalumen_year | us | us | 7389630887.213
commercial lighting | 8ft LFL: T8 F96 HO | 2025 | FIXED_OM | NEW | food sales | USD/gigalumen_year | us | us | 7389630887.213
commercial lighting | 8ft LFL: T8 F96 HO | 2025 | FIXED_OM | NEW | food service | USD/gigalumen_year | us | us | 7389630887.213
commercial lighting | 8ft LFL: T8 F96 HO | 2025 | FIXED_OM | NEW | health | USD/gigalumen_year | us | us | 7389630887.213
commercial lighting | 8ft LFL: T8 F96 HO | 2025 | FIXED_OM | NEW | lodging | USD/gigalumen_year | us | us | 7389630887.213
commercial lighting | 8ft LFL: T8 F96 HO | 2025 | FIXED_OM | NEW | merc/service | USD/gigalumen_year | us | us | 7389630887.213
commercial lighting | 8ft LFL: T8 F96 HO | 2025 | FIXED_OM | NEW | office-large | USD/gigalumen_year | us | us | 7389630887.213
commercial lighting | 8ft LFL: T8 F96 HO | 2025 | FIXED_OM | NEW | office-small | USD/gigalumen_year | us | us | 7389630887.213
commercial lighting | 8ft LFL: T8 F96 HO | 2025 | FIXED_OM | NEW | other | USD/gigalumen_year | us | us | 7389630887.213
commercial lighting | 8ft LFL: T8 F96 HO | 2025 | FIXED_OM | NEW | warehouse | USD/gigalumen_year | us | us | 7389630887.213
commercial lighting | 8ft LFL: T8 F96 HO | 2025 | FIXED_OM | REPLACEMENT | assembly | USD/gigalumen_year | us | us | 7389630887.213
commercial lighting | 8ft LFL: T8 F96 HO | 2025 | FIXED_OM | REPLACEMENT | education | USD/gigalumen_year | us | us | 7389630887.213
commercial lighting | 8ft LFL: T8 F96 HO | 2025 | FIXED_OM | REPLACEMENT | food sales | USD/gigalumen_year | us | us | 7389630887.213
commercial lighting | 8ft LFL: T8 F96 HO | 2025 | FIXED_OM | REPLACEMENT | food service | USD/gigalumen_year | us | us | 7389630887.213
commercial lighting | 8ft LFL: T8 F96 HO | 2025 | FIXED_OM | REPLACEMENT | health | USD/gigalumen_year | us | us | 7389630887.213
commercial lighting | 8ft LFL: T8 F96 HO | 2025 | FIXED_OM | REPLACEMENT | lodging | USD/gigalumen_year | us | us | 7389630887.213
commercial lighting | 8ft LFL: T8 F96 HO | 2025 | FIXED_OM | REPLACEMENT | merc/service | USD/gigalumen_year | us | us | 7389630887.213
commercial lighting | 8ft LFL: T8 F96 HO | 2025 | FIXED_OM | REPLACEMENT | office-large | USD/gigalumen_year | us | us | 7389630887.213
commercial lighting | 8ft LFL: T8 F96 HO | 2025 | FIXED_OM | REPLACEMENT | office-small | USD/gigalumen_year | us | us | 7389630887.213
commercial lighting | 8ft LFL: T8 F96 HO | 2025 | FIXED_OM | REPLACEMENT | other | USD/gigalumen_year | us | us | 7389630887.213
commercial lighting | 8ft LFL: T8 F96 HO | 2025 | FIXED_OM | REPLACEMENT | warehouse | USD/gigalumen_year | us | us | 7389630887.213
commercial lighting | 8ft LFL: T8 F96 HO | 2026 | CAPITAL | NEW | assembly | USD/gigalumen_year | us | us | 79544927246.6492
commercial lighting | 8ft LFL: T8 F96 HO | 2026 | CAPITAL | NEW | education | USD/gigalumen_year | us | us | 79544927246.6492
commercial lighting | 8ft LFL: T8 F96 HO | 2026 | CAPITAL | NEW | food sales | USD/gigalumen_year | us | us | 79544927246.6492
commercial lighting | 8ft LFL: T8 F96 HO | 2026 | CAPITAL | NEW | food service | USD/gigalumen_year | us | us | 79544927246.6492
commercial lighting | 8ft LFL: T8 F96 HO | 2026 | CAPITAL | NEW | health | USD/gigalumen_year | us | us | 79544927246.6492
commercial lighting | 8ft LFL: T8 F96 HO | 2026 | CAPITAL | NEW | lodging | USD/gigalumen_year | us | us | 79544927246.6492
commercial lighting | 8ft LFL: T8 F96 HO | 2026 | CAPITAL | NEW | merc/service | USD/gigalumen_year | us | us | 79544927246.6492
commercial lighting | 8ft LFL: T8 F96 HO | 2026 | CAPITAL | NEW | office-large | USD/gigalumen_year | us | us | 79544927246.6492
commercial lighting | 8ft LFL: T8 F96 HO | 2026 | CAPITAL | NEW | office-small | USD/gigalumen_year | us | us | 79544927246.6492
commercial lighting | 8ft LFL: T8 F96 HO | 2026 | CAPITAL | NEW | other | USD/gigalumen_year | us | us | 79544927246.6492
commercial lighting | 8ft LFL: T8 F96 HO | 2026 | CAPITAL | NEW | warehouse | USD/gigalumen_year | us | us | 79544927246.6492
commercial lighting | 8ft LFL: T8 F96 HO | 2026 | CAPITAL | REPLACEMENT | assembly | USD/gigalumen_year | us | us | 79544927246.6492
commercial lighting | 8ft LFL: T8 F96 HO | 2026 | CAPITAL | REPLACEMENT | education | USD/gigalumen_year | us | us | 79544927246.6492
commercial lighting | 8ft LFL: T8 F96 HO | 2026 | CAPITAL | REPLACEMENT | food sales | USD/gigalumen_year | us | us | 79544927246.6492
commercial lighting | 8ft LFL: T8 F96 HO | 2026 | CAPITAL | REPLACEMENT | food service | USD/gigalumen_year | us | us | 79544927246.6492
commercial lighting | 8ft LFL: T8 F96 HO | 2026 | CAPITAL | REPLACEMENT | health | USD/gigalumen_year | us | us | 79544927246.6492
commercial lighting | 8ft LFL: T8 F96 HO | 2026 | CAPITAL | REPLACEMENT | lodging | USD/gigalumen_year | us | us | 79544927246.6492
commercial lighting | 8ft LFL: T8 F96 HO | 2026 | CAPITAL | REPLACEMENT | merc/service | USD/gigalumen_year | us | us | 79544927246.6492
commercial lighting | 8ft LFL: T8 F96 HO | 2026 | CAPITAL | REPLACEMENT | office-large | USD/gigalumen_year | us | us | 79544927246.6492
commercial lighting | 8ft LFL: T8 F96 HO | 2026 | CAPITAL | REPLACEMENT | office-small | USD/gigalumen_year | us | us | 79544927246.6492
commercial lighting | 8ft LFL: T8 F96 HO | 2026 | CAPITAL | REPLACEMENT | other | USD/gigalumen_year | us | us | 79544927246.6492
commercial lighting | 8ft LFL: T8 F96 HO | 2026 | CAPITAL | REPLACEMENT | warehouse | USD/gigalumen_year | us | us | 79544927246.6492
commercial lighting | 8ft LFL: T8 F96 HO | 2026 | FIXED_OM | NEW | assembly | USD/gigalumen_year | us | us | 7339887672.5646
commercial lighting | 8ft LFL: T8 F96 HO | 2026 | FIXED_OM | NEW | education | USD/gigalumen_year | us | us | 7339887672.5646
commercial lighting | 8ft LFL: T8 F96 HO | 2026 | FIXED_OM | NEW | food sales | USD/gigalumen_year | us | us | 7339887672.5646
commercial lighting | 8ft LFL: T8 F96 HO | 2026 | FIXED_OM | NEW | food service | USD/gigalumen_year | us | us | 7339887672.5646
commercial lighting | 8ft LFL: T8 F96 HO | 2026 | FIXED_OM | NEW | health | USD/gigalumen_year | us | us | 7339887672.5646
commercial lighting | 8ft LFL: T8 F96 HO | 2026 | FIXED_OM | NEW | lodging | USD/gigalumen_year | us | us | 7339887672.5646
commercial lighting | 8ft LFL: T8 F96 HO | 2026 | FIXED_OM | NEW | merc/service | USD/gigalumen_year | us | us | 7339887672.5646
commercial lighting | 8ft LFL: T8 F96 HO | 2026 | FIXED_OM | NEW | office-large | USD/gigalumen_year | us | us | 7339887672.5646
commercial lighting | 8ft LFL: T8 F96 HO | 2026 | FIXED_OM | NEW | office-small | USD/gigalumen_year | us | us | 7339887672.5646
commercial lighting | 8ft LFL: T8 F96 HO | 2026 | FIXED_OM | NEW | other | USD/gigalumen_year | us | us | 7339887672.5646
commercial lighting | 8ft LFL: T8 F96 HO | 2026 | FIXED_OM | NEW | warehouse | USD/gigalumen_year | us | us | 7339887672.5646
commercial lighting | 8ft LFL: T8 F96 HO | 2026 | FIXED_OM | REPLACEMENT | assembly | USD/gigalumen_year | us | us | 7339887672.5646
commercial lighting | 8ft LFL: T8 F96 HO | 2026 | FIXED_OM | REPLACEMENT | education | USD/gigalumen_year | us | us | 7339887672.5646
commercial lighting | 8ft LFL: T8 F96 HO | 2026 | FIXED_OM | REPLACEMENT | food sales | USD/gigalumen_year | us | us | 7339887672.5646
commercial lighting | 8ft LFL: T8 F96 HO | 2026 | FIXED_OM | REPLACEMENT | food service | USD/gigalumen_year | us | us | 7339887672.5646
commercial lighting | 8ft LFL: T8 F96 HO | 2026 | FIXED_OM | REPLACEMENT | health | USD/gigalumen_year | us | us | 7339887672.5646
commercial lighting | 8ft LFL: T8 F96 HO | 2026 | FIXED_OM | REPLACEMENT | lodging | USD/gigalumen_year | us | us | 7339887672.5646
commercial lighting | 8ft LFL: T8 F96 HO | 2026 | FIXED_OM | REPLACEMENT | merc/service | USD/gigalumen_year | us | us | 7339887672.5646
commercial lighting | 8ft LFL: T8 F96 HO | 2026 | FIXED_OM | REPLACEMENT | office-large | USD/gigalumen_year | us | us | 7339887672.5646
commercial lighting | 8ft LFL: T8 F96 HO | 2026 | FIXED_OM | REPLACEMENT | office-small | USD/gigalumen_year | us | us | 7339887672.5646
commercial lighting | 8ft LFL: T8 F96 HO | 2026 | FIXED_OM | REPLACEMENT | other | USD/gigalumen_year | us | us | 7339887672.5646
commercial lighting | 8ft LFL: T8 F96 HO | 2026 | FIXED_OM | REPLACEMENT | warehouse | USD/gigalumen_year | us | us | 7339887672.5646
commercial lighting | 8ft LFL: T8 F96 HO | 2027 | CAPITAL | NEW | assembly | USD/gigalumen_year | us | us | 79390170578.8541
commercial lighting | 8ft LFL: T8 F96 HO | 2027 | CAPITAL | NEW | education | USD/gigalumen_year | us | us | 79390170578.8541
commercial lighting | 8ft LFL: T8 F96 HO | 2027 | CAPITAL | NEW | food sales | USD/gigalumen_year | us | us | 79390170578.8541
commercial lighting | 8ft LFL: T8 F96 HO | 2027 | CAPITAL | NEW | food service | USD/gigalumen_year | us | us | 79390170578.8541
commercial lighting | 8ft LFL: T8 F96 HO | 2027 | CAPITAL | NEW | health | USD/gigalumen_year | us | us | 79390170578.8541
commercial lighting | 8ft LFL: T8 F96 HO | 2027 | CAPITAL | NEW | lodging | USD/gigalumen_year | us | us | 79390170578.8541
commercial lighting | 8ft LFL: T8 F96 HO | 2027 | CAPITAL | NEW | merc/service | USD/gigalumen_year | us | us | 79390170578.8541
commercial lighting | 8ft LFL: T8 F96 HO | 2027 | CAPITAL | NEW | office-large | USD/gigalumen_year | us | us | 79390170578.8541
commercial lighting | 8ft LFL: T8 F96 HO | 2027 | CAPITAL | NEW | office-small | USD/gigalumen_year | us | us | 79390170578.8541
commercial lighting | 8ft LFL: T8 F96 HO | 2027 | CAPITAL | NEW | other | USD/gigalumen_year | us | us | 79390170578.8541
commercial lighting | 8ft LFL: T8 F96 HO | 2027 | CAPITAL | NEW | warehouse | USD/gigalumen_year | us | us | 79390170578.8541
commercial lighting | 8ft LFL: T8 F96 HO | 2027 | CAPITAL | REPLACEMENT | assembly | USD/gigalumen_year | us | us | 79390170578.8541
commercial lighting | 8ft LFL: T8 F96 HO | 2027 | CAPITAL | REPLACEMENT | education | USD/gigalumen_year | us | us | 79390170578.8541
commercial lighting | 8ft LFL: T8 F96 HO | 2027 | CAPITAL | REPLACEMENT | food sales | USD/gigalumen_year | us | us | 79390170578.8541
commercial lighting | 8ft LFL: T8 F96 HO | 2027 | CAPITAL | REPLACEMENT | food service | USD/gigalumen_year | us | us | 79390170578.8541
commercial lighting | 8ft LFL: T8 F96 HO | 2027 | CAPITAL | REPLACEMENT | health | USD/gigalumen_year | us | us | 79390170578.8541
commercial lighting | 8ft LFL: T8 F96 HO | 2027 | CAPITAL | REPLACEMENT | lodging | USD/gigalumen_year | us | us | 79390170578.8541
commercial lighting | 8ft LFL: T8 F96 HO | 2027 | CAPITAL | REPLACEMENT | merc/service | USD/gigalumen_year | us | us | 79390170578.8541
commercial lighting | 8ft LFL: T8 F96 HO | 2027 | CAPITAL | REPLACEMENT | office-large | USD/gigalumen_year | us | us | 79390170578.8541
commercial lighting | 8ft LFL: T8 F96 HO | 2027 | CAPITAL | REPLACEMENT | office-small | USD/gigalumen_year | us | us | 79390170578.8541
commercial lighting | 8ft LFL: T8 F96 HO | 2027 | CAPITAL | REPLACEMENT | other | USD/gigalumen_year | us | us | 79390170578.8541
commercial lighting | 8ft LFL: T8 F96 HO | 2027 | CAPITAL | REPLACEMENT | warehouse | USD/gigalumen_year | us | us | 79390170578.8541
commercial lighting | 8ft LFL: T8 F96 HO | 2027 | FIXED_OM | NEW | assembly | USD/gigalumen_year | us | us | 7290144457.9162
commercial lighting | 8ft LFL: T8 F96 HO | 2027 | FIXED_OM | NEW | education | USD/gigalumen_year | us | us | 7290144457.9162
commercial lighting | 8ft LFL: T8 F96 HO | 2027 | FIXED_OM | NEW | food sales | USD/gigalumen_year | us | us | 7290144457.9162
commercial lighting | 8ft LFL: T8 F96 HO | 2027 | FIXED_OM | NEW | food service | USD/gigalumen_year | us | us | 7290144457.9162
commercial lighting | 8ft LFL: T8 F96 HO | 2027 | FIXED_OM | NEW | health | USD/gigalumen_year | us | us | 7290144457.9162
commercial lighting | 8ft LFL: T8 F96 HO | 2027 | FIXED_OM | NEW | lodging | USD/gigalumen_year | us | us | 7290144457.9162
commercial lighting | 8ft LFL: T8 F96 HO | 2027 | FIXED_OM | NEW | merc/service | USD/gigalumen_year | us | us | 7290144457.9162
commercial lighting | 8ft LFL: T8 F96 HO | 2027 | FIXED_OM | NEW | office-large | USD/gigalumen_year | us | us | 7290144457.9162
commercial lighting | 8ft LFL: T8 F96 HO | 2027 | FIXED_OM | NEW | office-small | USD/gigalumen_year | us | us | 7290144457.9162
commercial lighting | 8ft LFL: T8 F96 HO | 2027 | FIXED_OM | NEW | other | USD/gigalumen_year | us | us | 7290144457.9162
commercial lighting | 8ft LFL: T8 F96 HO | 2027 | FIXED_OM | NEW | warehouse | USD/gigalumen_year | us | us | 7290144457.9162
commercial lighting | 8ft LFL: T8 F96 HO | 2027 | FIXED_OM | REPLACEMENT | assembly | USD/gigalumen_year | us | us | 7290144457.9162
commercial lighting | 8ft LFL: T8 F96 HO | 2027 | FIXED_OM | REPLACEMENT | education | USD/gigalumen_year | us | us | 7290144457.9162
commercial lighting | 8ft LFL: T8 F96 HO | 2027 | FIXED_OM | REPLACEMENT | food sales | USD/gigalumen_year | us | us | 7290144457.9162
commercial lighting | 8ft LFL: T8 F96 HO | 2027 | FIXED_OM | REPLACEMENT | food service | USD/gigalumen_year | us | us | 7290144457.9162
commercial lighting | 8ft LFL: T8 F96 HO | 2027 | FIXED_OM | REPLACEMENT | health | USD/gigalumen_year | us | us | 7290144457.9162
commercial lighting | 8ft LFL: T8 F96 HO | 2027 | FIXED_OM | REPLACEMENT | lodging | USD/gigalumen_year | us | us | 7290144457.9162
commercial lighting | 8ft LFL: T8 F96 HO | 2027 | FIXED_OM | REPLACEMENT | merc/service | USD/gigalumen_year | us | us | 7290144457.9162
commercial lighting | 8ft LFL: T8 F96 HO | 2027 | FIXED_OM | REPLACEMENT | office-large | USD/gigalumen_year | us | us | 7290144457.9162
commercial lighting | 8ft LFL: T8 F96 HO | 2027 | FIXED_OM | REPLACEMENT | office-small | USD/gigalumen_year | us | us | 7290144457.9162
commercial lighting | 8ft LFL: T8 F96 HO | 2027 | FIXED_OM | REPLACEMENT | other | USD/gigalumen_year | us | us | 7290144457.9162
commercial lighting | 8ft LFL: T8 F96 HO | 2027 | FIXED_OM | REPLACEMENT | warehouse | USD/gigalumen_year | us | us | 7290144457.9162
commercial lighting | 8ft LFL: T8 F96 HO | 2028 | CAPITAL | NEW | assembly | USD/gigalumen_year | us | us | 79235413911.0591
commercial lighting | 8ft LFL: T8 F96 HO | 2028 | CAPITAL | NEW | education | USD/gigalumen_year | us | us | 79235413911.0591
commercial lighting | 8ft LFL: T8 F96 HO | 2028 | CAPITAL | NEW | food sales | USD/gigalumen_year | us | us | 79235413911.0591
commercial lighting | 8ft LFL: T8 F96 HO | 2028 | CAPITAL | NEW | food service | USD/gigalumen_year | us | us | 79235413911.0591
commercial lighting | 8ft LFL: T8 F96 HO | 2028 | CAPITAL | NEW | health | USD/gigalumen_year | us | us | 79235413911.0591
commercial lighting | 8ft LFL: T8 F96 HO | 2028 | CAPITAL | NEW | lodging | USD/gigalumen_year | us | us | 79235413911.0591
commercial lighting | 8ft LFL: T8 F96 HO | 2028 | CAPITAL | NEW | merc/service | USD/gigalumen_year | us | us | 79235413911.0591
commercial lighting | 8ft LFL: T8 F96 HO | 2028 | CAPITAL | NEW | office-large | USD/gigalumen_year | us | us | 79235413911.0591
commercial lighting | 8ft LFL: T8 F96 HO | 2028 | CAPITAL | NEW | office-small | USD/gigalumen_year | us | us | 79235413911.0591
commercial lighting | 8ft LFL: T8 F96 HO | 2028 | CAPITAL | NEW | other | USD/gigalumen_year | us | us | 79235413911.0591
commercial lighting | 8ft LFL: T8 F96 HO | 2028 | CAPITAL | NEW | warehouse | USD/gigalumen_year | us | us | 79235413911.0591
commercial lighting | 8ft LFL: T8 F96 HO | 2028 | CAPITAL | REPLACEMENT | assembly | USD/gigalumen_year | us | us | 79235413911.0591
commercial lighting | 8ft LFL: T8 F96 HO | 2028 | CAPITAL | REPLACEMENT | education | USD/gigalumen_year | us | us | 79235413911.0591
commercial lighting | 8ft LFL: T8 F96 HO | 2028 | CAPITAL | REPLACEMENT | food sales | USD/gigalumen_year | us | us | 79235413911.0591
commercial lighting | 8ft LFL: T8 F96 HO | 2028 | CAPITAL | REPLACEMENT | food service | USD/gigalumen_year | us | us | 79235413911.0591
commercial lighting | 8ft LFL: T8 F96 HO | 2028 | CAPITAL | REPLACEMENT | health | USD/gigalumen_year | us | us | 79235413911.0591
commercial lighting | 8ft LFL: T8 F96 HO | 2028 | CAPITAL | REPLACEMENT | lodging | USD/gigalumen_year | us | us | 79235413911.0591
commercial lighting | 8ft LFL: T8 F96 HO | 2028 | CAPITAL | REPLACEMENT | merc/service | USD/gigalumen_year | us | us | 79235413911.0591
commercial lighting | 8ft LFL: T8 F96 HO | 2028 | CAPITAL | REPLACEMENT | office-large | USD/gigalumen_year | us | us | 79235413911.0591
commercial lighting | 8ft LFL: T8 F96 HO | 2028 | CAPITAL | REPLACEMENT | office-small | USD/gigalumen_year | us | us | 79235413911.0591
commercial lighting | 8ft LFL: T8 F96 HO | 2028 | CAPITAL | REPLACEMENT | other | USD/gigalumen_year | us | us | 79235413911.0591
commercial lighting | 8ft LFL: T8 F96 HO | 2028 | CAPITAL | REPLACEMENT | warehouse | USD/gigalumen_year | us | us | 79235413911.0591
commercial lighting | 8ft LFL: T8 F96 HO | 2028 | FIXED_OM | NEW | assembly | USD/gigalumen_year | us | us | 7240401243.2678
commercial lighting | 8ft LFL: T8 F96 HO | 2028 | FIXED_OM | NEW | education | USD/gigalumen_year | us | us | 7240401243.2678
commercial lighting | 8ft LFL: T8 F96 HO | 2028 | FIXED_OM | NEW | food sales | USD/gigalumen_year | us | us | 7240401243.2678
commercial lighting | 8ft LFL: T8 F96 HO | 2028 | FIXED_OM | NEW | food service | USD/gigalumen_year | us | us | 7240401243.2678
commercial lighting | 8ft LFL: T8 F96 HO | 2028 | FIXED_OM | NEW | health | USD/gigalumen_year | us | us | 7240401243.2678
commercial lighting | 8ft LFL: T8 F96 HO | 2028 | FIXED_OM | NEW | lodging | USD/gigalumen_year | us | us | 7240401243.2678
commercial lighting | 8ft LFL: T8 F96 HO | 2028 | FIXED_OM | NEW | merc/service | USD/gigalumen_year | us | us | 7240401243.2678
commercial lighting | 8ft LFL: T8 F96 HO | 2028 | FIXED_OM | NEW | office-large | USD/gigalumen_year | us | us | 7240401243.2678
commercial lighting | 8ft LFL: T8 F96 HO | 2028 | FIXED_OM | NEW | office-small | USD/gigalumen_year | us | us | 7240401243.2678
commercial lighting | 8ft LFL: T8 F96 HO | 2028 | FIXED_OM | NEW | other | USD/gigalumen_year | us | us | 7240401243.2678
commercial lighting | 8ft LFL: T8 F96 HO | 2028 | FIXED_OM | NEW | warehouse | USD/gigalumen_year | us | us | 7240401243.2678
commercial lighting | 8ft LFL: T8 F96 HO | 2028 | FIXED_OM | REPLACEMENT | assembly | USD/gigalumen_year | us | us | 7240401243.2678
commercial lighting | 8ft LFL: T8 F96 HO | 2028 | FIXED_OM | REPLACEMENT | education | USD/gigalumen_year | us | us | 7240401243.2678
commercial lighting | 8ft LFL: T8 F96 HO | 2028 | FIXED_OM | REPLACEMENT | food sales | USD/gigalumen_year | us | us | 7240401243.2678
commercial lighting | 8ft LFL: T8 F96 HO | 2028 | FIXED_OM | REPLACEMENT | food service | USD/gigalumen_year | us | us | 7240401243.2678
commercial lighting | 8ft LFL: T8 F96 HO | 2028 | FIXED_OM | REPLACEMENT | health | USD/gigalumen_year | us | us | 7240401243.2678
commercial lighting | 8ft LFL: T8 F96 HO | 2028 | FIXED_OM | REPLACEMENT | lodging | USD/gigalumen_year | us | us | 7240401243.2678
commercial lighting | 8ft LFL: T8 F96 HO | 2028 | FIXED_OM | REPLACEMENT | merc/service | USD/gigalumen_year | us | us | 7240401243.2678
commercial lighting | 8ft LFL: T8 F96 HO | 2028 | FIXED_OM | REPLACEMENT | office-large | USD/gigalumen_year | us | us | 7240401243.2678
commercial lighting | 8ft LFL: T8 F96 HO | 2028 | FIXED_OM | REPLACEMENT | office-small | USD/gigalumen_year | us | us | 7240401243.2678
commercial lighting | 8ft LFL: T8 F96 HO | 2028 | FIXED_OM | REPLACEMENT | other | USD/gigalumen_year | us | us | 7240401243.2678
commercial lighting | 8ft LFL: T8 F96 HO | 2028 | FIXED_OM | REPLACEMENT | warehouse | USD/gigalumen_year | us | us | 7240401243.2678
commercial lighting | 8ft LFL: T8 F96 HO | 2029 | CAPITAL | NEW | assembly | USD/gigalumen_year | us | us | 79080657243.264
commercial lighting | 8ft LFL: T8 F96 HO | 2029 | CAPITAL | NEW | education | USD/gigalumen_year | us | us | 79080657243.264
commercial lighting | 8ft LFL: T8 F96 HO | 2029 | CAPITAL | NEW | food sales | USD/gigalumen_year | us | us | 79080657243.264
commercial lighting | 8ft LFL: T8 F96 HO | 2029 | CAPITAL | NEW | food service | USD/gigalumen_year | us | us | 79080657243.264
commercial lighting | 8ft LFL: T8 F96 HO | 2029 | CAPITAL | NEW | health | USD/gigalumen_year | us | us | 79080657243.264
commercial lighting | 8ft LFL: T8 F96 HO | 2029 | CAPITAL | NEW | lodging | USD/gigalumen_year | us | us | 79080657243.264
commercial lighting | 8ft LFL: T8 F96 HO | 2029 | CAPITAL | NEW | merc/service | USD/gigalumen_year | us | us | 79080657243.264
commercial lighting | 8ft LFL: T8 F96 HO | 2029 | CAPITAL | NEW | office-large | USD/gigalumen_year | us | us | 79080657243.264
commercial lighting | 8ft LFL: T8 F96 HO | 2029 | CAPITAL | NEW | office-small | USD/gigalumen_year | us | us | 79080657243.264
commercial lighting | 8ft LFL: T8 F96 HO | 2029 | CAPITAL | NEW | other | USD/gigalumen_year | us | us | 79080657243.264
commercial lighting | 8ft LFL: T8 F96 HO | 2029 | CAPITAL | NEW | warehouse | USD/gigalumen_year | us | us | 79080657243.264
commercial lighting | 8ft LFL: T8 F96 HO | 2029 | CAPITAL | REPLACEMENT | assembly | USD/gigalumen_year | us | us | 79080657243.264
commercial lighting | 8ft LFL: T8 F96 HO | 2029 | CAPITAL | REPLACEMENT | education | USD/gigalumen_year | us | us | 79080657243.264
commercial lighting | 8ft LFL: T8 F96 HO | 2029 | CAPITAL | REPLACEMENT | food sales | USD/gigalumen_year | us | us | 79080657243.264
commercial lighting | 8ft LFL: T8 F96 HO | 2029 | CAPITAL | REPLACEMENT | food service | USD/gigalumen_year | us | us | 79080657243.264
commercial lighting | 8ft LFL: T8 F96 HO | 2029 | CAPITAL | REPLACEMENT | health | USD/gigalumen_year | us | us | 79080657243.264
commercial lighting | 8ft LFL: T8 F96 HO | 2029 | CAPITAL | REPLACEMENT | lodging | USD/gigalumen_year | us | us | 79080657243.264
commercial lighting | 8ft LFL: T8 F96 HO | 2029 | CAPITAL | REPLACEMENT | merc/service | USD/gigalumen_year | us | us | 79080657243.264
commercial lighting | 8ft LFL: T8 F96 HO | 2029 | CAPITAL | REPLACEMENT | office-large | USD/gigalumen_year | us | us | 79080657243.264
commercial lighting | 8ft LFL: T8 F96 HO | 2029 | CAPITAL | REPLACEMENT | office-small | USD/gigalumen_year | us | us | 79080657243.264
commercial lighting | 8ft LFL: T8 F96 HO | 2029 | CAPITAL | REPLACEMENT | other | USD/gigalumen_year | us | us | 79080657243.264
commercial lighting | 8ft LFL: T8 F96 HO | 2029 | CAPITAL | REPLACEMENT | warehouse | USD/gigalumen_year | us | us | 79080657243.264
commercial lighting | 8ft LFL: T8 F96 HO | 2029 | FIXED_OM | NEW | assembly | USD/gigalumen_year | us | us | 7190658028.6194
commercial lighting | 8ft LFL: T8 F96 HO | 2029 | FIXED_OM | NEW | education | USD/gigalumen_year | us | us | 7190658028.6194
commercial lighting | 8ft LFL: T8 F96 HO | 2029 | FIXED_OM | NEW | food sales | USD/gigalumen_year | us | us | 7190658028.6194
commercial lighting | 8ft LFL: T8 F96 HO | 2029 | FIXED_OM | NEW | food service | USD/gigalumen_year | us | us | 7190658028.6194
commercial lighting | 8ft LFL: T8 F96 HO | 2029 | FIXED_OM | NEW | health | USD/gigalumen_year | us | us | 7190658028.6194
commercial lighting | 8ft LFL: T8 F96 HO | 2029 | FIXED_OM | NEW | lodging | USD/gigalumen_year | us | us | 7190658028.6194
commercial lighting | 8ft LFL: T8 F96 HO | 2029 | FIXED_OM | NEW | merc/service | USD/gigalumen_year | us | us | 7190658028.6194
commercial lighting | 8ft LFL: T8 F96 HO | 2029 | FIXED_OM | NEW | office-large | USD/gigalumen_year | us | us | 7190658028.6194
commercial lighting | 8ft LFL: T8 F96 HO | 2029 | FIXED_OM | NEW | office-small | USD/gigalumen_year | us | us | 7190658028.6194
commercial lighting | 8ft LFL: T8 F96 HO | 2029 | FIXED_OM | NEW | other | USD/gigalumen_year | us | us | 7190658028.6194
commercial lighting | 8ft LFL: T8 F96 HO | 2029 | FIXED_OM | NEW | warehouse | USD/gigalumen_year | us | us | 7190658028.6194
commercial lighting | 8ft LFL: T8 F96 HO | 2029 | FIXED_OM | REPLACEMENT | assembly | USD/gigalumen_year | us | us | 7190658028.6194
commercial lighting | 8ft LFL: T8 F96 HO | 2029 | FIXED_OM | REPLACEMENT | education | USD/gigalumen_year | us | us | 7190658028.6194
commercial lighting | 8ft LFL: T8 F96 HO | 2029 | FIXED_OM | REPLACEMENT | food sales | USD/gigalumen_year | us | us | 7190658028.6194
commercial lighting | 8ft LFL: T8 F96 HO | 2029 | FIXED_OM | REPLACEMENT | food service | USD/gigalumen_year | us | us | 7190658028.6194
commercial lighting | 8ft LFL: T8 F96 HO | 2029 | FIXED_OM | REPLACEMENT | health | USD/gigalumen_year | us | us | 7190658028.6194
commercial lighting | 8ft LFL: T8 F96 HO | 2029 | FIXED_OM | REPLACEMENT | lodging | USD/gigalumen_year | us | us | 7190658028.6194
commercial lighting | 8ft LFL: T8 F96 HO | 2029 | FIXED_OM | REPLACEMENT | merc/service | USD/gigalumen_year | us | us | 7190658028.6194
commercial lighting | 8ft LFL: T8 F96 HO | 2029 | FIXED_OM | REPLACEMENT | office-large | USD/gigalumen_year | us | us | 7190658028.6194
commercial lighting | 8ft LFL: T8 F96 HO | 2029 | FIXED_OM | REPLACEMENT | office-small | USD/gigalumen_year | us | us | 7190658028.6194
commercial lighting | 8ft LFL: T8 F96 HO | 2029 | FIXED_OM | REPLACEMENT | other | USD/gigalumen_year | us | us | 7190658028.6194
commercial lighting | 8ft LFL: T8 F96 HO | 2029 | FIXED_OM | REPLACEMENT | warehouse | USD/gigalumen_year | us | us | 7190658028.6194
commercial lighting | 8ft LFL: T8 F96 HO | 2030 | CAPITAL | NEW | assembly | USD/gigalumen_year | us | us | 78925900575.469
commercial lighting | 8ft LFL: T8 F96 HO | 2030 | CAPITAL | NEW | education | USD/gigalumen_year | us | us | 78925900575.469
commercial lighting | 8ft LFL: T8 F96 HO | 2030 | CAPITAL | NEW | food sales | USD/gigalumen_year | us | us | 78925900575.469
commercial lighting | 8ft LFL: T8 F96 HO | 2030 | CAPITAL | NEW | food service | USD/gigalumen_year | us | us | 78925900575.469
commercial lighting | 8ft LFL: T8 F96 HO | 2030 | CAPITAL | NEW | health | USD/gigalumen_year | us | us | 78925900575.469
commercial lighting | 8ft LFL: T8 F96 HO | 2030 | CAPITAL | NEW | lodging | USD/gigalumen_year | us | us | 78925900575.469
commercial lighting | 8ft LFL: T8 F96 HO | 2030 | CAPITAL | NEW | merc/service | USD/gigalumen_year | us | us | 78925900575.469
commercial lighting | 8ft LFL: T8 F96 HO | 2030 | CAPITAL | NEW | office-large | USD/gigalumen_year | us | us | 78925900575.469
commercial lighting | 8ft LFL: T8 F96 HO | 2030 | CAPITAL | NEW | office-small | USD/gigalumen_year | us | us | 78925900575.469
commercial lighting | 8ft LFL: T8 F96 HO | 2030 | CAPITAL | NEW | other | USD/gigalumen_year | us | us | 78925900575.469
commercial lighting | 8ft LFL: T8 F96 HO | 2030 | CAPITAL | NEW | warehouse | USD/gigalumen_year | us | us | 78925900575.469
commercial lighting | 8ft LFL: T8 F96 HO | 2030 | CAPITAL | REPLACEMENT | assembly | USD/gigalumen_year | us | us | 78925900575.469
commercial lighting | 8ft LFL: T8 F96 HO | 2030 | CAPITAL | REPLACEMENT | education | USD/gigalumen_year | us | us | 78925900575.469
commercial lighting | 8ft LFL: T8 F96 HO | 2030 | CAPITAL | REPLACEMENT | food sales | USD/gigalumen_year | us | us | 78925900575.469
commercial lighting | 8ft LFL: T8 F96 HO | 2030 | CAPITAL | REPLACEMENT | food service | USD/gigalumen_year | us | us | 78925900575.469
commercial lighting | 8ft LFL: T8 F96 HO | 2030 | CAPITAL | REPLACEMENT | health | USD/gigalumen_year | us | us | 78925900575.469
commercial lighting | 8ft LFL: T8 F96 HO | 2030 | CAPITAL | REPLACEMENT | lodging | USD/gigalumen_year | us | us | 78925900575.469
commercial lighting | 8ft LFL: T8 F96 HO | 2030 | CAPITAL | REPLACEMENT | merc/service | USD/gigalumen_year | us | us | 78925900575.469
commercial lighting | 8ft LFL: T8 F96 HO | 2030 | CAPITAL | REPLACEMENT | office-large | USD/gigalumen_year | us | us | 78925900575.469
commercial lighting | 8ft LFL: T8 F96 HO | 2030 | CAPITAL | REPLACEMENT | office-small | USD/gigalumen_year | us | us | 78925900575.469
commercial lighting | 8ft LFL: T8 F96 HO | 2030 | CAPITAL | REPLACEMENT | other | USD/gigalumen_year | us | us | 78925900575.469
commercial lighting | 8ft LFL: T8 F96 HO | 2030 | CAPITAL | REPLACEMENT | warehouse | USD/gigalumen_year | us | us | 78925900575.469
commercial lighting | 8ft LFL: T8 F96 HO | 2030 | FIXED_OM | NEW | assembly | USD/gigalumen_year | us | us | 7140914813.971
commercial lighting | 8ft LFL: T8 F96 HO | 2030 | FIXED_OM | NEW | education | USD/gigalumen_year | us | us | 7140914813.971
commercial lighting | 8ft LFL: T8 F96 HO | 2030 | FIXED_OM | NEW | food sales | USD/gigalumen_year | us | us | 7140914813.971
commercial lighting | 8ft LFL: T8 F96 HO | 2030 | FIXED_OM | NEW | food service | USD/gigalumen_year | us | us | 7140914813.971
commercial lighting | 8ft LFL: T8 F96 HO | 2030 | FIXED_OM | NEW | health | USD/gigalumen_year | us | us | 7140914813.971
commercial lighting | 8ft LFL: T8 F96 HO | 2030 | FIXED_OM | NEW | lodging | USD/gigalumen_year | us | us | 7140914813.971
commercial lighting | 8ft LFL: T8 F96 HO | 2030 | FIXED_OM | NEW | merc/service | USD/gigalumen_year | us | us | 7140914813.971
commercial lighting | 8ft LFL: T8 F96 HO | 2030 | FIXED_OM | NEW | office-large | USD/gigalumen_year | us | us | 7140914813.971
commercial lighting | 8ft LFL: T8 F96 HO | 2030 | FIXED_OM | NEW | office-small | USD/gigalumen_year | us | us | 7140914813.971
commercial lighting | 8ft LFL: T8 F96 HO | 2030 | FIXED_OM | NEW | other | USD/gigalumen_year | us | us | 7140914813.971
commercial lighting | 8ft LFL: T8 F96 HO | 2030 | FIXED_OM | NEW | warehouse | USD/gigalumen_year | us | us | 7140914813.971
commercial lighting | 8ft LFL: T8 F96 HO | 2030 | FIXED_OM | REPLACEMENT | assembly | USD/gigalumen_year | us | us | 7140914813.971
commercial lighting | 8ft LFL: T8 F96 HO | 2030 | FIXED_OM | REPLACEMENT | education | USD/gigalumen_year | us | us | 7140914813.971
commercial lighting | 8ft LFL: T8 F96 HO | 2030 | FIXED_OM | REPLACEMENT | food sales | USD/gigalumen_year | us | us | 7140914813.971
commercial lighting | 8ft LFL: T8 F96 HO | 2030 | FIXED_OM | REPLACEMENT | food service | USD/gigalumen_year | us | us | 7140914813.971
commercial lighting | 8ft LFL: T8 F96 HO | 2030 | FIXED_OM | REPLACEMENT | health | USD/gigalumen_year | us | us | 7140914813.971
commercial lighting | 8ft LFL: T8 F96 HO | 2030 | FIXED_OM | REPLACEMENT | lodging | USD/gigalumen_year | us | us | 7140914813.971
commercial lighting | 8ft LFL: T8 F96 HO | 2030 | FIXED_OM | REPLACEMENT | merc/service | USD/gigalumen_year | us | us | 7140914813.971
commercial lighting | 8ft LFL: T8 F96 HO | 2030 | FIXED_OM | REPLACEMENT | office-large | USD/gigalumen_year | us | us | 7140914813.971
commercial lighting | 8ft LFL: T8 F96 HO | 2030 | FIXED_OM | REPLACEMENT | office-small | USD/gigalumen_year | us | us | 7140914813.971
commercial lighting | 8ft LFL: T8 F96 HO | 2030 | FIXED_OM | REPLACEMENT | other | USD/gigalumen_year | us | us | 7140914813.971
commercial lighting | 8ft LFL: T8 F96 HO | 2030 | FIXED_OM | REPLACEMENT | warehouse | USD/gigalumen_year | us | us | 7140914813.971
commercial lighting | 8ft LFL: T8 F96 HO | 2031 | CAPITAL | NEW | assembly | USD/gigalumen_year | us | us | 78766169586.2091
commercial lighting | 8ft LFL: T8 F96 HO | 2031 | CAPITAL | NEW | education | USD/gigalumen_year | us | us | 78766169586.2091
commercial lighting | 8ft LFL: T8 F96 HO | 2031 | CAPITAL | NEW | food sales | USD/gigalumen_year | us | us | 78766169586.2091
commercial lighting | 8ft LFL: T8 F96 HO | 2031 | CAPITAL | NEW | food service | USD/gigalumen_year | us | us | 78766169586.2091
commercial lighting | 8ft LFL: T8 F96 HO | 2031 | CAPITAL | NEW | health | USD/gigalumen_year | us | us | 78766169586.2091
commercial lighting | 8ft LFL: T8 F96 HO | 2031 | CAPITAL | NEW | lodging | USD/gigalumen_year | us | us | 78766169586.2091
commercial lighting | 8ft LFL: T8 F96 HO | 2031 | CAPITAL | NEW | merc/service | USD/gigalumen_year | us | us | 78766169586.2091
commercial lighting | 8ft LFL: T8 F96 HO | 2031 | CAPITAL | NEW | office-large | USD/gigalumen_year | us | us | 78766169586.2091
commercial lighting | 8ft LFL: T8 F96 HO | 2031 | CAPITAL | NEW | office-small | USD/gigalumen_year | us | us | 78766169586.2091
commercial lighting | 8ft LFL: T8 F96 HO | 2031 | CAPITAL | NEW | other | USD/gigalumen_year | us | us | 78766169586.2091
commercial lighting | 8ft LFL: T8 F96 HO | 2031 | CAPITAL | NEW | warehouse | USD/gigalumen_year | us | us | 78766169586.2091
commercial lighting | 8ft LFL: T8 F96 HO | 2031 | CAPITAL | REPLACEMENT | assembly | USD/gigalumen_year | us | us | 78766169586.2091
commercial lighting | 8ft LFL: T8 F96 HO | 2031 | CAPITAL | REPLACEMENT | education | USD/gigalumen_year | us | us | 78766169586.2091
commercial lighting | 8ft LFL: T8 F96 HO | 2031 | CAPITAL | REPLACEMENT | food sales | USD/gigalumen_year | us | us | 78766169586.2091
commercial lighting | 8ft LFL: T8 F96 HO | 2031 | CAPITAL | REPLACEMENT | food service | USD/gigalumen_year | us | us | 78766169586.2091
commercial lighting | 8ft LFL: T8 F96 HO | 2031 | CAPITAL | REPLACEMENT | health | USD/gigalumen_year | us | us | 78766169586.2091
commercial lighting | 8ft LFL: T8 F96 HO | 2031 | CAPITAL | REPLACEMENT | lodging | USD/gigalumen_year | us | us | 78766169586.2091
commercial lighting | 8ft LFL: T8 F96 HO | 2031 | CAPITAL | REPLACEMENT | merc/service | USD/gigalumen_year | us | us | 78766169586.2091
commercial lighting | 8ft LFL: T8 F96 HO | 2031 | CAPITAL | REPLACEMENT | office-large | USD/gigalumen_year | us | us | 78766169586.2091
commercial lighting | 8ft LFL: T8 F96 HO | 2031 | CAPITAL | REPLACEMENT | office-small | USD/gigalumen_year | us | us | 78766169586.2091
commercial lighting | 8ft LFL: T8 F96 HO | 2031 | CAPITAL | REPLACEMENT | other | USD/gigalumen_year | us | us | 78766169586.2091
commercial lighting | 8ft LFL: T8 F96 HO | 2031 | CAPITAL | REPLACEMENT | warehouse | USD/gigalumen_year | us | us | 78766169586.2091
commercial lighting | 8ft LFL: T8 F96 HO | 2031 | FIXED_OM | NEW | assembly | USD/gigalumen_year | us | us | 7093935111.2475
commercial lighting | 8ft LFL: T8 F96 HO | 2031 | FIXED_OM | NEW | education | USD/gigalumen_year | us | us | 7093935111.2475
commercial lighting | 8ft LFL: T8 F96 HO | 2031 | FIXED_OM | NEW | food sales | USD/gigalumen_year | us | us | 7093935111.2475
commercial lighting | 8ft LFL: T8 F96 HO | 2031 | FIXED_OM | NEW | food service | USD/gigalumen_year | us | us | 7093935111.2475
commercial lighting | 8ft LFL: T8 F96 HO | 2031 | FIXED_OM | NEW | health | USD/gigalumen_year | us | us | 7093935111.2475
commercial lighting | 8ft LFL: T8 F96 HO | 2031 | FIXED_OM | NEW | lodging | USD/gigalumen_year | us | us | 7093935111.2475
commercial lighting | 8ft LFL: T8 F96 HO | 2031 | FIXED_OM | NEW | merc/service | USD/gigalumen_year | us | us | 7093935111.2475
commercial lighting | 8ft LFL: T8 F96 HO | 2031 | FIXED_OM | NEW | office-large | USD/gigalumen_year | us | us | 7093935111.2475
commercial lighting | 8ft LFL: T8 F96 HO | 2031 | FIXED_OM | NEW | office-small | USD/gigalumen_year | us | us | 7093935111.2475
commercial lighting | 8ft LFL: T8 F96 HO | 2031 | FIXED_OM | NEW | other | USD/gigalumen_year | us | us | 7093935111.2475
commercial lighting | 8ft LFL: T8 F96 HO | 2031 | FIXED_OM | NEW | warehouse | USD/gigalumen_year | us | us | 7093935111.2475
commercial lighting | 8ft LFL: T8 F96 HO | 2031 | FIXED_OM | REPLACEMENT | assembly | USD/gigalumen_year | us | us | 7093935111.2475
commercial lighting | 8ft LFL: T8 F96 HO | 2031 | FIXED_OM | REPLACEMENT | education | USD/gigalumen_year | us | us | 7093935111.2475
commercial lighting | 8ft LFL: T8 F96 HO | 2031 | FIXED_OM | REPLACEMENT | food sales | USD/gigalumen_year | us | us | 7093935111.2475
commercial lighting | 8ft LFL: T8 F96 HO | 2031 | FIXED_OM | REPLACEMENT | food service | USD/gigalumen_year | us | us | 7093935111.2475
commercial lighting | 8ft LFL: T8 F96 HO | 2031 | FIXED_OM | REPLACEMENT | health | USD/gigalumen_year | us | us | 7093935111.2475
commercial lighting | 8ft LFL: T8 F96 HO | 2031 | FIXED_OM | REPLACEMENT | lodging | USD/gigalumen_year | us | us | 7093935111.2475
commercial lighting | 8ft LFL: T8 F96 HO | 2031 | FIXED_OM | REPLACEMENT | merc/service | USD/gigalumen_year | us | us | 7093935111.2475
commercial lighting | 8ft LFL: T8 F96 HO | 2031 | FIXED_OM | REPLACEMENT | office-large | USD/gigalumen_year | us | us | 7093935111.2475
commercial lighting | 8ft LFL: T8 F96 HO | 2031 | FIXED_OM | REPLACEMENT | office-small | USD/gigalumen_year | us | us | 7093935111.2475
commercial lighting | 8ft LFL: T8 F96 HO | 2031 | FIXED_OM | REPLACEMENT | other | USD/gigalumen_year | us | us | 7093935111.2475
commercial lighting | 8ft LFL: T8 F96 HO | 2031 | FIXED_OM | REPLACEMENT | warehouse | USD/gigalumen_year | us | us | 7093935111.2475
commercial lighting | 8ft LFL: T8 F96 HO | 2032 | CAPITAL | NEW | assembly | USD/gigalumen_year | us | us | 78606438596.9493
commercial lighting | 8ft LFL: T8 F96 HO | 2032 | CAPITAL | NEW | education | USD/gigalumen_year | us | us | 78606438596.9493
commercial lighting | 8ft LFL: T8 F96 HO | 2032 | CAPITAL | NEW | food sales | USD/gigalumen_year | us | us | 78606438596.9493
commercial lighting | 8ft LFL: T8 F96 HO | 2032 | CAPITAL | NEW | food service | USD/gigalumen_year | us | us | 78606438596.9493
commercial lighting | 8ft LFL: T8 F96 HO | 2032 | CAPITAL | NEW | health | USD/gigalumen_year | us | us | 78606438596.9493
commercial lighting | 8ft LFL: T8 F96 HO | 2032 | CAPITAL | NEW | lodging | USD/gigalumen_year | us | us | 78606438596.9493
commercial lighting | 8ft LFL: T8 F96 HO | 2032 | CAPITAL | NEW | merc/service | USD/gigalumen_year | us | us | 78606438596.9493
commercial lighting | 8ft LFL: T8 F96 HO | 2032 | CAPITAL | NEW | office-large | USD/gigalumen_year | us | us | 78606438596.9493
commercial lighting | 8ft LFL: T8 F96 HO | 2032 | CAPITAL | NEW | office-small | USD/gigalumen_year | us | us | 78606438596.9493
commercial lighting | 8ft LFL: T8 F96 HO | 2032 | CAPITAL | NEW | other | USD/gigalumen_year | us | us | 78606438596.9493
commercial lighting | 8ft LFL: T8 F96 HO | 2032 | CAPITAL | NEW | warehouse | USD/gigalumen_year | us | us | 78606438596.9493
commercial lighting | 8ft LFL: T8 F96 HO | 2032 | CAPITAL | REPLACEMENT | assembly | USD/gigalumen_year | us | us | 78606438596.9493
commercial lighting | 8ft LFL: T8 F96 HO | 2032 | CAPITAL | REPLACEMENT | education | USD/gigalumen_year | us | us | 78606438596.9493
commercial lighting | 8ft LFL: T8 F96 HO | 2032 | CAPITAL | REPLACEMENT | food sales | USD/gigalumen_year | us | us | 78606438596.9493
commercial lighting | 8ft LFL: T8 F96 HO | 2032 | CAPITAL | REPLACEMENT | food service | USD/gigalumen_year | us | us | 78606438596.9493
commercial lighting | 8ft LFL: T8 F96 HO | 2032 | CAPITAL | REPLACEMENT | health | USD/gigalumen_year | us | us | 78606438596.9493
commercial lighting | 8ft LFL: T8 F96 HO | 2032 | CAPITAL | REPLACEMENT | lodging | USD/gigalumen_year | us | us | 78606438596.9493
commercial lighting | 8ft LFL: T8 F96 HO | 2032 | CAPITAL | REPLACEMENT | merc/service | USD/gigalumen_year | us | us | 78606438596.9493
commercial lighting | 8ft LFL: T8 F96 HO | 2032 | CAPITAL | REPLACEMENT | office-large | USD/gigalumen_year | us | us | 78606438596.9493
commercial lighting | 8ft LFL: T8 F96 HO | 2032 | CAPITAL | REPLACEMENT | office-small | USD/gigalumen_year | us | us | 78606438596.9493
commercial lighting | 8ft LFL: T8 F96 HO | 2032 | CAPITAL | REPLACEMENT | other | USD/gigalumen_year | us | us | 78606438596.9493
commercial lighting | 8ft LFL: T8 F96 HO | 2032 | CAPITAL | REPLACEMENT | warehouse | USD/gigalumen_year | us | us | 78606438596.9493
commercial lighting | 8ft LFL: T8 F96 HO | 2032 | FIXED_OM | NEW | assembly | USD/gigalumen_year | us | us | 7046955408.524
commercial lighting | 8ft LFL: T8 F96 HO | 2032 | FIXED_OM | NEW | education | USD/gigalumen_year | us | us | 7046955408.524
commercial lighting | 8ft LFL: T8 F96 HO | 2032 | FIXED_OM | NEW | food sales | USD/gigalumen_year | us | us | 7046955408.524
commercial lighting | 8ft LFL: T8 F96 HO | 2032 | FIXED_OM | NEW | food service | USD/gigalumen_year | us | us | 7046955408.524
commercial lighting | 8ft LFL: T8 F96 HO | 2032 | FIXED_OM | NEW | health | USD/gigalumen_year | us | us | 7046955408.524
commercial lighting | 8ft LFL: T8 F96 HO | 2032 | FIXED_OM | NEW | lodging | USD/gigalumen_year | us | us | 7046955408.524
commercial lighting | 8ft LFL: T8 F96 HO | 2032 | FIXED_OM | NEW | merc/service | USD/gigalumen_year | us | us | 7046955408.524
commercial lighting | 8ft LFL: T8 F96 HO | 2032 | FIXED_OM | NEW | office-large | USD/gigalumen_year | us | us | 7046955408.524
commercial lighting | 8ft LFL: T8 F96 HO | 2032 | FIXED_OM | NEW | office-small | USD/gigalumen_year | us | us | 7046955408.524
commercial lighting | 8ft LFL: T8 F96 HO | 2032 | FIXED_OM | NEW | other | USD/gigalumen_year | us | us | 7046955408.524
commercial lighting | 8ft LFL: T8 F96 HO | 2032 | FIXED_OM | NEW | warehouse | USD/gigalumen_year | us | us | 7046955408.524
commercial lighting | 8ft LFL: T8 F96 HO | 2032 | FIXED_OM | REPLACEMENT | assembly | USD/gigalumen_year | us | us | 7046955408.524
commercial lighting | 8ft LFL: T8 F96 HO | 2032 | FIXED_OM | REPLACEMENT | education | USD/gigalumen_year | us | us | 7046955408.524
commercial lighting | 8ft LFL: T8 F96 HO | 2032 | FIXED_OM | REPLACEMENT | food sales | USD/gigalumen_year | us | us | 7046955408.524
commercial lighting | 8ft LFL: T8 F96 HO | 2032 | FIXED_OM | REPLACEMENT | food service | USD/gigalumen_year | us | us | 7046955408.524
commercial lighting | 8ft LFL: T8 F96 HO | 2032 | FIXED_OM | REPLACEMENT | health | USD/gigalumen_year | us | us | 7046955408.524
commercial lighting | 8ft LFL: T8 F96 HO | 2032 | FIXED_OM | REPLACEMENT | lodging | USD/gigalumen_year | us | us | 7046955408.524
commercial lighting | 8ft LFL: T8 F96 HO | 2032 | FIXED_OM | REPLACEMENT | merc/service | USD/gigalumen_year | us | us | 7046955408.524
commercial lighting | 8ft LFL: T8 F96 HO | 2032 | FIXED_OM | REPLACEMENT | office-large | USD/gigalumen_year | us | us | 7046955408.524
commercial lighting | 8ft LFL: T8 F96 HO | 2032 | FIXED_OM | REPLACEMENT | office-small | USD/gigalumen_year | us | us | 7046955408.524
commercial lighting | 8ft LFL: T8 F96 HO | 2032 | FIXED_OM | REPLACEMENT | other | USD/gigalumen_year | us | us | 7046955408.524
commercial lighting | 8ft LFL: T8 F96 HO | 2032 | FIXED_OM | REPLACEMENT | warehouse | USD/gigalumen_year | us | us | 7046955408.524
commercial lighting | 8ft LFL: T8 F96 HO | 2033 | CAPITAL | NEW | assembly | USD/gigalumen_year | us | us | 78446707607.6894
commercial lighting | 8ft LFL: T8 F96 HO | 2033 | CAPITAL | NEW | education | USD/gigalumen_year | us | us | 78446707607.6894
commercial lighting | 8ft LFL: T8 F96 HO | 2033 | CAPITAL | NEW | food sales | USD/gigalumen_year | us | us | 78446707607.6894
commercial lighting | 8ft LFL: T8 F96 HO | 2033 | CAPITAL | NEW | food service | USD/gigalumen_year | us | us | 78446707607.6894
commercial lighting | 8ft LFL: T8 F96 HO | 2033 | CAPITAL | NEW | health | USD/gigalumen_year | us | us | 78446707607.6894
commercial lighting | 8ft LFL: T8 F96 HO | 2033 | CAPITAL | NEW | lodging | USD/gigalumen_year | us | us | 78446707607.6894
commercial lighting | 8ft LFL: T8 F96 HO | 2033 | CAPITAL | NEW | merc/service | USD/gigalumen_year | us | us | 78446707607.6894
commercial lighting | 8ft LFL: T8 F96 HO | 2033 | CAPITAL | NEW | office-large | USD/gigalumen_year | us | us | 78446707607.6894
commercial lighting | 8ft LFL: T8 F96 HO | 2033 | CAPITAL | NEW | office-small | USD/gigalumen_year | us | us | 78446707607.6894
commercial lighting | 8ft LFL: T8 F96 HO | 2033 | CAPITAL | NEW | other | USD/gigalumen_year | us | us | 78446707607.6894
commercial lighting | 8ft LFL: T8 F96 HO | 2033 | CAPITAL | NEW | warehouse | USD/gigalumen_year | us | us | 78446707607.6894
commercial lighting | 8ft LFL: T8 F96 HO | 2033 | CAPITAL | REPLACEMENT | assembly | USD/gigalumen_year | us | us | 78446707607.6894
commercial lighting | 8ft LFL: T8 F96 HO | 2033 | CAPITAL | REPLACEMENT | education | USD/gigalumen_year | us | us | 78446707607.6894
commercial lighting | 8ft LFL: T8 F96 HO | 2033 | CAPITAL | REPLACEMENT | food sales | USD/gigalumen_year | us | us | 78446707607.6894
commercial lighting | 8ft LFL: T8 F96 HO | 2033 | CAPITAL | REPLACEMENT | food service | USD/gigalumen_year | us | us | 78446707607.6894
commercial lighting | 8ft LFL: T8 F96 HO | 2033 | CAPITAL | REPLACEMENT | health | USD/gigalumen_year | us | us | 78446707607.6894
commercial lighting | 8ft LFL: T8 F96 HO | 2033 | CAPITAL | REPLACEMENT | lodging | USD/gigalumen_year | us | us | 78446707607.6894
commercial lighting | 8ft LFL: T8 F96 HO | 2033 | CAPITAL | REPLACEMENT | merc/service | USD/gigalumen_year | us | us | 78446707607.6894
commercial lighting | 8ft LFL: T8 F96 HO | 2033 | CAPITAL | REPLACEMENT | office-large | USD/gigalumen_year | us | us | 78446707607.6894
commercial lighting | 8ft LFL: T8 F96 HO | 2033 | CAPITAL | REPLACEMENT | office-small | USD/gigalumen_year | us | us | 78446707607.6894
commercial lighting | 8ft LFL: T8 F96 HO | 2033 | CAPITAL | REPLACEMENT | other | USD/gigalumen_year | us | us | 78446707607.6894
commercial lighting | 8ft LFL: T8 F96 HO | 2033 | CAPITAL | REPLACEMENT | warehouse | USD/gigalumen_year | us | us | 78446707607.6894
commercial lighting | 8ft LFL: T8 F96 HO | 2033 | FIXED_OM | NEW | assembly | USD/gigalumen_year | us | us | 6999975705.8005
commercial lighting | 8ft LFL: T8 F96 HO | 2033 | FIXED_OM | NEW | education | USD/gigalumen_year | us | us | 6999975705.8005
commercial lighting | 8ft LFL: T8 F96 HO | 2033 | FIXED_OM | NEW | food sales | USD/gigalumen_year | us | us | 6999975705.8005
commercial lighting | 8ft LFL: T8 F96 HO | 2033 | FIXED_OM | NEW | food service | USD/gigalumen_year | us | us | 6999975705.8005
commercial lighting | 8ft LFL: T8 F96 HO | 2033 | FIXED_OM | NEW | health | USD/gigalumen_year | us | us | 6999975705.8005
commercial lighting | 8ft LFL: T8 F96 HO | 2033 | FIXED_OM | NEW | lodging | USD/gigalumen_year | us | us | 6999975705.8005
commercial lighting | 8ft LFL: T8 F96 HO | 2033 | FIXED_OM | NEW | merc/service | USD/gigalumen_year | us | us | 6999975705.8005
commercial lighting | 8ft LFL: T8 F96 HO | 2033 | FIXED_OM | NEW | office-large | USD/gigalumen_year | us | us | 6999975705.8005
commercial lighting | 8ft LFL: T8 F96 HO | 2033 | FIXED_OM | NEW | office-small | USD/gigalumen_year | us | us | 6999975705.8005
commercial lighting | 8ft LFL: T8 F96 HO | 2033 | FIXED_OM | NEW | other | USD/gigalumen_year | us | us | 6999975705.8005
commercial lighting | 8ft LFL: T8 F96 HO | 2033 | FIXED_OM | NEW | warehouse | USD/gigalumen_year | us | us | 6999975705.8005
commercial lighting | 8ft LFL: T8 F96 HO | 2033 | FIXED_OM | REPLACEMENT | assembly | USD/gigalumen_year | us | us | 6999975705.8005
commercial lighting | 8ft LFL: T8 F96 HO | 2033 | FIXED_OM | REPLACEMENT | education | USD/gigalumen_year | us | us | 6999975705.8005
commercial lighting | 8ft LFL: T8 F96 HO | 2033 | FIXED_OM | REPLACEMENT | food sales | USD/gigalumen_year | us | us | 6999975705.8005
commercial lighting | 8ft LFL: T8 F96 HO | 2033 | FIXED_OM | REPLACEMENT | food service | USD/gigalumen_year | us | us | 6999975705.8005
commercial lighting | 8ft LFL: T8 F96 HO | 2033 | FIXED_OM | REPLACEMENT | health | USD/gigalumen_year | us | us | 6999975705.8005
commercial lighting | 8ft LFL: T8 F96 HO | 2033 | FIXED_OM | REPLACEMENT | lodging | USD/gigalumen_year | us | us | 6999975705.8005
commercial lighting | 8ft LFL: T8 F96 HO | 2033 | FIXED_OM | REPLACEMENT | merc/service | USD/gigalumen_year | us | us | 6999975705.8005
commercial lighting | 8ft LFL: T8 F96 HO | 2033 | FIXED_OM | REPLACEMENT | office-large | USD/gigalumen_year | us | us | 6999975705.8005
commercial lighting | 8ft LFL: T8 F96 HO | 2033 | FIXED_OM | REPLACEMENT | office-small | USD/gigalumen_year | us | us | 6999975705.8005
commercial lighting | 8ft LFL: T8 F96 HO | 2033 | FIXED_OM | REPLACEMENT | other | USD/gigalumen_year | us | us | 6999975705.8005
commercial lighting | 8ft LFL: T8 F96 HO | 2033 | FIXED_OM | REPLACEMENT | warehouse | USD/gigalumen_year | us | us | 6999975705.8005
commercial lighting | 8ft LFL: T8 F96 HO | 2034 | CAPITAL | NEW | assembly | USD/gigalumen_year | us | us | 78286976618.4295
commercial lighting | 8ft LFL: T8 F96 HO | 2034 | CAPITAL | NEW | education | USD/gigalumen_year | us | us | 78286976618.4295
commercial lighting | 8ft LFL: T8 F96 HO | 2034 | CAPITAL | NEW | food sales | USD/gigalumen_year | us | us | 78286976618.4295
commercial lighting | 8ft LFL: T8 F96 HO | 2034 | CAPITAL | NEW | food service | USD/gigalumen_year | us | us | 78286976618.4295
commercial lighting | 8ft LFL: T8 F96 HO | 2034 | CAPITAL | NEW | health | USD/gigalumen_year | us | us | 78286976618.4295
commercial lighting | 8ft LFL: T8 F96 HO | 2034 | CAPITAL | NEW | lodging | USD/gigalumen_year | us | us | 78286976618.4295
commercial lighting | 8ft LFL: T8 F96 HO | 2034 | CAPITAL | NEW | merc/service | USD/gigalumen_year | us | us | 78286976618.4295
commercial lighting | 8ft LFL: T8 F96 HO | 2034 | CAPITAL | NEW | office-large | USD/gigalumen_year | us | us | 78286976618.4295
commercial lighting | 8ft LFL: T8 F96 HO | 2034 | CAPITAL | NEW | office-small | USD/gigalumen_year | us | us | 78286976618.4295
commercial lighting | 8ft LFL: T8 F96 HO | 2034 | CAPITAL | NEW | other | USD/gigalumen_year | us | us | 78286976618.4295
commercial lighting | 8ft LFL: T8 F96 HO | 2034 | CAPITAL | NEW | warehouse | USD/gigalumen_year | us | us | 78286976618.4295
commercial lighting | 8ft LFL: T8 F96 HO | 2034 | CAPITAL | REPLACEMENT | assembly | USD/gigalumen_year | us | us | 78286976618.4295
commercial lighting | 8ft LFL: T8 F96 HO | 2034 | CAPITAL | REPLACEMENT | education | USD/gigalumen_year | us | us | 78286976618.4295
commercial lighting | 8ft LFL: T8 F96 HO | 2034 | CAPITAL | REPLACEMENT | food sales | USD/gigalumen_year | us | us | 78286976618.4295
commercial lighting | 8ft LFL: T8 F96 HO | 2034 | CAPITAL | REPLACEMENT | food service | USD/gigalumen_year | us | us | 78286976618.4295
commercial lighting | 8ft LFL: T8 F96 HO | 2034 | CAPITAL | REPLACEMENT | health | USD/gigalumen_year | us | us | 78286976618.4295
commercial lighting | 8ft LFL: T8 F96 HO | 2034 | CAPITAL | REPLACEMENT | lodging | USD/gigalumen_year | us | us | 78286976618.4295
commercial lighting | 8ft LFL: T8 F96 HO | 2034 | CAPITAL | REPLACEMENT | merc/service | USD/gigalumen_year | us | us | 78286976618.4295
commercial lighting | 8ft LFL: T8 F96 HO | 2034 | CAPITAL | REPLACEMENT | office-large | USD/gigalumen_year | us | us | 78286976618.4295
commercial lighting | 8ft LFL: T8 F96 HO | 2034 | CAPITAL | REPLACEMENT | office-small | USD/gigalumen_year | us | us | 78286976618.4295
commercial lighting | 8ft LFL: T8 F96 HO | 2034 | CAPITAL | REPLACEMENT | other | USD/gigalumen_year | us | us | 78286976618.4295
commercial lighting | 8ft LFL: T8 F96 HO | 2034 | CAPITAL | REPLACEMENT | warehouse | USD/gigalumen_year | us | us | 78286976618.4295
commercial lighting | 8ft LFL: T8 F96 HO | 2034 | FIXED_OM | NEW | assembly | USD/gigalumen_year | us | us | 6952996003.077
commercial lighting | 8ft LFL: T8 F96 HO | 2034 | FIXED_OM | NEW | education | USD/gigalumen_year | us | us | 6952996003.077
commercial lighting | 8ft LFL: T8 F96 HO | 2034 | FIXED_OM | NEW | food sales | USD/gigalumen_year | us | us | 6952996003.077
commercial lighting | 8ft LFL: T8 F96 HO | 2034 | FIXED_OM | NEW | food service | USD/gigalumen_year | us | us | 6952996003.077
commercial lighting | 8ft LFL: T8 F96 HO | 2034 | FIXED_OM | NEW | health | USD/gigalumen_year | us | us | 6952996003.077
commercial lighting | 8ft LFL: T8 F96 HO | 2034 | FIXED_OM | NEW | lodging | USD/gigalumen_year | us | us | 6952996003.077
commercial lighting | 8ft LFL: T8 F96 HO | 2034 | FIXED_OM | NEW | merc/service | USD/gigalumen_year | us | us | 6952996003.077
commercial lighting | 8ft LFL: T8 F96 HO | 2034 | FIXED_OM | NEW | office-large | USD/gigalumen_year | us | us | 6952996003.077
commercial lighting | 8ft LFL: T8 F96 HO | 2034 | FIXED_OM | NEW | office-small | USD/gigalumen_year | us | us | 6952996003.077
commercial lighting | 8ft LFL: T8 F96 HO | 2034 | FIXED_OM | NEW | other | USD/gigalumen_year | us | us | 6952996003.077
commercial lighting | 8ft LFL: T8 F96 HO | 2034 | FIXED_OM | NEW | warehouse | USD/gigalumen_year | us | us | 6952996003.077
commercial lighting | 8ft LFL: T8 F96 HO | 2034 | FIXED_OM | REPLACEMENT | assembly | USD/gigalumen_year | us | us | 6952996003.077
commercial lighting | 8ft LFL: T8 F96 HO | 2034 | FIXED_OM | REPLACEMENT | education | USD/gigalumen_year | us | us | 6952996003.077
commercial lighting | 8ft LFL: T8 F96 HO | 2034 | FIXED_OM | REPLACEMENT | food sales | USD/gigalumen_year | us | us | 6952996003.077
commercial lighting | 8ft LFL: T8 F96 HO | 2034 | FIXED_OM | REPLACEMENT | food service | USD/gigalumen_year | us | us | 6952996003.077
commercial lighting | 8ft LFL: T8 F96 HO | 2034 | FIXED_OM | REPLACEMENT | health | USD/gigalumen_year | us | us | 6952996003.077
commercial lighting | 8ft LFL: T8 F96 HO | 2034 | FIXED_OM | REPLACEMENT | lodging | USD/gigalumen_year | us | us | 6952996003.077
commercial lighting | 8ft LFL: T8 F96 HO | 2034 | FIXED_OM | REPLACEMENT | merc/service | USD/gigalumen_year | us | us | 6952996003.077
commercial lighting | 8ft LFL: T8 F96 HO | 2034 | FIXED_OM | REPLACEMENT | office-large | USD/gigalumen_year | us | us | 6952996003.077
commercial lighting | 8ft LFL: T8 F96 HO | 2034 | FIXED_OM | REPLACEMENT | office-small | USD/gigalumen_year | us | us | 6952996003.077
commercial lighting | 8ft LFL: T8 F96 HO | 2034 | FIXED_OM | REPLACEMENT | other | USD/gigalumen_year | us | us | 6952996003.077
commercial lighting | 8ft LFL: T8 F96 HO | 2034 | FIXED_OM | REPLACEMENT | warehouse | USD/gigalumen_year | us | us | 6952996003.077
commercial lighting | 8ft LFL: T8 F96 HO | 2035 | CAPITAL | NEW | assembly | USD/gigalumen_year | us | us | 78127245629.1696
commercial lighting | 8ft LFL: T8 F96 HO | 2035 | CAPITAL | NEW | education | USD/gigalumen_year | us | us | 78127245629.1696
commercial lighting | 8ft LFL: T8 F96 HO | 2035 | CAPITAL | NEW | food sales | USD/gigalumen_year | us | us | 78127245629.1696
commercial lighting | 8ft LFL: T8 F96 HO | 2035 | CAPITAL | NEW | food service | USD/gigalumen_year | us | us | 78127245629.1696
commercial lighting | 8ft LFL: T8 F96 HO | 2035 | CAPITAL | NEW | health | USD/gigalumen_year | us | us | 78127245629.1696
commercial lighting | 8ft LFL: T8 F96 HO | 2035 | CAPITAL | NEW | lodging | USD/gigalumen_year | us | us | 78127245629.1696
commercial lighting | 8ft LFL: T8 F96 HO | 2035 | CAPITAL | NEW | merc/service | USD/gigalumen_year | us | us | 78127245629.1696
commercial lighting | 8ft LFL: T8 F96 HO | 2035 | CAPITAL | NEW | office-large | USD/gigalumen_year | us | us | 78127245629.1696
commercial lighting | 8ft LFL: T8 F96 HO | 2035 | CAPITAL | NEW | office-small | USD/gigalumen_year | us | us | 78127245629.1696
commercial lighting | 8ft LFL: T8 F96 HO | 2035 | CAPITAL | NEW | other | USD/gigalumen_year | us | us | 78127245629.1696
commercial lighting | 8ft LFL: T8 F96 HO | 2035 | CAPITAL | NEW | warehouse | USD/gigalumen_year | us | us | 78127245629.1696
commercial lighting | 8ft LFL: T8 F96 HO | 2035 | CAPITAL | REPLACEMENT | assembly | USD/gigalumen_year | us | us | 78127245629.1696
commercial lighting | 8ft LFL: T8 F96 HO | 2035 | CAPITAL | REPLACEMENT | education | USD/gigalumen_year | us | us | 78127245629.1696
commercial lighting | 8ft LFL: T8 F96 HO | 2035 | CAPITAL | REPLACEMENT | food sales | USD/gigalumen_year | us | us | 78127245629.1696
commercial lighting | 8ft LFL: T8 F96 HO | 2035 | CAPITAL | REPLACEMENT | food service | USD/gigalumen_year | us | us | 78127245629.1696
commercial lighting | 8ft LFL: T8 F96 HO | 2035 | CAPITAL | REPLACEMENT | health | USD/gigalumen_year | us | us | 78127245629.1696
commercial lighting | 8ft LFL: T8 F96 HO | 2035 | CAPITAL | REPLACEMENT | lodging | USD/gigalumen_year | us | us | 78127245629.1696
commercial lighting | 8ft LFL: T8 F96 HO | 2035 | CAPITAL | REPLACEMENT | merc/service | USD/gigalumen_year | us | us | 78127245629.1696
commercial lighting | 8ft LFL: T8 F96 HO | 2035 | CAPITAL | REPLACEMENT | office-large | USD/gigalumen_year | us | us | 78127245629.1696
commercial lighting | 8ft LFL: T8 F96 HO | 2035 | CAPITAL | REPLACEMENT | office-small | USD/gigalumen_year | us | us | 78127245629.1696
commercial lighting | 8ft LFL: T8 F96 HO | 2035 | CAPITAL | REPLACEMENT | other | USD/gigalumen_year | us | us | 78127245629.1696
commercial lighting | 8ft LFL: T8 F96 HO | 2035 | CAPITAL | REPLACEMENT | warehouse | USD/gigalumen_year | us | us | 78127245629.1696
commercial lighting | 8ft LFL: T8 F96 HO | 2035 | FIXED_OM | NEW | assembly | USD/gigalumen_year | us | us | 6906016300.3535
commercial lighting | 8ft LFL: T8 F96 HO | 2035 | FIXED_OM | NEW | education | USD/gigalumen_year | us | us | 6906016300.3535
commercial lighting | 8ft LFL: T8 F96 HO | 2035 | FIXED_OM | NEW | food sales | USD/gigalumen_year | us | us | 6906016300.3535
commercial lighting | 8ft LFL: T8 F96 HO | 2035 | FIXED_OM | NEW | food service | USD/gigalumen_year | us | us | 6906016300.3535
commercial lighting | 8ft LFL: T8 F96 HO | 2035 | FIXED_OM | NEW | health | USD/gigalumen_year | us | us | 6906016300.3535
commercial lighting | 8ft LFL: T8 F96 HO | 2035 | FIXED_OM | NEW | lodging | USD/gigalumen_year | us | us | 6906016300.3535
commercial lighting | 8ft LFL: T8 F96 HO | 2035 | FIXED_OM | NEW | merc/service | USD/gigalumen_year | us | us | 6906016300.3535
commercial lighting | 8ft LFL: T8 F96 HO | 2035 | FIXED_OM | NEW | office-large | USD/gigalumen_year | us | us | 6906016300.3535
commercial lighting | 8ft LFL: T8 F96 HO | 2035 | FIXED_OM | NEW | office-small | USD/gigalumen_year | us | us | 6906016300.3535
commercial lighting | 8ft LFL: T8 F96 HO | 2035 | FIXED_OM | NEW | other | USD/gigalumen_year | us | us | 6906016300.3535
commercial lighting | 8ft LFL: T8 F96 HO | 2035 | FIXED_OM | NEW | warehouse | USD/gigalumen_year | us | us | 6906016300.3535
commercial lighting | 8ft LFL: T8 F96 HO | 2035 | FIXED_OM | REPLACEMENT | assembly | USD/gigalumen_year | us | us | 6906016300.3535
commercial lighting | 8ft LFL: T8 F96 HO | 2035 | FIXED_OM | REPLACEMENT | education | USD/gigalumen_year | us | us | 6906016300.3535
commercial lighting | 8ft LFL: T8 F96 HO | 2035 | FIXED_OM | REPLACEMENT | food sales | USD/gigalumen_year | us | us | 6906016300.3535
commercial lighting | 8ft LFL: T8 F96 HO | 2035 | FIXED_OM | REPLACEMENT | food service | USD/gigalumen_year | us | us | 6906016300.3535
commercial lighting | 8ft LFL: T8 F96 HO | 2035 | FIXED_OM | REPLACEMENT | health | USD/gigalumen_year | us | us | 6906016300.3535
commercial lighting | 8ft LFL: T8 F96 HO | 2035 | FIXED_OM | REPLACEMENT | lodging | USD/gigalumen_year | us | us | 6906016300.3535
commercial lighting | 8ft LFL: T8 F96 HO | 2035 | FIXED_OM | REPLACEMENT | merc/service | USD/gigalumen_year | us | us | 6906016300.3535
commercial lighting | 8ft LFL: T8 F96 HO | 2035 | FIXED_OM | REPLACEMENT | office-large | USD/gigalumen_year | us | us | 6906016300.3535
commercial lighting | 8ft LFL: T8 F96 HO | 2035 | FIXED_OM | REPLACEMENT | office-small | USD/gigalumen_year | us | us | 6906016300.3535
commercial lighting | 8ft LFL: T8 F96 HO | 2035 | FIXED_OM | REPLACEMENT | other | USD/gigalumen_year | us | us | 6906016300.3535
commercial lighting | 8ft LFL: T8 F96 HO | 2035 | FIXED_OM | REPLACEMENT | warehouse | USD/gigalumen_year | us | us | 6906016300.3535
commercial lighting | 8ft LFL: T8 F96 HO | 2036 | CAPITAL | NEW | assembly | USD/gigalumen_year | us | us | 77967514639.9097
commercial lighting | 8ft LFL: T8 F96 HO | 2036 | CAPITAL | NEW | education | USD/gigalumen_year | us | us | 77967514639.9097
commercial lighting | 8ft LFL: T8 F96 HO | 2036 | CAPITAL | NEW | food sales | USD/gigalumen_year | us | us | 77967514639.9097
commercial lighting | 8ft LFL: T8 F96 HO | 2036 | CAPITAL | NEW | food service | USD/gigalumen_year | us | us | 77967514639.9097
commercial lighting | 8ft LFL: T8 F96 HO | 2036 | CAPITAL | NEW | health | USD/gigalumen_year | us | us | 77967514639.9097
commercial lighting | 8ft LFL: T8 F96 HO | 2036 | CAPITAL | NEW | lodging | USD/gigalumen_year | us | us | 77967514639.9097
commercial lighting | 8ft LFL: T8 F96 HO | 2036 | CAPITAL | NEW | merc/service | USD/gigalumen_year | us | us | 77967514639.9097
commercial lighting | 8ft LFL: T8 F96 HO | 2036 | CAPITAL | NEW | office-large | USD/gigalumen_year | us | us | 77967514639.9097
commercial lighting | 8ft LFL: T8 F96 HO | 2036 | CAPITAL | NEW | office-small | USD/gigalumen_year | us | us | 77967514639.9097
commercial lighting | 8ft LFL: T8 F96 HO | 2036 | CAPITAL | NEW | other | USD/gigalumen_year | us | us | 77967514639.9097
commercial lighting | 8ft LFL: T8 F96 HO | 2036 | CAPITAL | NEW | warehouse | USD/gigalumen_year | us | us | 77967514639.9097
commercial lighting | 8ft LFL: T8 F96 HO | 2036 | CAPITAL | REPLACEMENT | assembly | USD/gigalumen_year | us | us | 77967514639.9097
commercial lighting | 8ft LFL: T8 F96 HO | 2036 | CAPITAL | REPLACEMENT | education | USD/gigalumen_year | us | us | 77967514639.9097
commercial lighting | 8ft LFL: T8 F96 HO | 2036 | CAPITAL | REPLACEMENT | food sales | USD/gigalumen_year | us | us | 77967514639.9097
commercial lighting | 8ft LFL: T8 F96 HO | 2036 | CAPITAL | REPLACEMENT | food service | USD/gigalumen_year | us | us | 77967514639.9097
commercial lighting | 8ft LFL: T8 F96 HO | 2036 | CAPITAL | REPLACEMENT | health | USD/gigalumen_year | us | us | 77967514639.9097
commercial lighting | 8ft LFL: T8 F96 HO | 2036 | CAPITAL | REPLACEMENT | lodging | USD/gigalumen_year | us | us | 77967514639.9097
commercial lighting | 8ft LFL: T8 F96 HO | 2036 | CAPITAL | REPLACEMENT | merc/service | USD/gigalumen_year | us | us | 77967514639.9097
commercial lighting | 8ft LFL: T8 F96 HO | 2036 | CAPITAL | REPLACEMENT | office-large | USD/gigalumen_year | us | us | 77967514639.9097
commercial lighting | 8ft LFL: T8 F96 HO | 2036 | CAPITAL | REPLACEMENT | office-small | USD/gigalumen_year | us | us | 77967514639.9097
commercial lighting | 8ft LFL: T8 F96 HO | 2036 | CAPITAL | REPLACEMENT | other | USD/gigalumen_year | us | us | 77967514639.9097
commercial lighting | 8ft LFL: T8 F96 HO | 2036 | CAPITAL | REPLACEMENT | warehouse | USD/gigalumen_year | us | us | 77967514639.9097
commercial lighting | 8ft LFL: T8 F96 HO | 2036 | FIXED_OM | NEW | assembly | USD/gigalumen_year | us | us | 6859036597.63
commercial lighting | 8ft LFL: T8 F96 HO | 2036 | FIXED_OM | NEW | education | USD/gigalumen_year | us | us | 6859036597.63
commercial lighting | 8ft LFL: T8 F96 HO | 2036 | FIXED_OM | NEW | food sales | USD/gigalumen_year | us | us | 6859036597.63
commercial lighting | 8ft LFL: T8 F96 HO | 2036 | FIXED_OM | NEW | food service | USD/gigalumen_year | us | us | 6859036597.63
commercial lighting | 8ft LFL: T8 F96 HO | 2036 | FIXED_OM | NEW | health | USD/gigalumen_year | us | us | 6859036597.63
commercial lighting | 8ft LFL: T8 F96 HO | 2036 | FIXED_OM | NEW | lodging | USD/gigalumen_year | us | us | 6859036597.63
commercial lighting | 8ft LFL: T8 F96 HO | 2036 | FIXED_OM | NEW | merc/service | USD/gigalumen_year | us | us | 6859036597.63
commercial lighting | 8ft LFL: T8 F96 HO | 2036 | FIXED_OM | NEW | office-large | USD/gigalumen_year | us | us | 6859036597.63
commercial lighting | 8ft LFL: T8 F96 HO | 2036 | FIXED_OM | NEW | office-small | USD/gigalumen_year | us | us | 6859036597.63
commercial lighting | 8ft LFL: T8 F96 HO | 2036 | FIXED_OM | NEW | other | USD/gigalumen_year | us | us | 6859036597.63
commercial lighting | 8ft LFL: T8 F96 HO | 2036 | FIXED_OM | NEW | warehouse | USD/gigalumen_year | us | us | 6859036597.63
commercial lighting | 8ft LFL: T8 F96 HO | 2036 | FIXED_OM | REPLACEMENT | assembly | USD/gigalumen_year | us | us | 6859036597.63
commercial lighting | 8ft LFL: T8 F96 HO | 2036 | FIXED_OM | REPLACEMENT | education | USD/gigalumen_year | us | us | 6859036597.63
commercial lighting | 8ft LFL: T8 F96 HO | 2036 | FIXED_OM | REPLACEMENT | food sales | USD/gigalumen_year | us | us | 6859036597.63
commercial lighting | 8ft LFL: T8 F96 HO | 2036 | FIXED_OM | REPLACEMENT | food service | USD/gigalumen_year | us | us | 6859036597.63
commercial lighting | 8ft LFL: T8 F96 HO | 2036 | FIXED_OM | REPLACEMENT | health | USD/gigalumen_year | us | us | 6859036597.63
commercial lighting | 8ft LFL: T8 F96 HO | 2036 | FIXED_OM | REPLACEMENT | lodging | USD/gigalumen_year | us | us | 6859036597.63
commercial lighting | 8ft LFL: T8 F96 HO | 2036 | FIXED_OM | REPLACEMENT | merc/service | USD/gigalumen_year | us | us | 6859036597.63
commercial lighting | 8ft LFL: T8 F96 HO | 2036 | FIXED_OM | REPLACEMENT | office-large | USD/gigalumen_year | us | us | 6859036597.63
commercial lighting | 8ft LFL: T8 F96 HO | 2036 | FIXED_OM | REPLACEMENT | office-small | USD/gigalumen_year | us | us | 6859036597.63
commercial lighting | 8ft LFL: T8 F96 HO | 2036 | FIXED_OM | REPLACEMENT | other | USD/gigalumen_year | us | us | 6859036597.63
commercial lighting | 8ft LFL: T8 F96 HO | 2036 | FIXED_OM | REPLACEMENT | warehouse | USD/gigalumen_year | us | us | 6859036597.63
commercial lighting | 8ft LFL: T8 F96 HO | 2037 | CAPITAL | NEW | assembly | USD/gigalumen_year | us | us | 77807783650.6499
commercial lighting | 8ft LFL: T8 F96 HO | 2037 | CAPITAL | NEW | education | USD/gigalumen_year | us | us | 77807783650.6499
commercial lighting | 8ft LFL: T8 F96 HO | 2037 | CAPITAL | NEW | food sales | USD/gigalumen_year | us | us | 77807783650.6499
commercial lighting | 8ft LFL: T8 F96 HO | 2037 | CAPITAL | NEW | food service | USD/gigalumen_year | us | us | 77807783650.6499
commercial lighting | 8ft LFL: T8 F96 HO | 2037 | CAPITAL | NEW | health | USD/gigalumen_year | us | us | 77807783650.6499
commercial lighting | 8ft LFL: T8 F96 HO | 2037 | CAPITAL | NEW | lodging | USD/gigalumen_year | us | us | 77807783650.6499
commercial lighting | 8ft LFL: T8 F96 HO | 2037 | CAPITAL | NEW | merc/service | USD/gigalumen_year | us | us | 77807783650.6499
commercial lighting | 8ft LFL: T8 F96 HO | 2037 | CAPITAL | NEW | office-large | USD/gigalumen_year | us | us | 77807783650.6499
commercial lighting | 8ft LFL: T8 F96 HO | 2037 | CAPITAL | NEW | office-small | USD/gigalumen_year | us | us | 77807783650.6499
commercial lighting | 8ft LFL: T8 F96 HO | 2037 | CAPITAL | NEW | other | USD/gigalumen_year | us | us | 77807783650.6499
commercial lighting | 8ft LFL: T8 F96 HO | 2037 | CAPITAL | NEW | warehouse | USD/gigalumen_year | us | us | 77807783650.6499
commercial lighting | 8ft LFL: T8 F96 HO | 2037 | CAPITAL | REPLACEMENT | assembly | USD/gigalumen_year | us | us | 77807783650.6499
commercial lighting | 8ft LFL: T8 F96 HO | 2037 | CAPITAL | REPLACEMENT | education | USD/gigalumen_year | us | us | 77807783650.6499
commercial lighting | 8ft LFL: T8 F96 HO | 2037 | CAPITAL | REPLACEMENT | food sales | USD/gigalumen_year | us | us | 77807783650.6499
commercial lighting | 8ft LFL: T8 F96 HO | 2037 | CAPITAL | REPLACEMENT | food service | USD/gigalumen_year | us | us | 77807783650.6499
commercial lighting | 8ft LFL: T8 F96 HO | 2037 | CAPITAL | REPLACEMENT | health | USD/gigalumen_year | us | us | 77807783650.6499
commercial lighting | 8ft LFL: T8 F96 HO | 2037 | CAPITAL | REPLACEMENT | lodging | USD/gigalumen_year | us | us | 77807783650.6499
commercial lighting | 8ft LFL: T8 F96 HO | 2037 | CAPITAL | REPLACEMENT | merc/service | USD/gigalumen_year | us | us | 77807783650.6499
commercial lighting | 8ft LFL: T8 F96 HO | 2037 | CAPITAL | REPLACEMENT | office-large | USD/gigalumen_year | us | us | 77807783650.6499
commercial lighting | 8ft LFL: T8 F96 HO | 2037 | CAPITAL | REPLACEMENT | office-small | USD/gigalumen_year | us | us | 77807783650.6499
commercial lighting | 8ft LFL: T8 F96 HO | 2037 | CAPITAL | REPLACEMENT | other | USD/gigalumen_year | us | us | 77807783650.6499
commercial lighting | 8ft LFL: T8 F96 HO | 2037 | CAPITAL | REPLACEMENT | warehouse | USD/gigalumen_year | us | us | 77807783650.6499
commercial lighting | 8ft LFL: T8 F96 HO | 2037 | FIXED_OM | NEW | assembly | USD/gigalumen_year | us | us | 6812056894.9066
commercial lighting | 8ft LFL: T8 F96 HO | 2037 | FIXED_OM | NEW | education | USD/gigalumen_year | us | us | 6812056894.9066
commercial lighting | 8ft LFL: T8 F96 HO | 2037 | FIXED_OM | NEW | food sales | USD/gigalumen_year | us | us | 6812056894.9066
commercial lighting | 8ft LFL: T8 F96 HO | 2037 | FIXED_OM | NEW | food service | USD/gigalumen_year | us | us | 6812056894.9066
commercial lighting | 8ft LFL: T8 F96 HO | 2037 | FIXED_OM | NEW | health | USD/gigalumen_year | us | us | 6812056894.9066
commercial lighting | 8ft LFL: T8 F96 HO | 2037 | FIXED_OM | NEW | lodging | USD/gigalumen_year | us | us | 6812056894.9066
commercial lighting | 8ft LFL: T8 F96 HO | 2037 | FIXED_OM | NEW | merc/service | USD/gigalumen_year | us | us | 6812056894.9066
commercial lighting | 8ft LFL: T8 F96 HO | 2037 | FIXED_OM | NEW | office-large | USD/gigalumen_year | us | us | 6812056894.9066
commercial lighting | 8ft LFL: T8 F96 HO | 2037 | FIXED_OM | NEW | office-small | USD/gigalumen_year | us | us | 6812056894.9066
commercial lighting | 8ft LFL: T8 F96 HO | 2037 | FIXED_OM | NEW | other | USD/gigalumen_year | us | us | 6812056894.9066
commercial lighting | 8ft LFL: T8 F96 HO | 2037 | FIXED_OM | NEW | warehouse | USD/gigalumen_year | us | us | 6812056894.9066
commercial lighting | 8ft LFL: T8 F96 HO | 2037 | FIXED_OM | REPLACEMENT | assembly | USD/gigalumen_year | us | us | 6812056894.9066
commercial lighting | 8ft LFL: T8 F96 HO | 2037 | FIXED_OM | REPLACEMENT | education | USD/gigalumen_year | us | us | 6812056894.9066
commercial lighting | 8ft LFL: T8 F96 HO | 2037 | FIXED_OM | REPLACEMENT | food sales | USD/gigalumen_year | us | us | 6812056894.9066
commercial lighting | 8ft LFL: T8 F96 HO | 2037 | FIXED_OM | REPLACEMENT | food service | USD/gigalumen_year | us | us | 6812056894.9066
commercial lighting | 8ft LFL: T8 F96 HO | 2037 | FIXED_OM | REPLACEMENT | health | USD/gigalumen_year | us | us | 6812056894.9066
commercial lighting | 8ft LFL: T8 F96 HO | 2037 | FIXED_OM | REPLACEMENT | lodging | USD/gigalumen_year | us | us | 6812056894.9066
commercial lighting | 8ft LFL: T8 F96 HO | 2037 | FIXED_OM | REPLACEMENT | merc/service | USD/gigalumen_year | us | us | 6812056894.9066
commercial lighting | 8ft LFL: T8 F96 HO | 2037 | FIXED_OM | REPLACEMENT | office-large | USD/gigalumen_year | us | us | 6812056894.9066
commercial lighting | 8ft LFL: T8 F96 HO | 2037 | FIXED_OM | REPLACEMENT | office-small | USD/gigalumen_year | us | us | 6812056894.9066
commercial lighting | 8ft LFL: T8 F96 HO | 2037 | FIXED_OM | REPLACEMENT | other | USD/gigalumen_year | us | us | 6812056894.9066
commercial lighting | 8ft LFL: T8 F96 HO | 2037 | FIXED_OM | REPLACEMENT | warehouse | USD/gigalumen_year | us | us | 6812056894.9066
commercial lighting | 8ft LFL: T8 F96 HO | 2038 | CAPITAL | NEW | assembly | USD/gigalumen_year | us | us | 77648052661.39
commercial lighting | 8ft LFL: T8 F96 HO | 2038 | CAPITAL | NEW | education | USD/gigalumen_year | us | us | 77648052661.39
commercial lighting | 8ft LFL: T8 F96 HO | 2038 | CAPITAL | NEW | food sales | USD/gigalumen_year | us | us | 77648052661.39
commercial lighting | 8ft LFL: T8 F96 HO | 2038 | CAPITAL | NEW | food service | USD/gigalumen_year | us | us | 77648052661.39
commercial lighting | 8ft LFL: T8 F96 HO | 2038 | CAPITAL | NEW | health | USD/gigalumen_year | us | us | 77648052661.39
commercial lighting | 8ft LFL: T8 F96 HO | 2038 | CAPITAL | NEW | lodging | USD/gigalumen_year | us | us | 77648052661.39
commercial lighting | 8ft LFL: T8 F96 HO | 2038 | CAPITAL | NEW | merc/service | USD/gigalumen_year | us | us | 77648052661.39
commercial lighting | 8ft LFL: T8 F96 HO | 2038 | CAPITAL | NEW | office-large | USD/gigalumen_year | us | us | 77648052661.39
commercial lighting | 8ft LFL: T8 F96 HO | 2038 | CAPITAL | NEW | office-small | USD/gigalumen_year | us | us | 77648052661.39
commercial lighting | 8ft LFL: T8 F96 HO | 2038 | CAPITAL | NEW | other | USD/gigalumen_year | us | us | 77648052661.39
commercial lighting | 8ft LFL: T8 F96 HO | 2038 | CAPITAL | NEW | warehouse | USD/gigalumen_year | us | us | 77648052661.39
commercial lighting | 8ft LFL: T8 F96 HO | 2038 | CAPITAL | REPLACEMENT | assembly | USD/gigalumen_year | us | us | 77648052661.39
commercial lighting | 8ft LFL: T8 F96 HO | 2038 | CAPITAL | REPLACEMENT | education | USD/gigalumen_year | us | us | 77648052661.39
commercial lighting | 8ft LFL: T8 F96 HO | 2038 | CAPITAL | REPLACEMENT | food sales | USD/gigalumen_year | us | us | 77648052661.39
commercial lighting | 8ft LFL: T8 F96 HO | 2038 | CAPITAL | REPLACEMENT | food service | USD/gigalumen_year | us | us | 77648052661.39
commercial lighting | 8ft LFL: T8 F96 HO | 2038 | CAPITAL | REPLACEMENT | health | USD/gigalumen_year | us | us | 77648052661.39
commercial lighting | 8ft LFL: T8 F96 HO | 2038 | CAPITAL | REPLACEMENT | lodging | USD/gigalumen_year | us | us | 77648052661.39
commercial lighting | 8ft LFL: T8 F96 HO | 2038 | CAPITAL | REPLACEMENT | merc/service | USD/gigalumen_year | us | us | 77648052661.39
commercial lighting | 8ft LFL: T8 F96 HO | 2038 | CAPITAL | REPLACEMENT | office-large | USD/gigalumen_year | us | us | 77648052661.39
commercial lighting | 8ft LFL: T8 F96 HO | 2038 | CAPITAL | REPLACEMENT | office-small | USD/gigalumen_year | us | us | 77648052661.39
commercial lighting | 8ft LFL: T8 F96 HO | 2038 | CAPITAL | REPLACEMENT | other | USD/gigalumen_year | us | us | 77648052661.39
commercial lighting | 8ft LFL: T8 F96 HO | 2038 | CAPITAL | REPLACEMENT | warehouse | USD/gigalumen_year | us | us | 77648052661.39
commercial lighting | 8ft LFL: T8 F96 HO | 2038 | FIXED_OM | NEW | assembly | USD/gigalumen_year | us | us | 6765077192.1831
commercial lighting | 8ft LFL: T8 F96 HO | 2038 | FIXED_OM | NEW | education | USD/gigalumen_year | us | us | 6765077192.1831
commercial lighting | 8ft LFL: T8 F96 HO | 2038 | FIXED_OM | NEW | food sales | USD/gigalumen_year | us | us | 6765077192.1831
commercial lighting | 8ft LFL: T8 F96 HO | 2038 | FIXED_OM | NEW | food service | USD/gigalumen_year | us | us | 6765077192.1831
commercial lighting | 8ft LFL: T8 F96 HO | 2038 | FIXED_OM | NEW | health | USD/gigalumen_year | us | us | 6765077192.1831
commercial lighting | 8ft LFL: T8 F96 HO | 2038 | FIXED_OM | NEW | lodging | USD/gigalumen_year | us | us | 6765077192.1831
commercial lighting | 8ft LFL: T8 F96 HO | 2038 | FIXED_OM | NEW | merc/service | USD/gigalumen_year | us | us | 6765077192.1831
commercial lighting | 8ft LFL: T8 F96 HO | 2038 | FIXED_OM | NEW | office-large | USD/gigalumen_year | us | us | 6765077192.1831
commercial lighting | 8ft LFL: T8 F96 HO | 2038 | FIXED_OM | NEW | office-small | USD/gigalumen_year | us | us | 6765077192.1831
commercial lighting | 8ft LFL: T8 F96 HO | 2038 | FIXED_OM | NEW | other | USD/gigalumen_year | us | us | 6765077192.1831
commercial lighting | 8ft LFL: T8 F96 HO | 2038 | FIXED_OM | NEW | warehouse | USD/gigalumen_year | us | us | 6765077192.1831
commercial lighting | 8ft LFL: T8 F96 HO | 2038 | FIXED_OM | REPLACEMENT | assembly | USD/gigalumen_year | us | us | 6765077192.1831
commercial lighting | 8ft LFL: T8 F96 HO | 2038 | FIXED_OM | REPLACEMENT | education | USD/gigalumen_year | us | us | 6765077192.1831
commercial lighting | 8ft LFL: T8 F96 HO | 2038 | FIXED_OM | REPLACEMENT | food sales | USD/gigalumen_year | us | us | 6765077192.1831
commercial lighting | 8ft LFL: T8 F96 HO | 2038 | FIXED_OM | REPLACEMENT | food service | USD/gigalumen_year | us | us | 6765077192.1831
commercial lighting | 8ft LFL: T8 F96 HO | 2038 | FIXED_OM | REPLACEMENT | health | USD/gigalumen_year | us | us | 6765077192.1831
commercial lighting | 8ft LFL: T8 F96 HO | 2038 | FIXED_OM | REPLACEMENT | lodging | USD/gigalumen_year | us | us | 6765077192.1831
commercial lighting | 8ft LFL: T8 F96 HO | 2038 | FIXED_OM | REPLACEMENT | merc/service | USD/gigalumen_year | us | us | 6765077192.1831
commercial lighting | 8ft LFL: T8 F96 HO | 2038 | FIXED_OM | REPLACEMENT | office-large | USD/gigalumen_year | us | us | 6765077192.1831
commercial lighting | 8ft LFL: T8 F96 HO | 2038 | FIXED_OM | REPLACEMENT | office-small | USD/gigalumen_year | us | us | 6765077192.1831
commercial lighting | 8ft LFL: T8 F96 HO | 2038 | FIXED_OM | REPLACEMENT | other | USD/gigalumen_year | us | us | 6765077192.1831
commercial lighting | 8ft LFL: T8 F96 HO | 2038 | FIXED_OM | REPLACEMENT | warehouse | USD/gigalumen_year | us | us | 6765077192.1831
commercial lighting | 8ft LFL: T8 F96 HO | 2039 | CAPITAL | NEW | assembly | USD/gigalumen_year | us | us | 77488321672.1301
commercial lighting | 8ft LFL: T8 F96 HO | 2039 | CAPITAL | NEW | education | USD/gigalumen_year | us | us | 77488321672.1301
commercial lighting | 8ft LFL: T8 F96 HO | 2039 | CAPITAL | NEW | food sales | USD/gigalumen_year | us | us | 77488321672.1301
commercial lighting | 8ft LFL: T8 F96 HO | 2039 | CAPITAL | NEW | food service | USD/gigalumen_year | us | us | 77488321672.1301
commercial lighting | 8ft LFL: T8 F96 HO | 2039 | CAPITAL | NEW | health | USD/gigalumen_year | us | us | 77488321672.1301
commercial lighting | 8ft LFL: T8 F96 HO | 2039 | CAPITAL | NEW | lodging | USD/gigalumen_year | us | us | 77488321672.1301
commercial lighting | 8ft LFL: T8 F96 HO | 2039 | CAPITAL | NEW | merc/service | USD/gigalumen_year | us | us | 77488321672.1301
commercial lighting | 8ft LFL: T8 F96 HO | 2039 | CAPITAL | NEW | office-large | USD/gigalumen_year | us | us | 77488321672.1301
commercial lighting | 8ft LFL: T8 F96 HO | 2039 | CAPITAL | NEW | office-small | USD/gigalumen_year | us | us | 77488321672.1301
commercial lighting | 8ft LFL: T8 F96 HO | 2039 | CAPITAL | NEW | other | USD/gigalumen_year | us | us | 77488321672.1301
commercial lighting | 8ft LFL: T8 F96 HO | 2039 | CAPITAL | NEW | warehouse | USD/gigalumen_year | us | us | 77488321672.1301
commercial lighting | 8ft LFL: T8 F96 HO | 2039 | CAPITAL | REPLACEMENT | assembly | USD/gigalumen_year | us | us | 77488321672.1301
commercial lighting | 8ft LFL: T8 F96 HO | 2039 | CAPITAL | REPLACEMENT | education | USD/gigalumen_year | us | us | 77488321672.1301
commercial lighting | 8ft LFL: T8 F96 HO | 2039 | CAPITAL | REPLACEMENT | food sales | USD/gigalumen_year | us | us | 77488321672.1301
commercial lighting | 8ft LFL: T8 F96 HO | 2039 | CAPITAL | REPLACEMENT | food service | USD/gigalumen_year | us | us | 77488321672.1301
commercial lighting | 8ft LFL: T8 F96 HO | 2039 | CAPITAL | REPLACEMENT | health | USD/gigalumen_year | us | us | 77488321672.1301
commercial lighting | 8ft LFL: T8 F96 HO | 2039 | CAPITAL | REPLACEMENT | lodging | USD/gigalumen_year | us | us | 77488321672.1301
commercial lighting | 8ft LFL: T8 F96 HO | 2039 | CAPITAL | REPLACEMENT | merc/service | USD/gigalumen_year | us | us | 77488321672.1301
commercial lighting | 8ft LFL: T8 F96 HO | 2039 | CAPITAL | REPLACEMENT | office-large | USD/gigalumen_year | us | us | 77488321672.1301
commercial lighting | 8ft LFL: T8 F96 HO | 2039 | CAPITAL | REPLACEMENT | office-small | USD/gigalumen_year | us | us | 77488321672.1301
commercial lighting | 8ft LFL: T8 F96 HO | 2039 | CAPITAL | REPLACEMENT | other | USD/gigalumen_year | us | us | 77488321672.1301
commercial lighting | 8ft LFL: T8 F96 HO | 2039 | CAPITAL | REPLACEMENT | warehouse | USD/gigalumen_year | us | us | 77488321672.1301
commercial lighting | 8ft LFL: T8 F96 HO | 2039 | FIXED_OM | NEW | assembly | USD/gigalumen_year | us | us | 6718097489.4596
commercial lighting | 8ft LFL: T8 F96 HO | 2039 | FIXED_OM | NEW | education | USD/gigalumen_year | us | us | 6718097489.4596
commercial lighting | 8ft LFL: T8 F96 HO | 2039 | FIXED_OM | NEW | food sales | USD/gigalumen_year | us | us | 6718097489.4596
commercial lighting | 8ft LFL: T8 F96 HO | 2039 | FIXED_OM | NEW | food service | USD/gigalumen_year | us | us | 6718097489.4596
commercial lighting | 8ft LFL: T8 F96 HO | 2039 | FIXED_OM | NEW | health | USD/gigalumen_year | us | us | 6718097489.4596
commercial lighting | 8ft LFL: T8 F96 HO | 2039 | FIXED_OM | NEW | lodging | USD/gigalumen_year | us | us | 6718097489.4596
commercial lighting | 8ft LFL: T8 F96 HO | 2039 | FIXED_OM | NEW | merc/service | USD/gigalumen_year | us | us | 6718097489.4596
commercial lighting | 8ft LFL: T8 F96 HO | 2039 | FIXED_OM | NEW | office-large | USD/gigalumen_year | us | us | 6718097489.4596
commercial lighting | 8ft LFL: T8 F96 HO | 2039 | FIXED_OM | NEW | office-small | USD/gigalumen_year | us | us | 6718097489.4596
commercial lighting | 8ft LFL: T8 F96 HO | 2039 | FIXED_OM | NEW | other | USD/gigalumen_year | us | us | 6718097489.4596
commercial lighting | 8ft LFL: T8 F96 HO | 2039 | FIXED_OM | NEW | warehouse | USD/gigalumen_year | us | us | 6718097489.4596
commercial lighting | 8ft LFL: T8 F96 HO | 2039 | FIXED_OM | REPLACEMENT | assembly | USD/gigalumen_year | us | us | 6718097489.4596
commercial lighting | 8ft LFL: T8 F96 HO | 2039 | FIXED_OM | REPLACEMENT | education | USD/gigalumen_year | us | us | 6718097489.4596
commercial lighting | 8ft LFL: T8 F96 HO | 2039 | FIXED_OM | REPLACEMENT | food sales | USD/gigalumen_year | us | us | 6718097489.4596
commercial lighting | 8ft LFL: T8 F96 HO | 2039 | FIXED_OM | REPLACEMENT | food service | USD/gigalumen_year | us | us | 6718097489.4596
commercial lighting | 8ft LFL: T8 F96 HO | 2039 | FIXED_OM | REPLACEMENT | health | USD/gigalumen_year | us | us | 6718097489.4596
commercial lighting | 8ft LFL: T8 F96 HO | 2039 | FIXED_OM | REPLACEMENT | lodging | USD/gigalumen_year | us | us | 6718097489.4596
commercial lighting | 8ft LFL: T8 F96 HO | 2039 | FIXED_OM | REPLACEMENT | merc/service | USD/gigalumen_year | us | us | 6718097489.4596
commercial lighting | 8ft LFL: T8 F96 HO | 2039 | FIXED_OM | REPLACEMENT | office-large | USD/gigalumen_year | us | us | 6718097489.4596
commercial lighting | 8ft LFL: T8 F96 HO | 2039 | FIXED_OM | REPLACEMENT | office-small | USD/gigalumen_year | us | us | 6718097489.4596
commercial lighting | 8ft LFL: T8 F96 HO | 2039 | FIXED_OM | REPLACEMENT | other | USD/gigalumen_year | us | us | 6718097489.4596
commercial lighting | 8ft LFL: T8 F96 HO | 2039 | FIXED_OM | REPLACEMENT | warehouse | USD/gigalumen_year | us | us | 6718097489.4596
commercial lighting | 8ft LFL: T8 F96 HO | 2040 | CAPITAL | NEW | assembly | USD/gigalumen_year | us | us | 77328590682.8702
commercial lighting | 8ft LFL: T8 F96 HO | 2040 | CAPITAL | NEW | education | USD/gigalumen_year | us | us | 77328590682.8702
commercial lighting | 8ft LFL: T8 F96 HO | 2040 | CAPITAL | NEW | food sales | USD/gigalumen_year | us | us | 77328590682.8702
commercial lighting | 8ft LFL: T8 F96 HO | 2040 | CAPITAL | NEW | food service | USD/gigalumen_year | us | us | 77328590682.8702
commercial lighting | 8ft LFL: T8 F96 HO | 2040 | CAPITAL | NEW | health | USD/gigalumen_year | us | us | 77328590682.8702
commercial lighting | 8ft LFL: T8 F96 HO | 2040 | CAPITAL | NEW | lodging | USD/gigalumen_year | us | us | 77328590682.8702
commercial lighting | 8ft LFL: T8 F96 HO | 2040 | CAPITAL | NEW | merc/service | USD/gigalumen_year | us | us | 77328590682.8702
commercial lighting | 8ft LFL: T8 F96 HO | 2040 | CAPITAL | NEW | office-large | USD/gigalumen_year | us | us | 77328590682.8702
commercial lighting | 8ft LFL: T8 F96 HO | 2040 | CAPITAL | NEW | office-small | USD/gigalumen_year | us | us | 77328590682.8702
commercial lighting | 8ft LFL: T8 F96 HO | 2040 | CAPITAL | NEW | other | USD/gigalumen_year | us | us | 77328590682.8702
commercial lighting | 8ft LFL: T8 F96 HO | 2040 | CAPITAL | NEW | warehouse | USD/gigalumen_year | us | us | 77328590682.8702
commercial lighting | 8ft LFL: T8 F96 HO | 2040 | CAPITAL | REPLACEMENT | assembly | USD/gigalumen_year | us | us | 77328590682.8702
commercial lighting | 8ft LFL: T8 F96 HO | 2040 | CAPITAL | REPLACEMENT | education | USD/gigalumen_year | us | us | 77328590682.8702
commercial lighting | 8ft LFL: T8 F96 HO | 2040 | CAPITAL | REPLACEMENT | food sales | USD/gigalumen_year | us | us | 77328590682.8702
commercial lighting | 8ft LFL: T8 F96 HO | 2040 | CAPITAL | REPLACEMENT | food service | USD/gigalumen_year | us | us | 77328590682.8702
commercial lighting | 8ft LFL: T8 F96 HO | 2040 | CAPITAL | REPLACEMENT | health | USD/gigalumen_year | us | us | 77328590682.8702
commercial lighting | 8ft LFL: T8 F96 HO | 2040 | CAPITAL | REPLACEMENT | lodging | USD/gigalumen_year | us | us | 77328590682.8702
commercial lighting | 8ft LFL: T8 F96 HO | 2040 | CAPITAL | REPLACEMENT | merc/service | USD/gigalumen_year | us | us | 77328590682.8702
commercial lighting | 8ft LFL: T8 F96 HO | 2040 | CAPITAL | REPLACEMENT | office-large | USD/gigalumen_year | us | us | 77328590682.8702
commercial lighting | 8ft LFL: T8 F96 HO | 2040 | CAPITAL | REPLACEMENT | office-small | USD/gigalumen_year | us | us | 77328590682.8702
commercial lighting | 8ft LFL: T8 F96 HO | 2040 | CAPITAL | REPLACEMENT | other | USD/gigalumen_year | us | us | 77328590682.8702
commercial lighting | 8ft LFL: T8 F96 HO | 2040 | CAPITAL | REPLACEMENT | warehouse | USD/gigalumen_year | us | us | 77328590682.8702
commercial lighting | 8ft LFL: T8 F96 HO | 2040 | FIXED_OM | NEW | assembly | USD/gigalumen_year | us | us | 6671117786.7361
commercial lighting | 8ft LFL: T8 F96 HO | 2040 | FIXED_OM | NEW | education | USD/gigalumen_year | us | us | 6671117786.7361
commercial lighting | 8ft LFL: T8 F96 HO | 2040 | FIXED_OM | NEW | food sales | USD/gigalumen_year | us | us | 6671117786.7361
commercial lighting | 8ft LFL: T8 F96 HO | 2040 | FIXED_OM | NEW | food service | USD/gigalumen_year | us | us | 6671117786.7361
commercial lighting | 8ft LFL: T8 F96 HO | 2040 | FIXED_OM | NEW | health | USD/gigalumen_year | us | us | 6671117786.7361
commercial lighting | 8ft LFL: T8 F96 HO | 2040 | FIXED_OM | NEW | lodging | USD/gigalumen_year | us | us | 6671117786.7361
commercial lighting | 8ft LFL: T8 F96 HO | 2040 | FIXED_OM | NEW | merc/service | USD/gigalumen_year | us | us | 6671117786.7361
commercial lighting | 8ft LFL: T8 F96 HO | 2040 | FIXED_OM | NEW | office-large | USD/gigalumen_year | us | us | 6671117786.7361
commercial lighting | 8ft LFL: T8 F96 HO | 2040 | FIXED_OM | NEW | office-small | USD/gigalumen_year | us | us | 6671117786.7361
commercial lighting | 8ft LFL: T8 F96 HO | 2040 | FIXED_OM | NEW | other | USD/gigalumen_year | us | us | 6671117786.7361
commercial lighting | 8ft LFL: T8 F96 HO | 2040 | FIXED_OM | NEW | warehouse | USD/gigalumen_year | us | us | 6671117786.7361
commercial lighting | 8ft LFL: T8 F96 HO | 2040 | FIXED_OM | REPLACEMENT | assembly | USD/gigalumen_year | us | us | 6671117786.7361
commercial lighting | 8ft LFL: T8 F96 HO | 2040 | FIXED_OM | REPLACEMENT | education | USD/gigalumen_year | us | us | 6671117786.7361
commercial lighting | 8ft LFL: T8 F96 HO | 2040 | FIXED_OM | REPLACEMENT | food sales | USD/gigalumen_year | us | us | 6671117786.7361
commercial lighting | 8ft LFL: T8 F96 HO | 2040 | FIXED_OM | REPLACEMENT | food service | USD/gigalumen_year | us | us | 6671117786.7361
commercial lighting | 8ft LFL: T8 F96 HO | 2040 | FIXED_OM | REPLACEMENT | health | USD/gigalumen_year | us | us | 6671117786.7361
commercial lighting | 8ft LFL: T8 F96 HO | 2040 | FIXED_OM | REPLACEMENT | lodging | USD/gigalumen_year | us | us | 6671117786.7361
commercial lighting | 8ft LFL: T8 F96 HO | 2040 | FIXED_OM | REPLACEMENT | merc/service | USD/gigalumen_year | us | us | 6671117786.7361
commercial lighting | 8ft LFL: T8 F96 HO | 2040 | FIXED_OM | REPLACEMENT | office-large | USD/gigalumen_year | us | us | 6671117786.7361
commercial lighting | 8ft LFL: T8 F96 HO | 2040 | FIXED_OM | REPLACEMENT | office-small | USD/gigalumen_year | us | us | 6671117786.7361
commercial lighting | 8ft LFL: T8 F96 HO | 2040 | FIXED_OM | REPLACEMENT | other | USD/gigalumen_year | us | us | 6671117786.7361
commercial lighting | 8ft LFL: T8 F96 HO | 2040 | FIXED_OM | REPLACEMENT | warehouse | USD/gigalumen_year | us | us | 6671117786.7361
commercial lighting | 8ft LFL: T8 F96 HO | 2041 | CAPITAL | NEW | assembly | USD/gigalumen_year | us | us | 77328590682.8702
commercial lighting | 8ft LFL: T8 F96 HO | 2041 | CAPITAL | NEW | education | USD/gigalumen_year | us | us | 77328590682.8702
commercial lighting | 8ft LFL: T8 F96 HO | 2041 | CAPITAL | NEW | food sales | USD/gigalumen_year | us | us | 77328590682.8702
commercial lighting | 8ft LFL: T8 F96 HO | 2041 | CAPITAL | NEW | food service | USD/gigalumen_year | us | us | 77328590682.8702
commercial lighting | 8ft LFL: T8 F96 HO | 2041 | CAPITAL | NEW | health | USD/gigalumen_year | us | us | 77328590682.8702
commercial lighting | 8ft LFL: T8 F96 HO | 2041 | CAPITAL | NEW | lodging | USD/gigalumen_year | us | us | 77328590682.8702
commercial lighting | 8ft LFL: T8 F96 HO | 2041 | CAPITAL | NEW | merc/service | USD/gigalumen_year | us | us | 77328590682.8702
commercial lighting | 8ft LFL: T8 F96 HO | 2041 | CAPITAL | NEW | office-large | USD/gigalumen_year | us | us | 77328590682.8702
commercial lighting | 8ft LFL: T8 F96 HO | 2041 | CAPITAL | NEW | office-small | USD/gigalumen_year | us | us | 77328590682.8702
commercial lighting | 8ft LFL: T8 F96 HO | 2041 | CAPITAL | NEW | other | USD/gigalumen_year | us | us | 77328590682.8702
commercial lighting | 8ft LFL: T8 F96 HO | 2041 | CAPITAL | NEW | warehouse | USD/gigalumen_year | us | us | 77328590682.8702
commercial lighting | 8ft LFL: T8 F96 HO | 2041 | CAPITAL | REPLACEMENT | assembly | USD/gigalumen_year | us | us | 77328590682.8702
commercial lighting | 8ft LFL: T8 F96 HO | 2041 | CAPITAL | REPLACEMENT | education | USD/gigalumen_year | us | us | 77328590682.8702
commercial lighting | 8ft LFL: T8 F96 HO | 2041 | CAPITAL | REPLACEMENT | food sales | USD/gigalumen_year | us | us | 77328590682.8702
commercial lighting | 8ft LFL: T8 F96 HO | 2041 | CAPITAL | REPLACEMENT | food service | USD/gigalumen_year | us | us | 77328590682.8702
commercial lighting | 8ft LFL: T8 F96 HO | 2041 | CAPITAL | REPLACEMENT | health | USD/gigalumen_year | us | us | 77328590682.8702
commercial lighting | 8ft LFL: T8 F96 HO | 2041 | CAPITAL | REPLACEMENT | lodging | USD/gigalumen_year | us | us | 77328590682.8702
commercial lighting | 8ft LFL: T8 F96 HO | 2041 | CAPITAL | REPLACEMENT | merc/service | USD/gigalumen_year | us | us | 77328590682.8702
commercial lighting | 8ft LFL: T8 F96 HO | 2041 | CAPITAL | REPLACEMENT | office-large | USD/gigalumen_year | us | us | 77328590682.8702
commercial lighting | 8ft LFL: T8 F96 HO | 2041 | CAPITAL | REPLACEMENT | office-small | USD/gigalumen_year | us | us | 77328590682.8702
commercial lighting | 8ft LFL: T8 F96 HO | 2041 | CAPITAL | REPLACEMENT | other | USD/gigalumen_year | us | us | 77328590682.8702
commercial lighting | 8ft LFL: T8 F96 HO | 2041 | CAPITAL | REPLACEMENT | warehouse | USD/gigalumen_year | us | us | 77328590682.8702
commercial lighting | 8ft LFL: T8 F96 HO | 2041 | FIXED_OM | NEW | assembly | USD/gigalumen_year | us | us | 6671117786.7361
commercial lighting | 8ft LFL: T8 F96 HO | 2041 | FIXED_OM | NEW | education | USD/gigalumen_year | us | us | 6671117786.7361
commercial lighting | 8ft LFL: T8 F96 HO | 2041 | FIXED_OM | NEW | food sales | USD/gigalumen_year | us | us | 6671117786.7361
commercial lighting | 8ft LFL: T8 F96 HO | 2041 | FIXED_OM | NEW | food service | USD/gigalumen_year | us | us | 6671117786.7361
commercial lighting | 8ft LFL: T8 F96 HO | 2041 | FIXED_OM | NEW | health | USD/gigalumen_year | us | us | 6671117786.7361
commercial lighting | 8ft LFL: T8 F96 HO | 2041 | FIXED_OM | NEW | lodging | USD/gigalumen_year | us | us | 6671117786.7361
commercial lighting | 8ft LFL: T8 F96 HO | 2041 | FIXED_OM | NEW | merc/service | USD/gigalumen_year | us | us | 6671117786.7361
commercial lighting | 8ft LFL: T8 F96 HO | 2041 | FIXED_OM | NEW | office-large | USD/gigalumen_year | us | us | 6671117786.7361
commercial lighting | 8ft LFL: T8 F96 HO | 2041 | FIXED_OM | NEW | office-small | USD/gigalumen_year | us | us | 6671117786.7361
commercial lighting | 8ft LFL: T8 F96 HO | 2041 | FIXED_OM | NEW | other | USD/gigalumen_year | us | us | 6671117786.7361
commercial lighting | 8ft LFL: T8 F96 HO | 2041 | FIXED_OM | NEW | warehouse | USD/gigalumen_year | us | us | 6671117786.7361
commercial lighting | 8ft LFL: T8 F96 HO | 2041 | FIXED_OM | REPLACEMENT | assembly | USD/gigalumen_year | us | us | 6671117786.7361
commercial lighting | 8ft LFL: T8 F96 HO | 2041 | FIXED_OM | REPLACEMENT | education | USD/gigalumen_year | us | us | 6671117786.7361
commercial lighting | 8ft LFL: T8 F96 HO | 2041 | FIXED_OM | REPLACEMENT | food sales | USD/gigalumen_year | us | us | 6671117786.7361
commercial lighting | 8ft LFL: T8 F96 HO | 2041 | FIXED_OM | REPLACEMENT | food service | USD/gigalumen_year | us | us | 6671117786.7361
commercial lighting | 8ft LFL: T8 F96 HO | 2041 | FIXED_OM | REPLACEMENT | health | USD/gigalumen_year | us | us | 6671117786.7361
commercial lighting | 8ft LFL: T8 F96 HO | 2041 | FIXED_OM | REPLACEMENT | lodging | USD/gigalumen_year | us | us | 6671117786.7361
commercial lighting | 8ft LFL: T8 F96 HO | 2041 | FIXED_OM | REPLACEMENT | merc/service | USD/gigalumen_year | us | us | 6671117786.7361
commercial lighting | 8ft LFL: T8 F96 HO | 2041 | FIXED_OM | REPLACEMENT | office-large | USD/gigalumen_year | us | us | 6671117786.7361
commercial lighting | 8ft LFL: T8 F96 HO | 2041 | FIXED_OM | REPLACEMENT | office-small | USD/gigalumen_year | us | us | 6671117786.7361
commercial lighting | 8ft LFL: T8 F96 HO | 2041 | FIXED_OM | REPLACEMENT | other | USD/gigalumen_year | us | us | 6671117786.7361
commercial lighting | 8ft LFL: T8 F96 HO | 2041 | FIXED_OM | REPLACEMENT | warehouse | USD/gigalumen_year | us | us | 6671117786.7361
commercial lighting | 8ft LFL: T8 F96 HO | 2042 | CAPITAL | NEW | assembly | USD/gigalumen_year | us | us | 77328590682.8702
commercial lighting | 8ft LFL: T8 F96 HO | 2042 | CAPITAL | NEW | education | USD/gigalumen_year | us | us | 77328590682.8702
commercial lighting | 8ft LFL: T8 F96 HO | 2042 | CAPITAL | NEW | food sales | USD/gigalumen_year | us | us | 77328590682.8702
commercial lighting | 8ft LFL: T8 F96 HO | 2042 | CAPITAL | NEW | food service | USD/gigalumen_year | us | us | 77328590682.8702
commercial lighting | 8ft LFL: T8 F96 HO | 2042 | CAPITAL | NEW | health | USD/gigalumen_year | us | us | 77328590682.8702
commercial lighting | 8ft LFL: T8 F96 HO | 2042 | CAPITAL | NEW | lodging | USD/gigalumen_year | us | us | 77328590682.8702
commercial lighting | 8ft LFL: T8 F96 HO | 2042 | CAPITAL | NEW | merc/service | USD/gigalumen_year | us | us | 77328590682.8702
commercial lighting | 8ft LFL: T8 F96 HO | 2042 | CAPITAL | NEW | office-large | USD/gigalumen_year | us | us | 77328590682.8702
commercial lighting | 8ft LFL: T8 F96 HO | 2042 | CAPITAL | NEW | office-small | USD/gigalumen_year | us | us | 77328590682.8702
commercial lighting | 8ft LFL: T8 F96 HO | 2042 | CAPITAL | NEW | other | USD/gigalumen_year | us | us | 77328590682.8702
commercial lighting | 8ft LFL: T8 F96 HO | 2042 | CAPITAL | NEW | warehouse | USD/gigalumen_year | us | us | 77328590682.8702
commercial lighting | 8ft LFL: T8 F96 HO | 2042 | CAPITAL | REPLACEMENT | assembly | USD/gigalumen_year | us | us | 77328590682.8702
commercial lighting | 8ft LFL: T8 F96 HO | 2042 | CAPITAL | REPLACEMENT | education | USD/gigalumen_year | us | us | 77328590682.8702
commercial lighting | 8ft LFL: T8 F96 HO | 2042 | CAPITAL | REPLACEMENT | food sales | USD/gigalumen_year | us | us | 77328590682.8702
commercial lighting | 8ft LFL: T8 F96 HO | 2042 | CAPITAL | REPLACEMENT | food service | USD/gigalumen_year | us | us | 77328590682.8702
commercial lighting | 8ft LFL: T8 F96 HO | 2042 | CAPITAL | REPLACEMENT | health | USD/gigalumen_year | us | us | 77328590682.8702
commercial lighting | 8ft LFL: T8 F96 HO | 2042 | CAPITAL | REPLACEMENT | lodging | USD/gigalumen_year | us | us | 77328590682.8702
commercial lighting | 8ft LFL: T8 F96 HO | 2042 | CAPITAL | REPLACEMENT | merc/service | USD/gigalumen_year | us | us | 77328590682.8702
commercial lighting | 8ft LFL: T8 F96 HO | 2042 | CAPITAL | REPLACEMENT | office-large | USD/gigalumen_year | us | us | 77328590682.8702
commercial lighting | 8ft LFL: T8 F96 HO | 2042 | CAPITAL | REPLACEMENT | office-small | USD/gigalumen_year | us | us | 77328590682.8702
commercial lighting | 8ft LFL: T8 F96 HO | 2042 | CAPITAL | REPLACEMENT | other | USD/gigalumen_year | us | us | 77328590682.8702
commercial lighting | 8ft LFL: T8 F96 HO | 2042 | CAPITAL | REPLACEMENT | warehouse | USD/gigalumen_year | us | us | 77328590682.8702
commercial lighting | 8ft LFL: T8 F96 HO | 2042 | FIXED_OM | NEW | assembly | USD/gigalumen_year | us | us | 6671117786.7361
commercial lighting | 8ft LFL: T8 F96 HO | 2042 | FIXED_OM | NEW | education | USD/gigalumen_year | us | us | 6671117786.7361
commercial lighting | 8ft LFL: T8 F96 HO | 2042 | FIXED_OM | NEW | food sales | USD/gigalumen_year | us | us | 6671117786.7361
commercial lighting | 8ft LFL: T8 F96 HO | 2042 | FIXED_OM | NEW | food service | USD/gigalumen_year | us | us | 6671117786.7361
commercial lighting | 8ft LFL: T8 F96 HO | 2042 | FIXED_OM | NEW | health | USD/gigalumen_year | us | us | 6671117786.7361
commercial lighting | 8ft LFL: T8 F96 HO | 2042 | FIXED_OM | NEW | lodging | USD/gigalumen_year | us | us | 6671117786.7361
commercial lighting | 8ft LFL: T8 F96 HO | 2042 | FIXED_OM | NEW | merc/service | USD/gigalumen_year | us | us | 6671117786.7361
commercial lighting | 8ft LFL: T8 F96 HO | 2042 | FIXED_OM | NEW | office-large | USD/gigalumen_year | us | us | 6671117786.7361
commercial lighting | 8ft LFL: T8 F96 HO | 2042 | FIXED_OM | NEW | office-small | USD/gigalumen_year | us | us | 6671117786.7361
commercial lighting | 8ft LFL: T8 F96 HO | 2042 | FIXED_OM | NEW | other | USD/gigalumen_year | us | us | 6671117786.7361
commercial lighting | 8ft LFL: T8 F96 HO | 2042 | FIXED_OM | NEW | warehouse | USD/gigalumen_year | us | us | 6671117786.7361
commercial lighting | 8ft LFL: T8 F96 HO | 2042 | FIXED_OM | REPLACEMENT | assembly | USD/gigalumen_year | us | us | 6671117786.7361
commercial lighting | 8ft LFL: T8 F96 HO | 2042 | FIXED_OM | REPLACEMENT | education | USD/gigalumen_year | us | us | 6671117786.7361
commercial lighting | 8ft LFL: T8 F96 HO | 2042 | FIXED_OM | REPLACEMENT | food sales | USD/gigalumen_year | us | us | 6671117786.7361
commercial lighting | 8ft LFL: T8 F96 HO | 2042 | FIXED_OM | REPLACEMENT | food service | USD/gigalumen_year | us | us | 6671117786.7361
commercial lighting | 8ft LFL: T8 F96 HO | 2042 | FIXED_OM | REPLACEMENT | health | USD/gigalumen_year | us | us | 6671117786.7361
commercial lighting | 8ft LFL: T8 F96 HO | 2042 | FIXED_OM | REPLACEMENT | lodging | USD/gigalumen_year | us | us | 6671117786.7361
commercial lighting | 8ft LFL: T8 F96 HO | 2042 | FIXED_OM | REPLACEMENT | merc/service | USD/gigalumen_year | us | us | 6671117786.7361
commercial lighting | 8ft LFL: T8 F96 HO | 2042 | FIXED_OM | REPLACEMENT | office-large | USD/gigalumen_year | us | us | 6671117786.7361
commercial lighting | 8ft LFL: T8 F96 HO | 2042 | FIXED_OM | REPLACEMENT | office-small | USD/gigalumen_year | us | us | 6671117786.7361
commercial lighting | 8ft LFL: T8 F96 HO | 2042 | FIXED_OM | REPLACEMENT | other | USD/gigalumen_year | us | us | 6671117786.7361
commercial lighting | 8ft LFL: T8 F96 HO | 2042 | FIXED_OM | REPLACEMENT | warehouse | USD/gigalumen_year | us | us | 6671117786.7361
commercial lighting | 8ft LFL: T8 F96 HO | 2043 | CAPITAL | NEW | assembly | USD/gigalumen_year | us | us | 77328590682.8702
commercial lighting | 8ft LFL: T8 F96 HO | 2043 | CAPITAL | NEW | education | USD/gigalumen_year | us | us | 77328590682.8702
commercial lighting | 8ft LFL: T8 F96 HO | 2043 | CAPITAL | NEW | food sales | USD/gigalumen_year | us | us | 77328590682.8702
commercial lighting | 8ft LFL: T8 F96 HO | 2043 | CAPITAL | NEW | food service | USD/gigalumen_year | us | us | 77328590682.8702
commercial lighting | 8ft LFL: T8 F96 HO | 2043 | CAPITAL | NEW | health | USD/gigalumen_year | us | us | 77328590682.8702
commercial lighting | 8ft LFL: T8 F96 HO | 2043 | CAPITAL | NEW | lodging | USD/gigalumen_year | us | us | 77328590682.8702
commercial lighting | 8ft LFL: T8 F96 HO | 2043 | CAPITAL | NEW | merc/service | USD/gigalumen_year | us | us | 77328590682.8702
commercial lighting | 8ft LFL: T8 F96 HO | 2043 | CAPITAL | NEW | office-large | USD/gigalumen_year | us | us | 77328590682.8702
commercial lighting | 8ft LFL: T8 F96 HO | 2043 | CAPITAL | NEW | office-small | USD/gigalumen_year | us | us | 77328590682.8702
commercial lighting | 8ft LFL: T8 F96 HO | 2043 | CAPITAL | NEW | other | USD/gigalumen_year | us | us | 77328590682.8702
commercial lighting | 8ft LFL: T8 F96 HO | 2043 | CAPITAL | NEW | warehouse | USD/gigalumen_year | us | us | 77328590682.8702
commercial lighting | 8ft LFL: T8 F96 HO | 2043 | CAPITAL | REPLACEMENT | assembly | USD/gigalumen_year | us | us | 77328590682.8702
commercial lighting | 8ft LFL: T8 F96 HO | 2043 | CAPITAL | REPLACEMENT | education | USD/gigalumen_year | us | us | 77328590682.8702
commercial lighting | 8ft LFL: T8 F96 HO | 2043 | CAPITAL | REPLACEMENT | food sales | USD/gigalumen_year | us | us | 77328590682.8702
commercial lighting | 8ft LFL: T8 F96 HO | 2043 | CAPITAL | REPLACEMENT | food service | USD/gigalumen_year | us | us | 77328590682.8702
commercial lighting | 8ft LFL: T8 F96 HO | 2043 | CAPITAL | REPLACEMENT | health | USD/gigalumen_year | us | us | 77328590682.8702
commercial lighting | 8ft LFL: T8 F96 HO | 2043 | CAPITAL | REPLACEMENT | lodging | USD/gigalumen_year | us | us | 77328590682.8702
commercial lighting | 8ft LFL: T8 F96 HO | 2043 | CAPITAL | REPLACEMENT | merc/service | USD/gigalumen_year | us | us | 77328590682.8702
commercial lighting | 8ft LFL: T8 F96 HO | 2043 | CAPITAL | REPLACEMENT | office-large | USD/gigalumen_year | us | us | 77328590682.8702
commercial lighting | 8ft LFL: T8 F96 HO | 2043 | CAPITAL | REPLACEMENT | office-small | USD/gigalumen_year | us | us | 77328590682.8702
commercial lighting | 8ft LFL: T8 F96 HO | 2043 | CAPITAL | REPLACEMENT | other | USD/gigalumen_year | us | us | 77328590682.8702
commercial lighting | 8ft LFL: T8 F96 HO | 2043 | CAPITAL | REPLACEMENT | warehouse | USD/gigalumen_year | us | us | 77328590682.8702
commercial lighting | 8ft LFL: T8 F96 HO | 2043 | FIXED_OM | NEW | assembly | USD/gigalumen_year | us | us | 6671117786.7361
commercial lighting | 8ft LFL: T8 F96 HO | 2043 | FIXED_OM | NEW | education | USD/gigalumen_year | us | us | 6671117786.7361
commercial lighting | 8ft LFL: T8 F96 HO | 2043 | FIXED_OM | NEW | food sales | USD/gigalumen_year | us | us | 6671117786.7361
commercial lighting | 8ft LFL: T8 F96 HO | 2043 | FIXED_OM | NEW | food service | USD/gigalumen_year | us | us | 6671117786.7361
commercial lighting | 8ft LFL: T8 F96 HO | 2043 | FIXED_OM | NEW | health | USD/gigalumen_year | us | us | 6671117786.7361
commercial lighting | 8ft LFL: T8 F96 HO | 2043 | FIXED_OM | NEW | lodging | USD/gigalumen_year | us | us | 6671117786.7361
commercial lighting | 8ft LFL: T8 F96 HO | 2043 | FIXED_OM | NEW | merc/service | USD/gigalumen_year | us | us | 6671117786.7361
commercial lighting | 8ft LFL: T8 F96 HO | 2043 | FIXED_OM | NEW | office-large | USD/gigalumen_year | us | us | 6671117786.7361
commercial lighting | 8ft LFL: T8 F96 HO | 2043 | FIXED_OM | NEW | office-small | USD/gigalumen_year | us | us | 6671117786.7361
commercial lighting | 8ft LFL: T8 F96 HO | 2043 | FIXED_OM | NEW | other | USD/gigalumen_year | us | us | 6671117786.7361
commercial lighting | 8ft LFL: T8 F96 HO | 2043 | FIXED_OM | NEW | warehouse | USD/gigalumen_year | us | us | 6671117786.7361
commercial lighting | 8ft LFL: T8 F96 HO | 2043 | FIXED_OM | REPLACEMENT | assembly | USD/gigalumen_year | us | us | 6671117786.7361
commercial lighting | 8ft LFL: T8 F96 HO | 2043 | FIXED_OM | REPLACEMENT | education | USD/gigalumen_year | us | us | 6671117786.7361
commercial lighting | 8ft LFL: T8 F96 HO | 2043 | FIXED_OM | REPLACEMENT | food sales | USD/gigalumen_year | us | us | 6671117786.7361
commercial lighting | 8ft LFL: T8 F96 HO | 2043 | FIXED_OM | REPLACEMENT | food service | USD/gigalumen_year | us | us | 6671117786.7361
commercial lighting | 8ft LFL: T8 F96 HO | 2043 | FIXED_OM | REPLACEMENT | health | USD/gigalumen_year | us | us | 6671117786.7361
commercial lighting | 8ft LFL: T8 F96 HO | 2043 | FIXED_OM | REPLACEMENT | lodging | USD/gigalumen_year | us | us | 6671117786.7361
commercial lighting | 8ft LFL: T8 F96 HO | 2043 | FIXED_OM | REPLACEMENT | merc/service | USD/gigalumen_year | us | us | 6671117786.7361
commercial lighting | 8ft LFL: T8 F96 HO | 2043 | FIXED_OM | REPLACEMENT | office-large | USD/gigalumen_year | us | us | 6671117786.7361
commercial lighting | 8ft LFL: T8 F96 HO | 2043 | FIXED_OM | REPLACEMENT | office-small | USD/gigalumen_year | us | us | 6671117786.7361
commercial lighting | 8ft LFL: T8 F96 HO | 2043 | FIXED_OM | REPLACEMENT | other | USD/gigalumen_year | us | us | 6671117786.7361
commercial lighting | 8ft LFL: T8 F96 HO | 2043 | FIXED_OM | REPLACEMENT | warehouse | USD/gigalumen_year | us | us | 6671117786.7361
commercial lighting | 8ft LFL: T8 F96 HO | 2044 | CAPITAL | NEW | assembly | USD/gigalumen_year | us | us | 77328590682.8702
commercial lighting | 8ft LFL: T8 F96 HO | 2044 | CAPITAL | NEW | education | USD/gigalumen_year | us | us | 77328590682.8702
commercial lighting | 8ft LFL: T8 F96 HO | 2044 | CAPITAL | NEW | food sales | USD/gigalumen_year | us | us | 77328590682.8702
commercial lighting | 8ft LFL: T8 F96 HO | 2044 | CAPITAL | NEW | food service | USD/gigalumen_year | us | us | 77328590682.8702
commercial lighting | 8ft LFL: T8 F96 HO | 2044 | CAPITAL | NEW | health | USD/gigalumen_year | us | us | 77328590682.8702
commercial lighting | 8ft LFL: T8 F96 HO | 2044 | CAPITAL | NEW | lodging | USD/gigalumen_year | us | us | 77328590682.8702
commercial lighting | 8ft LFL: T8 F96 HO | 2044 | CAPITAL | NEW | merc/service | USD/gigalumen_year | us | us | 77328590682.8702
commercial lighting | 8ft LFL: T8 F96 HO | 2044 | CAPITAL | NEW | office-large | USD/gigalumen_year | us | us | 77328590682.8702
commercial lighting | 8ft LFL: T8 F96 HO | 2044 | CAPITAL | NEW | office-small | USD/gigalumen_year | us | us | 77328590682.8702
commercial lighting | 8ft LFL: T8 F96 HO | 2044 | CAPITAL | NEW | other | USD/gigalumen_year | us | us | 77328590682.8702
commercial lighting | 8ft LFL: T8 F96 HO | 2044 | CAPITAL | NEW | warehouse | USD/gigalumen_year | us | us | 77328590682.8702
commercial lighting | 8ft LFL: T8 F96 HO | 2044 | CAPITAL | REPLACEMENT | assembly | USD/gigalumen_year | us | us | 77328590682.8702
commercial lighting | 8ft LFL: T8 F96 HO | 2044 | CAPITAL | REPLACEMENT | education | USD/gigalumen_year | us | us | 77328590682.8702
commercial lighting | 8ft LFL: T8 F96 HO | 2044 | CAPITAL | REPLACEMENT | food sales | USD/gigalumen_year | us | us | 77328590682.8702
commercial lighting | 8ft LFL: T8 F96 HO | 2044 | CAPITAL | REPLACEMENT | food service | USD/gigalumen_year | us | us | 77328590682.8702
commercial lighting | 8ft LFL: T8 F96 HO | 2044 | CAPITAL | REPLACEMENT | health | USD/gigalumen_year | us | us | 77328590682.8702
commercial lighting | 8ft LFL: T8 F96 HO | 2044 | CAPITAL | REPLACEMENT | lodging | USD/gigalumen_year | us | us | 77328590682.8702
commercial lighting | 8ft LFL: T8 F96 HO | 2044 | CAPITAL | REPLACEMENT | merc/service | USD/gigalumen_year | us | us | 77328590682.8702
commercial lighting | 8ft LFL: T8 F96 HO | 2044 | CAPITAL | REPLACEMENT | office-large | USD/gigalumen_year | us | us | 77328590682.8702
commercial lighting | 8ft LFL: T8 F96 HO | 2044 | CAPITAL | REPLACEMENT | office-small | USD/gigalumen_year | us | us | 77328590682.8702
commercial lighting | 8ft LFL: T8 F96 HO | 2044 | CAPITAL | REPLACEMENT | other | USD/gigalumen_year | us | us | 77328590682.8702
commercial lighting | 8ft LFL: T8 F96 HO | 2044 | CAPITAL | REPLACEMENT | warehouse | USD/gigalumen_year | us | us | 77328590682.8702
commercial lighting | 8ft LFL: T8 F96 HO | 2044 | FIXED_OM | NEW | assembly | USD/gigalumen_year | us | us | 6671117786.7361
commercial lighting | 8ft LFL: T8 F96 HO | 2044 | FIXED_OM | NEW | education | USD/gigalumen_year | us | us | 6671117786.7361
commercial lighting | 8ft LFL: T8 F96 HO | 2044 | FIXED_OM | NEW | food sales | USD/gigalumen_year | us | us | 6671117786.7361
commercial lighting | 8ft LFL: T8 F96 HO | 2044 | FIXED_OM | NEW | food service | USD/gigalumen_year | us | us | 6671117786.7361
commercial lighting | 8ft LFL: T8 F96 HO | 2044 | FIXED_OM | NEW | health | USD/gigalumen_year | us | us | 6671117786.7361
commercial lighting | 8ft LFL: T8 F96 HO | 2044 | FIXED_OM | NEW | lodging | USD/gigalumen_year | us | us | 6671117786.7361
commercial lighting | 8ft LFL: T8 F96 HO | 2044 | FIXED_OM | NEW | merc/service | USD/gigalumen_year | us | us | 6671117786.7361
commercial lighting | 8ft LFL: T8 F96 HO | 2044 | FIXED_OM | NEW | office-large | USD/gigalumen_year | us | us | 6671117786.7361
commercial lighting | 8ft LFL: T8 F96 HO | 2044 | FIXED_OM | NEW | office-small | USD/gigalumen_year | us | us | 6671117786.7361
commercial lighting | 8ft LFL: T8 F96 HO | 2044 | FIXED_OM | NEW | other | USD/gigalumen_year | us | us | 6671117786.7361
commercial lighting | 8ft LFL: T8 F96 HO | 2044 | FIXED_OM | NEW | warehouse | USD/gigalumen_year | us | us | 6671117786.7361
commercial lighting | 8ft LFL: T8 F96 HO | 2044 | FIXED_OM | REPLACEMENT | assembly | USD/gigalumen_year | us | us | 6671117786.7361
commercial lighting | 8ft LFL: T8 F96 HO | 2044 | FIXED_OM | REPLACEMENT | education | USD/gigalumen_year | us | us | 6671117786.7361
commercial lighting | 8ft LFL: T8 F96 HO | 2044 | FIXED_OM | REPLACEMENT | food sales | USD/gigalumen_year | us | us | 6671117786.7361
commercial lighting | 8ft LFL: T8 F96 HO | 2044 | FIXED_OM | REPLACEMENT | food service | USD/gigalumen_year | us | us | 6671117786.7361
commercial lighting | 8ft LFL: T8 F96 HO | 2044 | FIXED_OM | REPLACEMENT | health | USD/gigalumen_year | us | us | 6671117786.7361
commercial lighting | 8ft LFL: T8 F96 HO | 2044 | FIXED_OM | REPLACEMENT | lodging | USD/gigalumen_year | us | us | 6671117786.7361
commercial lighting | 8ft LFL: T8 F96 HO | 2044 | FIXED_OM | REPLACEMENT | merc/service | USD/gigalumen_year | us | us | 6671117786.7361
commercial lighting | 8ft LFL: T8 F96 HO | 2044 | FIXED_OM | REPLACEMENT | office-large | USD/gigalumen_year | us | us | 6671117786.7361
commercial lighting | 8ft LFL: T8 F96 HO | 2044 | FIXED_OM | REPLACEMENT | office-small | USD/gigalumen_year | us | us | 6671117786.7361
commercial lighting | 8ft LFL: T8 F96 HO | 2044 | FIXED_OM | REPLACEMENT | other | USD/gigalumen_year | us | us | 6671117786.7361
commercial lighting | 8ft LFL: T8 F96 HO | 2044 | FIXED_OM | REPLACEMENT | warehouse | USD/gigalumen_year | us | us | 6671117786.7361
commercial lighting | 8ft LFL: T8 F96 HO | 2045 | CAPITAL | NEW | assembly | USD/gigalumen_year | us | us | 77328590682.8702
commercial lighting | 8ft LFL: T8 F96 HO | 2045 | CAPITAL | NEW | education | USD/gigalumen_year | us | us | 77328590682.8702
commercial lighting | 8ft LFL: T8 F96 HO | 2045 | CAPITAL | NEW | food sales | USD/gigalumen_year | us | us | 77328590682.8702
commercial lighting | 8ft LFL: T8 F96 HO | 2045 | CAPITAL | NEW | food service | USD/gigalumen_year | us | us | 77328590682.8702
commercial lighting | 8ft LFL: T8 F96 HO | 2045 | CAPITAL | NEW | health | USD/gigalumen_year | us | us | 77328590682.8702
commercial lighting | 8ft LFL: T8 F96 HO | 2045 | CAPITAL | NEW | lodging | USD/gigalumen_year | us | us | 77328590682.8702
commercial lighting | 8ft LFL: T8 F96 HO | 2045 | CAPITAL | NEW | merc/service | USD/gigalumen_year | us | us | 77328590682.8702
commercial lighting | 8ft LFL: T8 F96 HO | 2045 | CAPITAL | NEW | office-large | USD/gigalumen_year | us | us | 77328590682.8702
commercial lighting | 8ft LFL: T8 F96 HO | 2045 | CAPITAL | NEW | office-small | USD/gigalumen_year | us | us | 77328590682.8702
commercial lighting | 8ft LFL: T8 F96 HO | 2045 | CAPITAL | NEW | other | USD/gigalumen_year | us | us | 77328590682.8702
commercial lighting | 8ft LFL: T8 F96 HO | 2045 | CAPITAL | NEW | warehouse | USD/gigalumen_year | us | us | 77328590682.8702
commercial lighting | 8ft LFL: T8 F96 HO | 2045 | CAPITAL | REPLACEMENT | assembly | USD/gigalumen_year | us | us | 77328590682.8702
commercial lighting | 8ft LFL: T8 F96 HO | 2045 | CAPITAL | REPLACEMENT | education | USD/gigalumen_year | us | us | 77328590682.8702
commercial lighting | 8ft LFL: T8 F96 HO | 2045 | CAPITAL | REPLACEMENT | food sales | USD/gigalumen_year | us | us | 77328590682.8702
commercial lighting | 8ft LFL: T8 F96 HO | 2045 | CAPITAL | REPLACEMENT | food service | USD/gigalumen_year | us | us | 77328590682.8702
commercial lighting | 8ft LFL: T8 F96 HO | 2045 | CAPITAL | REPLACEMENT | health | USD/gigalumen_year | us | us | 77328590682.8702
commercial lighting | 8ft LFL: T8 F96 HO | 2045 | CAPITAL | REPLACEMENT | lodging | USD/gigalumen_year | us | us | 77328590682.8702
commercial lighting | 8ft LFL: T8 F96 HO | 2045 | CAPITAL | REPLACEMENT | merc/service | USD/gigalumen_year | us | us | 77328590682.8702
commercial lighting | 8ft LFL: T8 F96 HO | 2045 | CAPITAL | REPLACEMENT | office-large | USD/gigalumen_year | us | us | 77328590682.8702
commercial lighting | 8ft LFL: T8 F96 HO | 2045 | CAPITAL | REPLACEMENT | office-small | USD/gigalumen_year | us | us | 77328590682.8702
commercial lighting | 8ft LFL: T8 F96 HO | 2045 | CAPITAL | REPLACEMENT | other | USD/gigalumen_year | us | us | 77328590682.8702
commercial lighting | 8ft LFL: T8 F96 HO | 2045 | CAPITAL | REPLACEMENT | warehouse | USD/gigalumen_year | us | us | 77328590682.8702
commercial lighting | 8ft LFL: T8 F96 HO | 2045 | FIXED_OM | NEW | assembly | USD/gigalumen_year | us | us | 6671117786.7361
commercial lighting | 8ft LFL: T8 F96 HO | 2045 | FIXED_OM | NEW | education | USD/gigalumen_year | us | us | 6671117786.7361
commercial lighting | 8ft LFL: T8 F96 HO | 2045 | FIXED_OM | NEW | food sales | USD/gigalumen_year | us | us | 6671117786.7361
commercial lighting | 8ft LFL: T8 F96 HO | 2045 | FIXED_OM | NEW | food service | USD/gigalumen_year | us | us | 6671117786.7361
commercial lighting | 8ft LFL: T8 F96 HO | 2045 | FIXED_OM | NEW | health | USD/gigalumen_year | us | us | 6671117786.7361
commercial lighting | 8ft LFL: T8 F96 HO | 2045 | FIXED_OM | NEW | lodging | USD/gigalumen_year | us | us | 6671117786.7361
commercial lighting | 8ft LFL: T8 F96 HO | 2045 | FIXED_OM | NEW | merc/service | USD/gigalumen_year | us | us | 6671117786.7361
commercial lighting | 8ft LFL: T8 F96 HO | 2045 | FIXED_OM | NEW | office-large | USD/gigalumen_year | us | us | 6671117786.7361
commercial lighting | 8ft LFL: T8 F96 HO | 2045 | FIXED_OM | NEW | office-small | USD/gigalumen_year | us | us | 6671117786.7361
commercial lighting | 8ft LFL: T8 F96 HO | 2045 | FIXED_OM | NEW | other | USD/gigalumen_year | us | us | 6671117786.7361
commercial lighting | 8ft LFL: T8 F96 HO | 2045 | FIXED_OM | NEW | warehouse | USD/gigalumen_year | us | us | 6671117786.7361
commercial lighting | 8ft LFL: T8 F96 HO | 2045 | FIXED_OM | REPLACEMENT | assembly | USD/gigalumen_year | us | us | 6671117786.7361
commercial lighting | 8ft LFL: T8 F96 HO | 2045 | FIXED_OM | REPLACEMENT | education | USD/gigalumen_year | us | us | 6671117786.7361
commercial lighting | 8ft LFL: T8 F96 HO | 2045 | FIXED_OM | REPLACEMENT | food sales | USD/gigalumen_year | us | us | 6671117786.7361
commercial lighting | 8ft LFL: T8 F96 HO | 2045 | FIXED_OM | REPLACEMENT | food service | USD/gigalumen_year | us | us | 6671117786.7361
commercial lighting | 8ft LFL: T8 F96 HO | 2045 | FIXED_OM | REPLACEMENT | health | USD/gigalumen_year | us | us | 6671117786.7361
commercial lighting | 8ft LFL: T8 F96 HO | 2045 | FIXED_OM | REPLACEMENT | lodging | USD/gigalumen_year | us | us | 6671117786.7361
commercial lighting | 8ft LFL: T8 F96 HO | 2045 | FIXED_OM | REPLACEMENT | merc/service | USD/gigalumen_year | us | us | 6671117786.7361
commercial lighting | 8ft LFL: T8 F96 HO | 2045 | FIXED_OM | REPLACEMENT | office-large | USD/gigalumen_year | us | us | 6671117786.7361
commercial lighting | 8ft LFL: T8 F96 HO | 2045 | FIXED_OM | REPLACEMENT | office-small | USD/gigalumen_year | us | us | 6671117786.7361
commercial lighting | 8ft LFL: T8 F96 HO | 2045 | FIXED_OM | REPLACEMENT | other | USD/gigalumen_year | us | us | 6671117786.7361
commercial lighting | 8ft LFL: T8 F96 HO | 2045 | FIXED_OM | REPLACEMENT | warehouse | USD/gigalumen_year | us | us | 6671117786.7361
commercial lighting | 8ft LFL: T8 F96 HO | 2046 | CAPITAL | NEW | assembly | USD/gigalumen_year | us | us | 77328590682.8702
commercial lighting | 8ft LFL: T8 F96 HO | 2046 | CAPITAL | NEW | education | USD/gigalumen_year | us | us | 77328590682.8702
commercial lighting | 8ft LFL: T8 F96 HO | 2046 | CAPITAL | NEW | food sales | USD/gigalumen_year | us | us | 77328590682.8702
commercial lighting | 8ft LFL: T8 F96 HO | 2046 | CAPITAL | NEW | food service | USD/gigalumen_year | us | us | 77328590682.8702
commercial lighting | 8ft LFL: T8 F96 HO | 2046 | CAPITAL | NEW | health | USD/gigalumen_year | us | us | 77328590682.8702
commercial lighting | 8ft LFL: T8 F96 HO | 2046 | CAPITAL | NEW | lodging | USD/gigalumen_year | us | us | 77328590682.8702
commercial lighting | 8ft LFL: T8 F96 HO | 2046 | CAPITAL | NEW | merc/service | USD/gigalumen_year | us | us | 77328590682.8702
commercial lighting | 8ft LFL: T8 F96 HO | 2046 | CAPITAL | NEW | office-large | USD/gigalumen_year | us | us | 77328590682.8702
commercial lighting | 8ft LFL: T8 F96 HO | 2046 | CAPITAL | NEW | office-small | USD/gigalumen_year | us | us | 77328590682.8702
commercial lighting | 8ft LFL: T8 F96 HO | 2046 | CAPITAL | NEW | other | USD/gigalumen_year | us | us | 77328590682.8702
commercial lighting | 8ft LFL: T8 F96 HO | 2046 | CAPITAL | NEW | warehouse | USD/gigalumen_year | us | us | 77328590682.8702
commercial lighting | 8ft LFL: T8 F96 HO | 2046 | CAPITAL | REPLACEMENT | assembly | USD/gigalumen_year | us | us | 77328590682.8702
commercial lighting | 8ft LFL: T8 F96 HO | 2046 | CAPITAL | REPLACEMENT | education | USD/gigalumen_year | us | us | 77328590682.8702
commercial lighting | 8ft LFL: T8 F96 HO | 2046 | CAPITAL | REPLACEMENT | food sales | USD/gigalumen_year | us | us | 77328590682.8702
commercial lighting | 8ft LFL: T8 F96 HO | 2046 | CAPITAL | REPLACEMENT | food service | USD/gigalumen_year | us | us | 77328590682.8702
commercial lighting | 8ft LFL: T8 F96 HO | 2046 | CAPITAL | REPLACEMENT | health | USD/gigalumen_year | us | us | 77328590682.8702
commercial lighting | 8ft LFL: T8 F96 HO | 2046 | CAPITAL | REPLACEMENT | lodging | USD/gigalumen_year | us | us | 77328590682.8702
commercial lighting | 8ft LFL: T8 F96 HO | 2046 | CAPITAL | REPLACEMENT | merc/service | USD/gigalumen_year | us | us | 77328590682.8702
commercial lighting | 8ft LFL: T8 F96 HO | 2046 | CAPITAL | REPLACEMENT | office-large | USD/gigalumen_year | us | us | 77328590682.8702
commercial lighting | 8ft LFL: T8 F96 HO | 2046 | CAPITAL | REPLACEMENT | office-small | USD/gigalumen_year | us | us | 77328590682.8702
commercial lighting | 8ft LFL: T8 F96 HO | 2046 | CAPITAL | REPLACEMENT | other | USD/gigalumen_year | us | us | 77328590682.8702
commercial lighting | 8ft LFL: T8 F96 HO | 2046 | CAPITAL | REPLACEMENT | warehouse | USD/gigalumen_year | us | us | 77328590682.8702
commercial lighting | 8ft LFL: T8 F96 HO | 2046 | FIXED_OM | NEW | assembly | USD/gigalumen_year | us | us | 6671117786.7361
commercial lighting | 8ft LFL: T8 F96 HO | 2046 | FIXED_OM | NEW | education | USD/gigalumen_year | us | us | 6671117786.7361
commercial lighting | 8ft LFL: T8 F96 HO | 2046 | FIXED_OM | NEW | food sales | USD/gigalumen_year | us | us | 6671117786.7361
commercial lighting | 8ft LFL: T8 F96 HO | 2046 | FIXED_OM | NEW | food service | USD/gigalumen_year | us | us | 6671117786.7361
commercial lighting | 8ft LFL: T8 F96 HO | 2046 | FIXED_OM | NEW | health | USD/gigalumen_year | us | us | 6671117786.7361
commercial lighting | 8ft LFL: T8 F96 HO | 2046 | FIXED_OM | NEW | lodging | USD/gigalumen_year | us | us | 6671117786.7361
commercial lighting | 8ft LFL: T8 F96 HO | 2046 | FIXED_OM | NEW | merc/service | USD/gigalumen_year | us | us | 6671117786.7361
commercial lighting | 8ft LFL: T8 F96 HO | 2046 | FIXED_OM | NEW | office-large | USD/gigalumen_year | us | us | 6671117786.7361
commercial lighting | 8ft LFL: T8 F96 HO | 2046 | FIXED_OM | NEW | office-small | USD/gigalumen_year | us | us | 6671117786.7361
commercial lighting | 8ft LFL: T8 F96 HO | 2046 | FIXED_OM | NEW | other | USD/gigalumen_year | us | us | 6671117786.7361
commercial lighting | 8ft LFL: T8 F96 HO | 2046 | FIXED_OM | NEW | warehouse | USD/gigalumen_year | us | us | 6671117786.7361
commercial lighting | 8ft LFL: T8 F96 HO | 2046 | FIXED_OM | REPLACEMENT | assembly | USD/gigalumen_year | us | us | 6671117786.7361
commercial lighting | 8ft LFL: T8 F96 HO | 2046 | FIXED_OM | REPLACEMENT | education | USD/gigalumen_year | us | us | 6671117786.7361
commercial lighting | 8ft LFL: T8 F96 HO | 2046 | FIXED_OM | REPLACEMENT | food sales | USD/gigalumen_year | us | us | 6671117786.7361
commercial lighting | 8ft LFL: T8 F96 HO | 2046 | FIXED_OM | REPLACEMENT | food service | USD/gigalumen_year | us | us | 6671117786.7361
commercial lighting | 8ft LFL: T8 F96 HO | 2046 | FIXED_OM | REPLACEMENT | health | USD/gigalumen_year | us | us | 6671117786.7361
commercial lighting | 8ft LFL: T8 F96 HO | 2046 | FIXED_OM | REPLACEMENT | lodging | USD/gigalumen_year | us | us | 6671117786.7361
commercial lighting | 8ft LFL: T8 F96 HO | 2046 | FIXED_OM | REPLACEMENT | merc/service | USD/gigalumen_year | us | us | 6671117786.7361
commercial lighting | 8ft LFL: T8 F96 HO | 2046 | FIXED_OM | REPLACEMENT | office-large | USD/gigalumen_year | us | us | 6671117786.7361
commercial lighting | 8ft LFL: T8 F96 HO | 2046 | FIXED_OM | REPLACEMENT | office-small | USD/gigalumen_year | us | us | 6671117786.7361
commercial lighting | 8ft LFL: T8 F96 HO | 2046 | FIXED_OM | REPLACEMENT | other | USD/gigalumen_year | us | us | 6671117786.7361
commercial lighting | 8ft LFL: T8 F96 HO | 2046 | FIXED_OM | REPLACEMENT | warehouse | USD/gigalumen_year | us | us | 6671117786.7361
commercial lighting | 8ft LFL: T8 F96 HO | 2047 | CAPITAL | NEW | assembly | USD/gigalumen_year | us | us | 77328590682.8702
commercial lighting | 8ft LFL: T8 F96 HO | 2047 | CAPITAL | NEW | education | USD/gigalumen_year | us | us | 77328590682.8702
commercial lighting | 8ft LFL: T8 F96 HO | 2047 | CAPITAL | NEW | food sales | USD/gigalumen_year | us | us | 77328590682.8702
commercial lighting | 8ft LFL: T8 F96 HO | 2047 | CAPITAL | NEW | food service | USD/gigalumen_year | us | us | 77328590682.8702
commercial lighting | 8ft LFL: T8 F96 HO | 2047 | CAPITAL | NEW | health | USD/gigalumen_year | us | us | 77328590682.8702
commercial lighting | 8ft LFL: T8 F96 HO | 2047 | CAPITAL | NEW | lodging | USD/gigalumen_year | us | us | 77328590682.8702
commercial lighting | 8ft LFL: T8 F96 HO | 2047 | CAPITAL | NEW | merc/service | USD/gigalumen_year | us | us | 77328590682.8702
commercial lighting | 8ft LFL: T8 F96 HO | 2047 | CAPITAL | NEW | office-large | USD/gigalumen_year | us | us | 77328590682.8702
commercial lighting | 8ft LFL: T8 F96 HO | 2047 | CAPITAL | NEW | office-small | USD/gigalumen_year | us | us | 77328590682.8702
commercial lighting | 8ft LFL: T8 F96 HO | 2047 | CAPITAL | NEW | other | USD/gigalumen_year | us | us | 77328590682.8702
commercial lighting | 8ft LFL: T8 F96 HO | 2047 | CAPITAL | NEW | warehouse | USD/gigalumen_year | us | us | 77328590682.8702
commercial lighting | 8ft LFL: T8 F96 HO | 2047 | CAPITAL | REPLACEMENT | assembly | USD/gigalumen_year | us | us | 77328590682.8702
commercial lighting | 8ft LFL: T8 F96 HO | 2047 | CAPITAL | REPLACEMENT | education | USD/gigalumen_year | us | us | 77328590682.8702
commercial lighting | 8ft LFL: T8 F96 HO | 2047 | CAPITAL | REPLACEMENT | food sales | USD/gigalumen_year | us | us | 77328590682.8702
commercial lighting | 8ft LFL: T8 F96 HO | 2047 | CAPITAL | REPLACEMENT | food service | USD/gigalumen_year | us | us | 77328590682.8702
commercial lighting | 8ft LFL: T8 F96 HO | 2047 | CAPITAL | REPLACEMENT | health | USD/gigalumen_year | us | us | 77328590682.8702
commercial lighting | 8ft LFL: T8 F96 HO | 2047 | CAPITAL | REPLACEMENT | lodging | USD/gigalumen_year | us | us | 77328590682.8702
commercial lighting | 8ft LFL: T8 F96 HO | 2047 | CAPITAL | REPLACEMENT | merc/service | USD/gigalumen_year | us | us | 77328590682.8702
commercial lighting | 8ft LFL: T8 F96 HO | 2047 | CAPITAL | REPLACEMENT | office-large | USD/gigalumen_year | us | us | 77328590682.8702
commercial lighting | 8ft LFL: T8 F96 HO | 2047 | CAPITAL | REPLACEMENT | office-small | USD/gigalumen_year | us | us | 77328590682.8702
commercial lighting | 8ft LFL: T8 F96 HO | 2047 | CAPITAL | REPLACEMENT | other | USD/gigalumen_year | us | us | 77328590682.8702
commercial lighting | 8ft LFL: T8 F96 HO | 2047 | CAPITAL | REPLACEMENT | warehouse | USD/gigalumen_year | us | us | 77328590682.8702
commercial lighting | 8ft LFL: T8 F96 HO | 2047 | FIXED_OM | NEW | assembly | USD/gigalumen_year | us | us | 6671117786.7361
commercial lighting | 8ft LFL: T8 F96 HO | 2047 | FIXED_OM | NEW | education | USD/gigalumen_year | us | us | 6671117786.7361
commercial lighting | 8ft LFL: T8 F96 HO | 2047 | FIXED_OM | NEW | food sales | USD/gigalumen_year | us | us | 6671117786.7361
commercial lighting | 8ft LFL: T8 F96 HO | 2047 | FIXED_OM | NEW | food service | USD/gigalumen_year | us | us | 6671117786.7361
commercial lighting | 8ft LFL: T8 F96 HO | 2047 | FIXED_OM | NEW | health | USD/gigalumen_year | us | us | 6671117786.7361
commercial lighting | 8ft LFL: T8 F96 HO | 2047 | FIXED_OM | NEW | lodging | USD/gigalumen_year | us | us | 6671117786.7361
commercial lighting | 8ft LFL: T8 F96 HO | 2047 | FIXED_OM | NEW | merc/service | USD/gigalumen_year | us | us | 6671117786.7361
commercial lighting | 8ft LFL: T8 F96 HO | 2047 | FIXED_OM | NEW | office-large | USD/gigalumen_year | us | us | 6671117786.7361
commercial lighting | 8ft LFL: T8 F96 HO | 2047 | FIXED_OM | NEW | office-small | USD/gigalumen_year | us | us | 6671117786.7361
commercial lighting | 8ft LFL: T8 F96 HO | 2047 | FIXED_OM | NEW | other | USD/gigalumen_year | us | us | 6671117786.7361
commercial lighting | 8ft LFL: T8 F96 HO | 2047 | FIXED_OM | NEW | warehouse | USD/gigalumen_year | us | us | 6671117786.7361
commercial lighting | 8ft LFL: T8 F96 HO | 2047 | FIXED_OM | REPLACEMENT | assembly | USD/gigalumen_year | us | us | 6671117786.7361
commercial lighting | 8ft LFL: T8 F96 HO | 2047 | FIXED_OM | REPLACEMENT | education | USD/gigalumen_year | us | us | 6671117786.7361
commercial lighting | 8ft LFL: T8 F96 HO | 2047 | FIXED_OM | REPLACEMENT | food sales | USD/gigalumen_year | us | us | 6671117786.7361
commercial lighting | 8ft LFL: T8 F96 HO | 2047 | FIXED_OM | REPLACEMENT | food service | USD/gigalumen_year | us | us | 6671117786.7361
commercial lighting | 8ft LFL: T8 F96 HO | 2047 | FIXED_OM | REPLACEMENT | health | USD/gigalumen_year | us | us | 6671117786.7361
commercial lighting | 8ft LFL: T8 F96 HO | 2047 | FIXED_OM | REPLACEMENT | lodging | USD/gigalumen_year | us | us | 6671117786.7361
commercial lighting | 8ft LFL: T8 F96 HO | 2047 | FIXED_OM | REPLACEMENT | merc/service | USD/gigalumen_year | us | us | 6671117786.7361
commercial lighting | 8ft LFL: T8 F96 HO | 2047 | FIXED_OM | REPLACEMENT | office-large | USD/gigalumen_year | us | us | 6671117786.7361
commercial lighting | 8ft LFL: T8 F96 HO | 2047 | FIXED_OM | REPLACEMENT | office-small | USD/gigalumen_year | us | us | 6671117786.7361
commercial lighting | 8ft LFL: T8 F96 HO | 2047 | FIXED_OM | REPLACEMENT | other | USD/gigalumen_year | us | us | 6671117786.7361
commercial lighting | 8ft LFL: T8 F96 HO | 2047 | FIXED_OM | REPLACEMENT | warehouse | USD/gigalumen_year | us | us | 6671117786.7361
commercial lighting | 8ft LFL: T8 F96 HO | 2048 | CAPITAL | NEW | assembly | USD/gigalumen_year | us | us | 77328590682.8702
commercial lighting | 8ft LFL: T8 F96 HO | 2048 | CAPITAL | NEW | education | USD/gigalumen_year | us | us | 77328590682.8702
commercial lighting | 8ft LFL: T8 F96 HO | 2048 | CAPITAL | NEW | food sales | USD/gigalumen_year | us | us | 77328590682.8702
commercial lighting | 8ft LFL: T8 F96 HO | 2048 | CAPITAL | NEW | food service | USD/gigalumen_year | us | us | 77328590682.8702
commercial lighting | 8ft LFL: T8 F96 HO | 2048 | CAPITAL | NEW | health | USD/gigalumen_year | us | us | 77328590682.8702
commercial lighting | 8ft LFL: T8 F96 HO | 2048 | CAPITAL | NEW | lodging | USD/gigalumen_year | us | us | 77328590682.8702
commercial lighting | 8ft LFL: T8 F96 HO | 2048 | CAPITAL | NEW | merc/service | USD/gigalumen_year | us | us | 77328590682.8702
commercial lighting | 8ft LFL: T8 F96 HO | 2048 | CAPITAL | NEW | office-large | USD/gigalumen_year | us | us | 77328590682.8702
commercial lighting | 8ft LFL: T8 F96 HO | 2048 | CAPITAL | NEW | office-small | USD/gigalumen_year | us | us | 77328590682.8702
commercial lighting | 8ft LFL: T8 F96 HO | 2048 | CAPITAL | NEW | other | USD/gigalumen_year | us | us | 77328590682.8702
commercial lighting | 8ft LFL: T8 F96 HO | 2048 | CAPITAL | NEW | warehouse | USD/gigalumen_year | us | us | 77328590682.8702
commercial lighting | 8ft LFL: T8 F96 HO | 2048 | CAPITAL | REPLACEMENT | assembly | USD/gigalumen_year | us | us | 77328590682.8702
commercial lighting | 8ft LFL: T8 F96 HO | 2048 | CAPITAL | REPLACEMENT | education | USD/gigalumen_year | us | us | 77328590682.8702
commercial lighting | 8ft LFL: T8 F96 HO | 2048 | CAPITAL | REPLACEMENT | food sales | USD/gigalumen_year | us | us | 77328590682.8702
commercial lighting | 8ft LFL: T8 F96 HO | 2048 | CAPITAL | REPLACEMENT | food service | USD/gigalumen_year | us | us | 77328590682.8702
commercial lighting | 8ft LFL: T8 F96 HO | 2048 | CAPITAL | REPLACEMENT | health | USD/gigalumen_year | us | us | 77328590682.8702
commercial lighting | 8ft LFL: T8 F96 HO | 2048 | CAPITAL | REPLACEMENT | lodging | USD/gigalumen_year | us | us | 77328590682.8702
commercial lighting | 8ft LFL: T8 F96 HO | 2048 | CAPITAL | REPLACEMENT | merc/service | USD/gigalumen_year | us | us | 77328590682.8702
commercial lighting | 8ft LFL: T8 F96 HO | 2048 | CAPITAL | REPLACEMENT | office-large | USD/gigalumen_year | us | us | 77328590682.8702
commercial lighting | 8ft LFL: T8 F96 HO | 2048 | CAPITAL | REPLACEMENT | office-small | USD/gigalumen_year | us | us | 77328590682.8702
commercial lighting | 8ft LFL: T8 F96 HO | 2048 | CAPITAL | REPLACEMENT | other | USD/gigalumen_year | us | us | 77328590682.8702
commercial lighting | 8ft LFL: T8 F96 HO | 2048 | CAPITAL | REPLACEMENT | warehouse | USD/gigalumen_year | us | us | 77328590682.8702
commercial lighting | 8ft LFL: T8 F96 HO | 2048 | FIXED_OM | NEW | assembly | USD/gigalumen_year | us | us | 6671117786.7361
commercial lighting | 8ft LFL: T8 F96 HO | 2048 | FIXED_OM | NEW | education | USD/gigalumen_year | us | us | 6671117786.7361
commercial lighting | 8ft LFL: T8 F96 HO | 2048 | FIXED_OM | NEW | food sales | USD/gigalumen_year | us | us | 6671117786.7361
commercial lighting | 8ft LFL: T8 F96 HO | 2048 | FIXED_OM | NEW | food service | USD/gigalumen_year | us | us | 6671117786.7361
commercial lighting | 8ft LFL: T8 F96 HO | 2048 | FIXED_OM | NEW | health | USD/gigalumen_year | us | us | 6671117786.7361
commercial lighting | 8ft LFL: T8 F96 HO | 2048 | FIXED_OM | NEW | lodging | USD/gigalumen_year | us | us | 6671117786.7361
commercial lighting | 8ft LFL: T8 F96 HO | 2048 | FIXED_OM | NEW | merc/service | USD/gigalumen_year | us | us | 6671117786.7361
commercial lighting | 8ft LFL: T8 F96 HO | 2048 | FIXED_OM | NEW | office-large | USD/gigalumen_year | us | us | 6671117786.7361
commercial lighting | 8ft LFL: T8 F96 HO | 2048 | FIXED_OM | NEW | office-small | USD/gigalumen_year | us | us | 6671117786.7361
commercial lighting | 8ft LFL: T8 F96 HO | 2048 | FIXED_OM | NEW | other | USD/gigalumen_year | us | us | 6671117786.7361
commercial lighting | 8ft LFL: T8 F96 HO | 2048 | FIXED_OM | NEW | warehouse | USD/gigalumen_year | us | us | 6671117786.7361
commercial lighting | 8ft LFL: T8 F96 HO | 2048 | FIXED_OM | REPLACEMENT | assembly | USD/gigalumen_year | us | us | 6671117786.7361
commercial lighting | 8ft LFL: T8 F96 HO | 2048 | FIXED_OM | REPLACEMENT | education | USD/gigalumen_year | us | us | 6671117786.7361
commercial lighting | 8ft LFL: T8 F96 HO | 2048 | FIXED_OM | REPLACEMENT | food sales | USD/gigalumen_year | us | us | 6671117786.7361
commercial lighting | 8ft LFL: T8 F96 HO | 2048 | FIXED_OM | REPLACEMENT | food service | USD/gigalumen_year | us | us | 6671117786.7361
commercial lighting | 8ft LFL: T8 F96 HO | 2048 | FIXED_OM | REPLACEMENT | health | USD/gigalumen_year | us | us | 6671117786.7361
commercial lighting | 8ft LFL: T8 F96 HO | 2048 | FIXED_OM | REPLACEMENT | lodging | USD/gigalumen_year | us | us | 6671117786.7361
commercial lighting | 8ft LFL: T8 F96 HO | 2048 | FIXED_OM | REPLACEMENT | merc/service | USD/gigalumen_year | us | us | 6671117786.7361
commercial lighting | 8ft LFL: T8 F96 HO | 2048 | FIXED_OM | REPLACEMENT | office-large | USD/gigalumen_year | us | us | 6671117786.7361
commercial lighting | 8ft LFL: T8 F96 HO | 2048 | FIXED_OM | REPLACEMENT | office-small | USD/gigalumen_year | us | us | 6671117786.7361
commercial lighting | 8ft LFL: T8 F96 HO | 2048 | FIXED_OM | REPLACEMENT | other | USD/gigalumen_year | us | us | 6671117786.7361
commercial lighting | 8ft LFL: T8 F96 HO | 2048 | FIXED_OM | REPLACEMENT | warehouse | USD/gigalumen_year | us | us | 6671117786.7361
commercial lighting | 8ft LFL: T8 F96 HO | 2049 | CAPITAL | NEW | assembly | USD/gigalumen_year | us | us | 77328590682.8702
commercial lighting | 8ft LFL: T8 F96 HO | 2049 | CAPITAL | NEW | education | USD/gigalumen_year | us | us | 77328590682.8702
commercial lighting | 8ft LFL: T8 F96 HO | 2049 | CAPITAL | NEW | food sales | USD/gigalumen_year | us | us | 77328590682.8702
commercial lighting | 8ft LFL: T8 F96 HO | 2049 | CAPITAL | NEW | food service | USD/gigalumen_year | us | us | 77328590682.8702
commercial lighting | 8ft LFL: T8 F96 HO | 2049 | CAPITAL | NEW | health | USD/gigalumen_year | us | us | 77328590682.8702
commercial lighting | 8ft LFL: T8 F96 HO | 2049 | CAPITAL | NEW | lodging | USD/gigalumen_year | us | us | 77328590682.8702
commercial lighting | 8ft LFL: T8 F96 HO | 2049 | CAPITAL | NEW | merc/service | USD/gigalumen_year | us | us | 77328590682.8702
commercial lighting | 8ft LFL: T8 F96 HO | 2049 | CAPITAL | NEW | office-large | USD/gigalumen_year | us | us | 77328590682.8702
commercial lighting | 8ft LFL: T8 F96 HO | 2049 | CAPITAL | NEW | office-small | USD/gigalumen_year | us | us | 77328590682.8702
commercial lighting | 8ft LFL: T8 F96 HO | 2049 | CAPITAL | NEW | other | USD/gigalumen_year | us | us | 77328590682.8702
commercial lighting | 8ft LFL: T8 F96 HO | 2049 | CAPITAL | NEW | warehouse | USD/gigalumen_year | us | us | 77328590682.8702
commercial lighting | 8ft LFL: T8 F96 HO | 2049 | CAPITAL | REPLACEMENT | assembly | USD/gigalumen_year | us | us | 77328590682.8702
commercial lighting | 8ft LFL: T8 F96 HO | 2049 | CAPITAL | REPLACEMENT | education | USD/gigalumen_year | us | us | 77328590682.8702
commercial lighting | 8ft LFL: T8 F96 HO | 2049 | CAPITAL | REPLACEMENT | food sales | USD/gigalumen_year | us | us | 77328590682.8702
commercial lighting | 8ft LFL: T8 F96 HO | 2049 | CAPITAL | REPLACEMENT | food service | USD/gigalumen_year | us | us | 77328590682.8702
commercial lighting | 8ft LFL: T8 F96 HO | 2049 | CAPITAL | REPLACEMENT | health | USD/gigalumen_year | us | us | 77328590682.8702
commercial lighting | 8ft LFL: T8 F96 HO | 2049 | CAPITAL | REPLACEMENT | lodging | USD/gigalumen_year | us | us | 77328590682.8702
commercial lighting | 8ft LFL: T8 F96 HO | 2049 | CAPITAL | REPLACEMENT | merc/service | USD/gigalumen_year | us | us | 77328590682.8702
commercial lighting | 8ft LFL: T8 F96 HO | 2049 | CAPITAL | REPLACEMENT | office-large | USD/gigalumen_year | us | us | 77328590682.8702
commercial lighting | 8ft LFL: T8 F96 HO | 2049 | CAPITAL | REPLACEMENT | office-small | USD/gigalumen_year | us | us | 77328590682.8702
commercial lighting | 8ft LFL: T8 F96 HO | 2049 | CAPITAL | REPLACEMENT | other | USD/gigalumen_year | us | us | 77328590682.8702
commercial lighting | 8ft LFL: T8 F96 HO | 2049 | CAPITAL | REPLACEMENT | warehouse | USD/gigalumen_year | us | us | 77328590682.8702
commercial lighting | 8ft LFL: T8 F96 HO | 2049 | FIXED_OM | NEW | assembly | USD/gigalumen_year | us | us | 6671117786.7361
commercial lighting | 8ft LFL: T8 F96 HO | 2049 | FIXED_OM | NEW | education | USD/gigalumen_year | us | us | 6671117786.7361
commercial lighting | 8ft LFL: T8 F96 HO | 2049 | FIXED_OM | NEW | food sales | USD/gigalumen_year | us | us | 6671117786.7361
commercial lighting | 8ft LFL: T8 F96 HO | 2049 | FIXED_OM | NEW | food service | USD/gigalumen_year | us | us | 6671117786.7361
commercial lighting | 8ft LFL: T8 F96 HO | 2049 | FIXED_OM | NEW | health | USD/gigalumen_year | us | us | 6671117786.7361
commercial lighting | 8ft LFL: T8 F96 HO | 2049 | FIXED_OM | NEW | lodging | USD/gigalumen_year | us | us | 6671117786.7361
commercial lighting | 8ft LFL: T8 F96 HO | 2049 | FIXED_OM | NEW | merc/service | USD/gigalumen_year | us | us | 6671117786.7361
commercial lighting | 8ft LFL: T8 F96 HO | 2049 | FIXED_OM | NEW | office-large | USD/gigalumen_year | us | us | 6671117786.7361
commercial lighting | 8ft LFL: T8 F96 HO | 2049 | FIXED_OM | NEW | office-small | USD/gigalumen_year | us | us | 6671117786.7361
commercial lighting | 8ft LFL: T8 F96 HO | 2049 | FIXED_OM | NEW | other | USD/gigalumen_year | us | us | 6671117786.7361
commercial lighting | 8ft LFL: T8 F96 HO | 2049 | FIXED_OM | NEW | warehouse | USD/gigalumen_year | us | us | 6671117786.7361
commercial lighting | 8ft LFL: T8 F96 HO | 2049 | FIXED_OM | REPLACEMENT | assembly | USD/gigalumen_year | us | us | 6671117786.7361
commercial lighting | 8ft LFL: T8 F96 HO | 2049 | FIXED_OM | REPLACEMENT | education | USD/gigalumen_year | us | us | 6671117786.7361
commercial lighting | 8ft LFL: T8 F96 HO | 2049 | FIXED_OM | REPLACEMENT | food sales | USD/gigalumen_year | us | us | 6671117786.7361
commercial lighting | 8ft LFL: T8 F96 HO | 2049 | FIXED_OM | REPLACEMENT | food service | USD/gigalumen_year | us | us | 6671117786.7361
commercial lighting | 8ft LFL: T8 F96 HO | 2049 | FIXED_OM | REPLACEMENT | health | USD/gigalumen_year | us | us | 6671117786.7361
commercial lighting | 8ft LFL: T8 F96 HO | 2049 | FIXED_OM | REPLACEMENT | lodging | USD/gigalumen_year | us | us | 6671117786.7361
commercial lighting | 8ft LFL: T8 F96 HO | 2049 | FIXED_OM | REPLACEMENT | merc/service | USD/gigalumen_year | us | us | 6671117786.7361
commercial lighting | 8ft LFL: T8 F96 HO | 2049 | FIXED_OM | REPLACEMENT | office-large | USD/gigalumen_year | us | us | 6671117786.7361
commercial lighting | 8ft LFL: T8 F96 HO | 2049 | FIXED_OM | REPLACEMENT | office-small | USD/gigalumen_year | us | us | 6671117786.7361
commercial lighting | 8ft LFL: T8 F96 HO | 2049 | FIXED_OM | REPLACEMENT | other | USD/gigalumen_year | us | us | 6671117786.7361
commercial lighting | 8ft LFL: T8 F96 HO | 2049 | FIXED_OM | REPLACEMENT | warehouse | USD/gigalumen_year | us | us | 6671117786.7361
commercial lighting | 8ft LFL: T8 F96 HO | 2050 | CAPITAL | NEW | assembly | USD/gigalumen_year | us | us | 77328590682.8702
commercial lighting | 8ft LFL: T8 F96 HO | 2050 | CAPITAL | NEW | education | USD/gigalumen_year | us | us | 77328590682.8702
commercial lighting | 8ft LFL: T8 F96 HO | 2050 | CAPITAL | NEW | food sales | USD/gigalumen_year | us | us | 77328590682.8702
commercial lighting | 8ft LFL: T8 F96 HO | 2050 | CAPITAL | NEW | food service | USD/gigalumen_year | us | us | 77328590682.8702
commercial lighting | 8ft LFL: T8 F96 HO | 2050 | CAPITAL | NEW | health | USD/gigalumen_year | us | us | 77328590682.8702
commercial lighting | 8ft LFL: T8 F96 HO | 2050 | CAPITAL | NEW | lodging | USD/gigalumen_year | us | us | 77328590682.8702
commercial lighting | 8ft LFL: T8 F96 HO | 2050 | CAPITAL | NEW | merc/service | USD/gigalumen_year | us | us | 77328590682.8702
commercial lighting | 8ft LFL: T8 F96 HO | 2050 | CAPITAL | NEW | office-large | USD/gigalumen_year | us | us | 77328590682.8702
commercial lighting | 8ft LFL: T8 F96 HO | 2050 | CAPITAL | NEW | office-small | USD/gigalumen_year | us | us | 77328590682.8702
commercial lighting | 8ft LFL: T8 F96 HO | 2050 | CAPITAL | NEW | other | USD/gigalumen_year | us | us | 77328590682.8702
commercial lighting | 8ft LFL: T8 F96 HO | 2050 | CAPITAL | NEW | warehouse | USD/gigalumen_year | us | us | 77328590682.8702
commercial lighting | 8ft LFL: T8 F96 HO | 2050 | CAPITAL | REPLACEMENT | assembly | USD/gigalumen_year | us | us | 77328590682.8702
commercial lighting | 8ft LFL: T8 F96 HO | 2050 | CAPITAL | REPLACEMENT | education | USD/gigalumen_year | us | us | 77328590682.8702
commercial lighting | 8ft LFL: T8 F96 HO | 2050 | CAPITAL | REPLACEMENT | food sales | USD/gigalumen_year | us | us | 77328590682.8702
commercial lighting | 8ft LFL: T8 F96 HO | 2050 | CAPITAL | REPLACEMENT | food service | USD/gigalumen_year | us | us | 77328590682.8702
commercial lighting | 8ft LFL: T8 F96 HO | 2050 | CAPITAL | REPLACEMENT | health | USD/gigalumen_year | us | us | 77328590682.8702
commercial lighting | 8ft LFL: T8 F96 HO | 2050 | CAPITAL | REPLACEMENT | lodging | USD/gigalumen_year | us | us | 77328590682.8702
commercial lighting | 8ft LFL: T8 F96 HO | 2050 | CAPITAL | REPLACEMENT | merc/service | USD/gigalumen_year | us | us | 77328590682.8702
commercial lighting | 8ft LFL: T8 F96 HO | 2050 | CAPITAL | REPLACEMENT | office-large | USD/gigalumen_year | us | us | 77328590682.8702
commercial lighting | 8ft LFL: T8 F96 HO | 2050 | CAPITAL | REPLACEMENT | office-small | USD/gigalumen_year | us | us | 77328590682.8702
commercial lighting | 8ft LFL: T8 F96 HO | 2050 | CAPITAL | REPLACEMENT | other | USD/gigalumen_year | us | us | 77328590682.8702
commercial lighting | 8ft LFL: T8 F96 HO | 2050 | CAPITAL | REPLACEMENT | warehouse | USD/gigalumen_year | us | us | 77328590682.8702
commercial lighting | 8ft LFL: T8 F96 HO | 2050 | FIXED_OM | NEW | assembly | USD/gigalumen_year | us | us | 6671117786.7361
commercial lighting | 8ft LFL: T8 F96 HO | 2050 | FIXED_OM | NEW | education | USD/gigalumen_year | us | us | 6671117786.7361
commercial lighting | 8ft LFL: T8 F96 HO | 2050 | FIXED_OM | NEW | food sales | USD/gigalumen_year | us | us | 6671117786.7361
commercial lighting | 8ft LFL: T8 F96 HO | 2050 | FIXED_OM | NEW | food service | USD/gigalumen_year | us | us | 6671117786.7361
commercial lighting | 8ft LFL: T8 F96 HO | 2050 | FIXED_OM | NEW | health | USD/gigalumen_year | us | us | 6671117786.7361
commercial lighting | 8ft LFL: T8 F96 HO | 2050 | FIXED_OM | NEW | lodging | USD/gigalumen_year | us | us | 6671117786.7361
commercial lighting | 8ft LFL: T8 F96 HO | 2050 | FIXED_OM | NEW | merc/service | USD/gigalumen_year | us | us | 6671117786.7361
commercial lighting | 8ft LFL: T8 F96 HO | 2050 | FIXED_OM | NEW | office-large | USD/gigalumen_year | us | us | 6671117786.7361
commercial lighting | 8ft LFL: T8 F96 HO | 2050 | FIXED_OM | NEW | office-small | USD/gigalumen_year | us | us | 6671117786.7361
commercial lighting | 8ft LFL: T8 F96 HO | 2050 | FIXED_OM | NEW | other | USD/gigalumen_year | us | us | 6671117786.7361
commercial lighting | 8ft LFL: T8 F96 HO | 2050 | FIXED_OM | NEW | warehouse | USD/gigalumen_year | us | us | 6671117786.7361
commercial lighting | 8ft LFL: T8 F96 HO | 2050 | FIXED_OM | REPLACEMENT | assembly | USD/gigalumen_year | us | us | 6671117786.7361
commercial lighting | 8ft LFL: T8 F96 HO | 2050 | FIXED_OM | REPLACEMENT | education | USD/gigalumen_year | us | us | 6671117786.7361
commercial lighting | 8ft LFL: T8 F96 HO | 2050 | FIXED_OM | REPLACEMENT | food sales | USD/gigalumen_year | us | us | 6671117786.7361
commercial lighting | 8ft LFL: T8 F96 HO | 2050 | FIXED_OM | REPLACEMENT | food service | USD/gigalumen_year | us | us | 6671117786.7361
commercial lighting | 8ft LFL: T8 F96 HO | 2050 | FIXED_OM | REPLACEMENT | health | USD/gigalumen_year | us | us | 6671117786.7361
commercial lighting | 8ft LFL: T8 F96 HO | 2050 | FIXED_OM | REPLACEMENT | lodging | USD/gigalumen_year | us | us | 6671117786.7361
commercial lighting | 8ft LFL: T8 F96 HO | 2050 | FIXED_OM | REPLACEMENT | merc/service | USD/gigalumen_year | us | us | 6671117786.7361
commercial lighting | 8ft LFL: T8 F96 HO | 2050 | FIXED_OM | REPLACEMENT | office-large | USD/gigalumen_year | us | us | 6671117786.7361
commercial lighting | 8ft LFL: T8 F96 HO | 2050 | FIXED_OM | REPLACEMENT | office-small | USD/gigalumen_year | us | us | 6671117786.7361
commercial lighting | 8ft LFL: T8 F96 HO | 2050 | FIXED_OM | REPLACEMENT | other | USD/gigalumen_year | us | us | 6671117786.7361
commercial lighting | 8ft LFL: T8 F96 HO | 2050 | FIXED_OM | REPLACEMENT | warehouse | USD/gigalumen_year | us | us | 6671117786.7361
commercial lighting | 8ft LFL: T8 F96 HO - High Efficiency | 2020 | CAPITAL | NEW | assembly | USD/gigalumen_year | us | us | 78268184737.3401
commercial lighting | 8ft LFL: T8 F96 HO - High Efficiency | 2020 | CAPITAL | NEW | education | USD/gigalumen_year | us | us | 78268184737.3401
commercial lighting | 8ft LFL: T8 F96 HO - High Efficiency | 2020 | CAPITAL | NEW | food sales | USD/gigalumen_year | us | us | 78268184737.3401
commercial lighting | 8ft LFL: T8 F96 HO - High Efficiency | 2020 | CAPITAL | NEW | food service | USD/gigalumen_year | us | us | 78268184737.3401
commercial lighting | 8ft LFL: T8 F96 HO - High Efficiency | 2020 | CAPITAL | NEW | health | USD/gigalumen_year | us | us | 78268184737.3401
commercial lighting | 8ft LFL: T8 F96 HO - High Efficiency | 2020 | CAPITAL | NEW | lodging | USD/gigalumen_year | us | us | 78268184737.3401
commercial lighting | 8ft LFL: T8 F96 HO - High Efficiency | 2020 | CAPITAL | NEW | merc/service | USD/gigalumen_year | us | us | 78268184737.3401
commercial lighting | 8ft LFL: T8 F96 HO - High Efficiency | 2020 | CAPITAL | NEW | office-large | USD/gigalumen_year | us | us | 78268184737.3401
commercial lighting | 8ft LFL: T8 F96 HO - High Efficiency | 2020 | CAPITAL | NEW | office-small | USD/gigalumen_year | us | us | 78268184737.3401
commercial lighting | 8ft LFL: T8 F96 HO - High Efficiency | 2020 | CAPITAL | NEW | other | USD/gigalumen_year | us | us | 78268184737.3401
commercial lighting | 8ft LFL: T8 F96 HO - High Efficiency | 2020 | CAPITAL | NEW | warehouse | USD/gigalumen_year | us | us | 78268184737.3401
commercial lighting | 8ft LFL: T8 F96 HO - High Efficiency | 2020 | CAPITAL | REPLACEMENT | assembly | USD/gigalumen_year | us | us | 78268184737.3401
commercial lighting | 8ft LFL: T8 F96 HO - High Efficiency | 2020 | CAPITAL | REPLACEMENT | education | USD/gigalumen_year | us | us | 78268184737.3401
commercial lighting | 8ft LFL: T8 F96 HO - High Efficiency | 2020 | CAPITAL | REPLACEMENT | food sales | USD/gigalumen_year | us | us | 78268184737.3401
commercial lighting | 8ft LFL: T8 F96 HO - High Efficiency | 2020 | CAPITAL | REPLACEMENT | food service | USD/gigalumen_year | us | us | 78268184737.3401
commercial lighting | 8ft LFL: T8 F96 HO - High Efficiency | 2020 | CAPITAL | REPLACEMENT | health | USD/gigalumen_year | us | us | 78268184737.3401
commercial lighting | 8ft LFL: T8 F96 HO - High Efficiency | 2020 | CAPITAL | REPLACEMENT | lodging | USD/gigalumen_year | us | us | 78268184737.3401
commercial lighting | 8ft LFL: T8 F96 HO - High Efficiency | 2020 | CAPITAL | REPLACEMENT | merc/service | USD/gigalumen_year | us | us | 78268184737.3401
commercial lighting | 8ft LFL: T8 F96 HO - High Efficiency | 2020 | CAPITAL | REPLACEMENT | office-large | USD/gigalumen_year | us | us | 78268184737.3401
commercial lighting | 8ft LFL: T8 F96 HO - High Efficiency | 2020 | CAPITAL | REPLACEMENT | office-small | USD/gigalumen_year | us | us | 78268184737.3401
commercial lighting | 8ft LFL: T8 F96 HO - High Efficiency | 2020 | CAPITAL | REPLACEMENT | other | USD/gigalumen_year | us | us | 78268184737.3401
commercial lighting | 8ft LFL: T8 F96 HO - High Efficiency | 2020 | CAPITAL | REPLACEMENT | warehouse | USD/gigalumen_year | us | us | 78268184737.3401
commercial lighting | 8ft LFL: T8 F96 HO - High Efficiency | 2020 | FIXED_OM | NEW | assembly | USD/gigalumen_year | us | us | 8268427679.3349
commercial lighting | 8ft LFL: T8 F96 HO - High Efficiency | 2020 | FIXED_OM | NEW | education | USD/gigalumen_year | us | us | 8268427679.3349
commercial lighting | 8ft LFL: T8 F96 HO - High Efficiency | 2020 | FIXED_OM | NEW | food sales | USD/gigalumen_year | us | us | 8268427679.3349
commercial lighting | 8ft LFL: T8 F96 HO - High Efficiency | 2020 | FIXED_OM | NEW | food service | USD/gigalumen_year | us | us | 8268427679.3349
commercial lighting | 8ft LFL: T8 F96 HO - High Efficiency | 2020 | FIXED_OM | NEW | health | USD/gigalumen_year | us | us | 8268427679.3349
commercial lighting | 8ft LFL: T8 F96 HO - High Efficiency | 2020 | FIXED_OM | NEW | lodging | USD/gigalumen_year | us | us | 8268427679.3349
commercial lighting | 8ft LFL: T8 F96 HO - High Efficiency | 2020 | FIXED_OM | NEW | merc/service | USD/gigalumen_year | us | us | 8268427679.3349
commercial lighting | 8ft LFL: T8 F96 HO - High Efficiency | 2020 | FIXED_OM | NEW | office-large | USD/gigalumen_year | us | us | 8268427679.3349
commercial lighting | 8ft LFL: T8 F96 HO - High Efficiency | 2020 | FIXED_OM | NEW | office-small | USD/gigalumen_year | us | us | 8268427679.3349
commercial lighting | 8ft LFL: T8 F96 HO - High Efficiency | 2020 | FIXED_OM | NEW | other | USD/gigalumen_year | us | us | 8268427679.3349
commercial lighting | 8ft LFL: T8 F96 HO - High Efficiency | 2020 | FIXED_OM | NEW | warehouse | USD/gigalumen_year | us | us | 8268427679.3349
commercial lighting | 8ft LFL: T8 F96 HO - High Efficiency | 2020 | FIXED_OM | REPLACEMENT | assembly | USD/gigalumen_year | us | us | 8268427679.3349
commercial lighting | 8ft LFL: T8 F96 HO - High Efficiency | 2020 | FIXED_OM | REPLACEMENT | education | USD/gigalumen_year | us | us | 8268427679.3349
commercial lighting | 8ft LFL: T8 F96 HO - High Efficiency | 2020 | FIXED_OM | REPLACEMENT | food sales | USD/gigalumen_year | us | us | 8268427679.3349
commercial lighting | 8ft LFL: T8 F96 HO - High Efficiency | 2020 | FIXED_OM | REPLACEMENT | food service | USD/gigalumen_year | us | us | 8268427679.3349
commercial lighting | 8ft LFL: T8 F96 HO - High Efficiency | 2020 | FIXED_OM | REPLACEMENT | health | USD/gigalumen_year | us | us | 8268427679.3349
commercial lighting | 8ft LFL: T8 F96 HO - High Efficiency | 2020 | FIXED_OM | REPLACEMENT | lodging | USD/gigalumen_year | us | us | 8268427679.3349
commercial lighting | 8ft LFL: T8 F96 HO - High Efficiency | 2020 | FIXED_OM | REPLACEMENT | merc/service | USD/gigalumen_year | us | us | 8268427679.3349
commercial lighting | 8ft LFL: T8 F96 HO - High Efficiency | 2020 | FIXED_OM | REPLACEMENT | office-large | USD/gigalumen_year | us | us | 8268427679.3349
commercial lighting | 8ft LFL: T8 F96 HO - High Efficiency | 2020 | FIXED_OM | REPLACEMENT | office-small | USD/gigalumen_year | us | us | 8268427679.3349
commercial lighting | 8ft LFL: T8 F96 HO - High Efficiency | 2020 | FIXED_OM | REPLACEMENT | other | USD/gigalumen_year | us | us | 8268427679.3349
commercial lighting | 8ft LFL: T8 F96 HO - High Efficiency | 2020 | FIXED_OM | REPLACEMENT | warehouse | USD/gigalumen_year | us | us | 8268427679.3349
commercial lighting | 8ft LFL: T8 F96 HO - High Efficiency | 2021 | CAPITAL | NEW | assembly | USD/gigalumen_year | us | us | 78099057807.5355
commercial lighting | 8ft LFL: T8 F96 HO - High Efficiency | 2021 | CAPITAL | NEW | education | USD/gigalumen_year | us | us | 78099057807.5355
commercial lighting | 8ft LFL: T8 F96 HO - High Efficiency | 2021 | CAPITAL | NEW | food sales | USD/gigalumen_year | us | us | 78099057807.5355
commercial lighting | 8ft LFL: T8 F96 HO - High Efficiency | 2021 | CAPITAL | NEW | food service | USD/gigalumen_year | us | us | 78099057807.5355
commercial lighting | 8ft LFL: T8 F96 HO - High Efficiency | 2021 | CAPITAL | NEW | health | USD/gigalumen_year | us | us | 78099057807.5355
commercial lighting | 8ft LFL: T8 F96 HO - High Efficiency | 2021 | CAPITAL | NEW | lodging | USD/gigalumen_year | us | us | 78099057807.5355
commercial lighting | 8ft LFL: T8 F96 HO - High Efficiency | 2021 | CAPITAL | NEW | merc/service | USD/gigalumen_year | us | us | 78099057807.5355
commercial lighting | 8ft LFL: T8 F96 HO - High Efficiency | 2021 | CAPITAL | NEW | office-large | USD/gigalumen_year | us | us | 78099057807.5355
commercial lighting | 8ft LFL: T8 F96 HO - High Efficiency | 2021 | CAPITAL | NEW | office-small | USD/gigalumen_year | us | us | 78099057807.5355
commercial lighting | 8ft LFL: T8 F96 HO - High Efficiency | 2021 | CAPITAL | NEW | other | USD/gigalumen_year | us | us | 78099057807.5355
commercial lighting | 8ft LFL: T8 F96 HO - High Efficiency | 2021 | CAPITAL | NEW | warehouse | USD/gigalumen_year | us | us | 78099057807.5355
commercial lighting | 8ft LFL: T8 F96 HO - High Efficiency | 2021 | CAPITAL | REPLACEMENT | assembly | USD/gigalumen_year | us | us | 78099057807.5355
commercial lighting | 8ft LFL: T8 F96 HO - High Efficiency | 2021 | CAPITAL | REPLACEMENT | education | USD/gigalumen_year | us | us | 78099057807.5355
commercial lighting | 8ft LFL: T8 F96 HO - High Efficiency | 2021 | CAPITAL | REPLACEMENT | food sales | USD/gigalumen_year | us | us | 78099057807.5355
commercial lighting | 8ft LFL: T8 F96 HO - High Efficiency | 2021 | CAPITAL | REPLACEMENT | food service | USD/gigalumen_year | us | us | 78099057807.5355
commercial lighting | 8ft LFL: T8 F96 HO - High Efficiency | 2021 | CAPITAL | REPLACEMENT | health | USD/gigalumen_year | us | us | 78099057807.5355
commercial lighting | 8ft LFL: T8 F96 HO - High Efficiency | 2021 | CAPITAL | REPLACEMENT | lodging | USD/gigalumen_year | us | us | 78099057807.5355
commercial lighting | 8ft LFL: T8 F96 HO - High Efficiency | 2021 | CAPITAL | REPLACEMENT | merc/service | USD/gigalumen_year | us | us | 78099057807.5355
commercial lighting | 8ft LFL: T8 F96 HO - High Efficiency | 2021 | CAPITAL | REPLACEMENT | office-large | USD/gigalumen_year | us | us | 78099057807.5355
commercial lighting | 8ft LFL: T8 F96 HO - High Efficiency | 2021 | CAPITAL | REPLACEMENT | office-small | USD/gigalumen_year | us | us | 78099057807.5355
commercial lighting | 8ft LFL: T8 F96 HO - High Efficiency | 2021 | CAPITAL | REPLACEMENT | other | USD/gigalumen_year | us | us | 78099057807.5355
commercial lighting | 8ft LFL: T8 F96 HO - High Efficiency | 2021 | CAPITAL | REPLACEMENT | warehouse | USD/gigalumen_year | us | us | 78099057807.5355
commercial lighting | 8ft LFL: T8 F96 HO - High Efficiency | 2021 | FIXED_OM | NEW | assembly | USD/gigalumen_year | us | us | 8202656095.522
commercial lighting | 8ft LFL: T8 F96 HO - High Efficiency | 2021 | FIXED_OM | NEW | education | USD/gigalumen_year | us | us | 8202656095.522
commercial lighting | 8ft LFL: T8 F96 HO - High Efficiency | 2021 | FIXED_OM | NEW | food sales | USD/gigalumen_year | us | us | 8202656095.522
commercial lighting | 8ft LFL: T8 F96 HO - High Efficiency | 2021 | FIXED_OM | NEW | food service | USD/gigalumen_year | us | us | 8202656095.522
commercial lighting | 8ft LFL: T8 F96 HO - High Efficiency | 2021 | FIXED_OM | NEW | health | USD/gigalumen_year | us | us | 8202656095.522
commercial lighting | 8ft LFL: T8 F96 HO - High Efficiency | 2021 | FIXED_OM | NEW | lodging | USD/gigalumen_year | us | us | 8202656095.522
commercial lighting | 8ft LFL: T8 F96 HO - High Efficiency | 2021 | FIXED_OM | NEW | merc/service | USD/gigalumen_year | us | us | 8202656095.522
commercial lighting | 8ft LFL: T8 F96 HO - High Efficiency | 2021 | FIXED_OM | NEW | office-large | USD/gigalumen_year | us | us | 8202656095.522
commercial lighting | 8ft LFL: T8 F96 HO - High Efficiency | 2021 | FIXED_OM | NEW | office-small | USD/gigalumen_year | us | us | 8202656095.522
commercial lighting | 8ft LFL: T8 F96 HO - High Efficiency | 2021 | FIXED_OM | NEW | other | USD/gigalumen_year | us | us | 8202656095.522
commercial lighting | 8ft LFL: T8 F96 HO - High Efficiency | 2021 | FIXED_OM | NEW | warehouse | USD/gigalumen_year | us | us | 8202656095.522
commercial lighting | 8ft LFL: T8 F96 HO - High Efficiency | 2021 | FIXED_OM | REPLACEMENT | assembly | USD/gigalumen_year | us | us | 8202656095.522
commercial lighting | 8ft LFL: T8 F96 HO - High Efficiency | 2021 | FIXED_OM | REPLACEMENT | education | USD/gigalumen_year | us | us | 8202656095.522
commercial lighting | 8ft LFL: T8 F96 HO - High Efficiency | 2021 | FIXED_OM | REPLACEMENT | food sales | USD/gigalumen_year | us | us | 8202656095.522
commercial lighting | 8ft LFL: T8 F96 HO - High Efficiency | 2021 | FIXED_OM | REPLACEMENT | food service | USD/gigalumen_year | us | us | 8202656095.522
commercial lighting | 8ft LFL: T8 F96 HO - High Efficiency | 2021 | FIXED_OM | REPLACEMENT | health | USD/gigalumen_year | us | us | 8202656095.522
commercial lighting | 8ft LFL: T8 F96 HO - High Efficiency | 2021 | FIXED_OM | REPLACEMENT | lodging | USD/gigalumen_year | us | us | 8202656095.522
commercial lighting | 8ft LFL: T8 F96 HO - High Efficiency | 2021 | FIXED_OM | REPLACEMENT | merc/service | USD/gigalumen_year | us | us | 8202656095.522
commercial lighting | 8ft LFL: T8 F96 HO - High Efficiency | 2021 | FIXED_OM | REPLACEMENT | office-large | USD/gigalumen_year | us | us | 8202656095.522
commercial lighting | 8ft LFL: T8 F96 HO - High Efficiency | 2021 | FIXED_OM | REPLACEMENT | office-small | USD/gigalumen_year | us | us | 8202656095.522
commercial lighting | 8ft LFL: T8 F96 HO - High Efficiency | 2021 | FIXED_OM | REPLACEMENT | other | USD/gigalumen_year | us | us | 8202656095.522
commercial lighting | 8ft LFL: T8 F96 HO - High Efficiency | 2021 | FIXED_OM | REPLACEMENT | warehouse | USD/gigalumen_year | us | us | 8202656095.522
commercial lighting | 8ft LFL: T8 F96 HO - High Efficiency | 2022 | CAPITAL | NEW | assembly | USD/gigalumen_year | us | us | 77929930877.731
commercial lighting | 8ft LFL: T8 F96 HO - High Efficiency | 2022 | CAPITAL | NEW | education | USD/gigalumen_year | us | us | 77929930877.731
commercial lighting | 8ft LFL: T8 F96 HO - High Efficiency | 2022 | CAPITAL | NEW | food sales | USD/gigalumen_year | us | us | 77929930877.731
commercial lighting | 8ft LFL: T8 F96 HO - High Efficiency | 2022 | CAPITAL | NEW | food service | USD/gigalumen_year | us | us | 77929930877.731
commercial lighting | 8ft LFL: T8 F96 HO - High Efficiency | 2022 | CAPITAL | NEW | health | USD/gigalumen_year | us | us | 77929930877.731
commercial lighting | 8ft LFL: T8 F96 HO - High Efficiency | 2022 | CAPITAL | NEW | lodging | USD/gigalumen_year | us | us | 77929930877.731
commercial lighting | 8ft LFL: T8 F96 HO - High Efficiency | 2022 | CAPITAL | NEW | merc/service | USD/gigalumen_year | us | us | 77929930877.731
commercial lighting | 8ft LFL: T8 F96 HO - High Efficiency | 2022 | CAPITAL | NEW | office-large | USD/gigalumen_year | us | us | 77929930877.731
commercial lighting | 8ft LFL: T8 F96 HO - High Efficiency | 2022 | CAPITAL | NEW | office-small | USD/gigalumen_year | us | us | 77929930877.731
commercial lighting | 8ft LFL: T8 F96 HO - High Efficiency | 2022 | CAPITAL | NEW | other | USD/gigalumen_year | us | us | 77929930877.731
commercial lighting | 8ft LFL: T8 F96 HO - High Efficiency | 2022 | CAPITAL | NEW | warehouse | USD/gigalumen_year | us | us | 77929930877.731
commercial lighting | 8ft LFL: T8 F96 HO - High Efficiency | 2022 | CAPITAL | REPLACEMENT | assembly | USD/gigalumen_year | us | us | 77929930877.731
commercial lighting | 8ft LFL: T8 F96 HO - High Efficiency | 2022 | CAPITAL | REPLACEMENT | education | USD/gigalumen_year | us | us | 77929930877.731
commercial lighting | 8ft LFL: T8 F96 HO - High Efficiency | 2022 | CAPITAL | REPLACEMENT | food sales | USD/gigalumen_year | us | us | 77929930877.731
commercial lighting | 8ft LFL: T8 F96 HO - High Efficiency | 2022 | CAPITAL | REPLACEMENT | food service | USD/gigalumen_year | us | us | 77929930877.731
commercial lighting | 8ft LFL: T8 F96 HO - High Efficiency | 2022 | CAPITAL | REPLACEMENT | health | USD/gigalumen_year | us | us | 77929930877.731
commercial lighting | 8ft LFL: T8 F96 HO - High Efficiency | 2022 | CAPITAL | REPLACEMENT | lodging | USD/gigalumen_year | us | us | 77929930877.731
commercial lighting | 8ft LFL: T8 F96 HO - High Efficiency | 2022 | CAPITAL | REPLACEMENT | merc/service | USD/gigalumen_year | us | us | 77929930877.731
commercial lighting | 8ft LFL: T8 F96 HO - High Efficiency | 2022 | CAPITAL | REPLACEMENT | office-large | USD/gigalumen_year | us | us | 77929930877.731
commercial lighting | 8ft LFL: T8 F96 HO - High Efficiency | 2022 | CAPITAL | REPLACEMENT | office-small | USD/gigalumen_year | us | us | 77929930877.731
commercial lighting | 8ft LFL: T8 F96 HO - High Efficiency | 2022 | CAPITAL | REPLACEMENT | other | USD/gigalumen_year | us | us | 77929930877.731
commercial lighting | 8ft LFL: T8 F96 HO - High Efficiency | 2022 | CAPITAL | REPLACEMENT | warehouse | USD/gigalumen_year | us | us | 77929930877.731
commercial lighting | 8ft LFL: T8 F96 HO - High Efficiency | 2022 | FIXED_OM | NEW | assembly | USD/gigalumen_year | us | us | 8136884511.7091
commercial lighting | 8ft LFL: T8 F96 HO - High Efficiency | 2022 | FIXED_OM | NEW | education | USD/gigalumen_year | us | us | 8136884511.7091
commercial lighting | 8ft LFL: T8 F96 HO - High Efficiency | 2022 | FIXED_OM | NEW | food sales | USD/gigalumen_year | us | us | 8136884511.7091
commercial lighting | 8ft LFL: T8 F96 HO - High Efficiency | 2022 | FIXED_OM | NEW | food service | USD/gigalumen_year | us | us | 8136884511.7091
commercial lighting | 8ft LFL: T8 F96 HO - High Efficiency | 2022 | FIXED_OM | NEW | health | USD/gigalumen_year | us | us | 8136884511.7091
commercial lighting | 8ft LFL: T8 F96 HO - High Efficiency | 2022 | FIXED_OM | NEW | lodging | USD/gigalumen_year | us | us | 8136884511.7091
commercial lighting | 8ft LFL: T8 F96 HO - High Efficiency | 2022 | FIXED_OM | NEW | merc/service | USD/gigalumen_year | us | us | 8136884511.7091
commercial lighting | 8ft LFL: T8 F96 HO - High Efficiency | 2022 | FIXED_OM | NEW | office-large | USD/gigalumen_year | us | us | 8136884511.7091
commercial lighting | 8ft LFL: T8 F96 HO - High Efficiency | 2022 | FIXED_OM | NEW | office-small | USD/gigalumen_year | us | us | 8136884511.7091
commercial lighting | 8ft LFL: T8 F96 HO - High Efficiency | 2022 | FIXED_OM | NEW | other | USD/gigalumen_year | us | us | 8136884511.7091
commercial lighting | 8ft LFL: T8 F96 HO - High Efficiency | 2022 | FIXED_OM | NEW | warehouse | USD/gigalumen_year | us | us | 8136884511.7091
commercial lighting | 8ft LFL: T8 F96 HO - High Efficiency | 2022 | FIXED_OM | REPLACEMENT | assembly | USD/gigalumen_year | us | us | 8136884511.7091
commercial lighting | 8ft LFL: T8 F96 HO - High Efficiency | 2022 | FIXED_OM | REPLACEMENT | education | USD/gigalumen_year | us | us | 8136884511.7091
commercial lighting | 8ft LFL: T8 F96 HO - High Efficiency | 2022 | FIXED_OM | REPLACEMENT | food sales | USD/gigalumen_year | us | us | 8136884511.7091
commercial lighting | 8ft LFL: T8 F96 HO - High Efficiency | 2022 | FIXED_OM | REPLACEMENT | food service | USD/gigalumen_year | us | us | 8136884511.7091
commercial lighting | 8ft LFL: T8 F96 HO - High Efficiency | 2022 | FIXED_OM | REPLACEMENT | health | USD/gigalumen_year | us | us | 8136884511.7091
commercial lighting | 8ft LFL: T8 F96 HO - High Efficiency | 2022 | FIXED_OM | REPLACEMENT | lodging | USD/gigalumen_year | us | us | 8136884511.7091
commercial lighting | 8ft LFL: T8 F96 HO - High Efficiency | 2022 | FIXED_OM | REPLACEMENT | merc/service | USD/gigalumen_year | us | us | 8136884511.7091
commercial lighting | 8ft LFL: T8 F96 HO - High Efficiency | 2022 | FIXED_OM | REPLACEMENT | office-large | USD/gigalumen_year | us | us | 8136884511.7091
commercial lighting | 8ft LFL: T8 F96 HO - High Efficiency | 2022 | FIXED_OM | REPLACEMENT | office-small | USD/gigalumen_year | us | us | 8136884511.7091
commercial lighting | 8ft LFL: T8 F96 HO - High Efficiency | 2022 | FIXED_OM | REPLACEMENT | other | USD/gigalumen_year | us | us | 8136884511.7091
commercial lighting | 8ft LFL: T8 F96 HO - High Efficiency | 2022 | FIXED_OM | REPLACEMENT | warehouse | USD/gigalumen_year | us | us | 8136884511.7091
commercial lighting | 8ft LFL: T8 F96 HO - High Efficiency | 2023 | CAPITAL | NEW | assembly | USD/gigalumen_year | us | us | 77760803947.9264
commercial lighting | 8ft LFL: T8 F96 HO - High Efficiency | 2023 | CAPITAL | NEW | education | USD/gigalumen_year | us | us | 77760803947.9264
commercial lighting | 8ft LFL: T8 F96 HO - High Efficiency | 2023 | CAPITAL | NEW | food sales | USD/gigalumen_year | us | us | 77760803947.9264
commercial lighting | 8ft LFL: T8 F96 HO - High Efficiency | 2023 | CAPITAL | NEW | food service | USD/gigalumen_year | us | us | 77760803947.9264
commercial lighting | 8ft LFL: T8 F96 HO - High Efficiency | 2023 | CAPITAL | NEW | health | USD/gigalumen_year | us | us | 77760803947.9264
commercial lighting | 8ft LFL: T8 F96 HO - High Efficiency | 2023 | CAPITAL | NEW | lodging | USD/gigalumen_year | us | us | 77760803947.9264
commercial lighting | 8ft LFL: T8 F96 HO - High Efficiency | 2023 | CAPITAL | NEW | merc/service | USD/gigalumen_year | us | us | 77760803947.9264
commercial lighting | 8ft LFL: T8 F96 HO - High Efficiency | 2023 | CAPITAL | NEW | office-large | USD/gigalumen_year | us | us | 77760803947.9264
commercial lighting | 8ft LFL: T8 F96 HO - High Efficiency | 2023 | CAPITAL | NEW | office-small | USD/gigalumen_year | us | us | 77760803947.9264
commercial lighting | 8ft LFL: T8 F96 HO - High Efficiency | 2023 | CAPITAL | NEW | other | USD/gigalumen_year | us | us | 77760803947.9264
commercial lighting | 8ft LFL: T8 F96 HO - High Efficiency | 2023 | CAPITAL | NEW | warehouse | USD/gigalumen_year | us | us | 77760803947.9264
commercial lighting | 8ft LFL: T8 F96 HO - High Efficiency | 2023 | CAPITAL | REPLACEMENT | assembly | USD/gigalumen_year | us | us | 77760803947.9264
commercial lighting | 8ft LFL: T8 F96 HO - High Efficiency | 2023 | CAPITAL | REPLACEMENT | education | USD/gigalumen_year | us | us | 77760803947.9264
commercial lighting | 8ft LFL: T8 F96 HO - High Efficiency | 2023 | CAPITAL | REPLACEMENT | food sales | USD/gigalumen_year | us | us | 77760803947.9264
commercial lighting | 8ft LFL: T8 F96 HO - High Efficiency | 2023 | CAPITAL | REPLACEMENT | food service | USD/gigalumen_year | us | us | 77760803947.9264
commercial lighting | 8ft LFL: T8 F96 HO - High Efficiency | 2023 | CAPITAL | REPLACEMENT | health | USD/gigalumen_year | us | us | 77760803947.9264
commercial lighting | 8ft LFL: T8 F96 HO - High Efficiency | 2023 | CAPITAL | REPLACEMENT | lodging | USD/gigalumen_year | us | us | 77760803947.9264
commercial lighting | 8ft LFL: T8 F96 HO - High Efficiency | 2023 | CAPITAL | REPLACEMENT | merc/service | USD/gigalumen_year | us | us | 77760803947.9264
commercial lighting | 8ft LFL: T8 F96 HO - High Efficiency | 2023 | CAPITAL | REPLACEMENT | office-large | USD/gigalumen_year | us | us | 77760803947.9264
commercial lighting | 8ft LFL: T8 F96 HO - High Efficiency | 2023 | CAPITAL | REPLACEMENT | office-small | USD/gigalumen_year | us | us | 77760803947.9264
commercial lighting | 8ft LFL: T8 F96 HO - High Efficiency | 2023 | CAPITAL | REPLACEMENT | other | USD/gigalumen_year | us | us | 77760803947.9264
commercial lighting | 8ft LFL: T8 F96 HO - High Efficiency | 2023 | CAPITAL | REPLACEMENT | warehouse | USD/gigalumen_year | us | us | 77760803947.9264
commercial lighting | 8ft LFL: T8 F96 HO - High Efficiency | 2023 | FIXED_OM | NEW | assembly | USD/gigalumen_year | us | us | 8071112927.8962
commercial lighting | 8ft LFL: T8 F96 HO - High Efficiency | 2023 | FIXED_OM | NEW | education | USD/gigalumen_year | us | us | 8071112927.8962
commercial lighting | 8ft LFL: T8 F96 HO - High Efficiency | 2023 | FIXED_OM | NEW | food sales | USD/gigalumen_year | us | us | 8071112927.8962
commercial lighting | 8ft LFL: T8 F96 HO - High Efficiency | 2023 | FIXED_OM | NEW | food service | USD/gigalumen_year | us | us | 8071112927.8962
commercial lighting | 8ft LFL: T8 F96 HO - High Efficiency | 2023 | FIXED_OM | NEW | health | USD/gigalumen_year | us | us | 8071112927.8962
commercial lighting | 8ft LFL: T8 F96 HO - High Efficiency | 2023 | FIXED_OM | NEW | lodging | USD/gigalumen_year | us | us | 8071112927.8962
commercial lighting | 8ft LFL: T8 F96 HO - High Efficiency | 2023 | FIXED_OM | NEW | merc/service | USD/gigalumen_year | us | us | 8071112927.8962
commercial lighting | 8ft LFL: T8 F96 HO - High Efficiency | 2023 | FIXED_OM | NEW | office-large | USD/gigalumen_year | us | us | 8071112927.8962
commercial lighting | 8ft LFL: T8 F96 HO - High Efficiency | 2023 | FIXED_OM | NEW | office-small | USD/gigalumen_year | us | us | 8071112927.8962
commercial lighting | 8ft LFL: T8 F96 HO - High Efficiency | 2023 | FIXED_OM | NEW | other | USD/gigalumen_year | us | us | 8071112927.8962
commercial lighting | 8ft LFL: T8 F96 HO - High Efficiency | 2023 | FIXED_OM | NEW | warehouse | USD/gigalumen_year | us | us | 8071112927.8962
commercial lighting | 8ft LFL: T8 F96 HO - High Efficiency | 2023 | FIXED_OM | REPLACEMENT | assembly | USD/gigalumen_year | us | us | 8071112927.8962
commercial lighting | 8ft LFL: T8 F96 HO - High Efficiency | 2023 | FIXED_OM | REPLACEMENT | education | USD/gigalumen_year | us | us | 8071112927.8962
commercial lighting | 8ft LFL: T8 F96 HO - High Efficiency | 2023 | FIXED_OM | REPLACEMENT | food sales | USD/gigalumen_year | us | us | 8071112927.8962
commercial lighting | 8ft LFL: T8 F96 HO - High Efficiency | 2023 | FIXED_OM | REPLACEMENT | food service | USD/gigalumen_year | us | us | 8071112927.8962
commercial lighting | 8ft LFL: T8 F96 HO - High Efficiency | 2023 | FIXED_OM | REPLACEMENT | health | USD/gigalumen_year | us | us | 8071112927.8962
commercial lighting | 8ft LFL: T8 F96 HO - High Efficiency | 2023 | FIXED_OM | REPLACEMENT | lodging | USD/gigalumen_year | us | us | 8071112927.8962
commercial lighting | 8ft LFL: T8 F96 HO - High Efficiency | 2023 | FIXED_OM | REPLACEMENT | merc/service | USD/gigalumen_year | us | us | 8071112927.8962
commercial lighting | 8ft LFL: T8 F96 HO - High Efficiency | 2023 | FIXED_OM | REPLACEMENT | office-large | USD/gigalumen_year | us | us | 8071112927.8962
commercial lighting | 8ft LFL: T8 F96 HO - High Efficiency | 2023 | FIXED_OM | REPLACEMENT | office-small | USD/gigalumen_year | us | us | 8071112927.8962
commercial lighting | 8ft LFL: T8 F96 HO - High Efficiency | 2023 | FIXED_OM | REPLACEMENT | other | USD/gigalumen_year | us | us | 8071112927.8962
commercial lighting | 8ft LFL: T8 F96 HO - High Efficiency | 2023 | FIXED_OM | REPLACEMENT | warehouse | USD/gigalumen_year | us | us | 8071112927.8962
commercial lighting | 8ft LFL: T8 F96 HO - High Efficiency | 2024 | CAPITAL | NEW | assembly | USD/gigalumen_year | us | us | 77591677018.1218
commercial lighting | 8ft LFL: T8 F96 HO - High Efficiency | 2024 | CAPITAL | NEW | education | USD/gigalumen_year | us | us | 77591677018.1218
commercial lighting | 8ft LFL: T8 F96 HO - High Efficiency | 2024 | CAPITAL | NEW | food sales | USD/gigalumen_year | us | us | 77591677018.1218
commercial lighting | 8ft LFL: T8 F96 HO - High Efficiency | 2024 | CAPITAL | NEW | food service | USD/gigalumen_year | us | us | 77591677018.1218
commercial lighting | 8ft LFL: T8 F96 HO - High Efficiency | 2024 | CAPITAL | NEW | health | USD/gigalumen_year | us | us | 77591677018.1218
commercial lighting | 8ft LFL: T8 F96 HO - High Efficiency | 2024 | CAPITAL | NEW | lodging | USD/gigalumen_year | us | us | 77591677018.1218
commercial lighting | 8ft LFL: T8 F96 HO - High Efficiency | 2024 | CAPITAL | NEW | merc/service | USD/gigalumen_year | us | us | 77591677018.1218
commercial lighting | 8ft LFL: T8 F96 HO - High Efficiency | 2024 | CAPITAL | NEW | office-large | USD/gigalumen_year | us | us | 77591677018.1218
commercial lighting | 8ft LFL: T8 F96 HO - High Efficiency | 2024 | CAPITAL | NEW | office-small | USD/gigalumen_year | us | us | 77591677018.1218
commercial lighting | 8ft LFL: T8 F96 HO - High Efficiency | 2024 | CAPITAL | NEW | other | USD/gigalumen_year | us | us | 77591677018.1218
commercial lighting | 8ft LFL: T8 F96 HO - High Efficiency | 2024 | CAPITAL | NEW | warehouse | USD/gigalumen_year | us | us | 77591677018.1218
commercial lighting | 8ft LFL: T8 F96 HO - High Efficiency | 2024 | CAPITAL | REPLACEMENT | assembly | USD/gigalumen_year | us | us | 77591677018.1218
commercial lighting | 8ft LFL: T8 F96 HO - High Efficiency | 2024 | CAPITAL | REPLACEMENT | education | USD/gigalumen_year | us | us | 77591677018.1218
commercial lighting | 8ft LFL: T8 F96 HO - High Efficiency | 2024 | CAPITAL | REPLACEMENT | food sales | USD/gigalumen_year | us | us | 77591677018.1218
commercial lighting | 8ft LFL: T8 F96 HO - High Efficiency | 2024 | CAPITAL | REPLACEMENT | food service | USD/gigalumen_year | us | us | 77591677018.1218
commercial lighting | 8ft LFL: T8 F96 HO - High Efficiency | 2024 | CAPITAL | REPLACEMENT | health | USD/gigalumen_year | us | us | 77591677018.1218
commercial lighting | 8ft LFL: T8 F96 HO - High Efficiency | 2024 | CAPITAL | REPLACEMENT | lodging | USD/gigalumen_year | us | us | 77591677018.1218
commercial lighting | 8ft LFL: T8 F96 HO - High Efficiency | 2024 | CAPITAL | REPLACEMENT | merc/service | USD/gigalumen_year | us | us | 77591677018.1218
commercial lighting | 8ft LFL: T8 F96 HO - High Efficiency | 2024 | CAPITAL | REPLACEMENT | office-large | USD/gigalumen_year | us | us | 77591677018.1218
commercial lighting | 8ft LFL: T8 F96 HO - High Efficiency | 2024 | CAPITAL | REPLACEMENT | office-small | USD/gigalumen_year | us | us | 77591677018.1218
commercial lighting | 8ft LFL: T8 F96 HO - High Efficiency | 2024 | CAPITAL | REPLACEMENT | other | USD/gigalumen_year | us | us | 77591677018.1218
commercial lighting | 8ft LFL: T8 F96 HO - High Efficiency | 2024 | CAPITAL | REPLACEMENT | warehouse | USD/gigalumen_year | us | us | 77591677018.1218
commercial lighting | 8ft LFL: T8 F96 HO - High Efficiency | 2024 | FIXED_OM | NEW | assembly | USD/gigalumen_year | us | us | 8005341344.0833
commercial lighting | 8ft LFL: T8 F96 HO - High Efficiency | 2024 | FIXED_OM | NEW | education | USD/gigalumen_year | us | us | 8005341344.0833
commercial lighting | 8ft LFL: T8 F96 HO - High Efficiency | 2024 | FIXED_OM | NEW | food sales | USD/gigalumen_year | us | us | 8005341344.0833
commercial lighting | 8ft LFL: T8 F96 HO - High Efficiency | 2024 | FIXED_OM | NEW | food service | USD/gigalumen_year | us | us | 8005341344.0833
commercial lighting | 8ft LFL: T8 F96 HO - High Efficiency | 2024 | FIXED_OM | NEW | health | USD/gigalumen_year | us | us | 8005341344.0833
commercial lighting | 8ft LFL: T8 F96 HO - High Efficiency | 2024 | FIXED_OM | NEW | lodging | USD/gigalumen_year | us | us | 8005341344.0833
commercial lighting | 8ft LFL: T8 F96 HO - High Efficiency | 2024 | FIXED_OM | NEW | merc/service | USD/gigalumen_year | us | us | 8005341344.0833
commercial lighting | 8ft LFL: T8 F96 HO - High Efficiency | 2024 | FIXED_OM | NEW | office-large | USD/gigalumen_year | us | us | 8005341344.0833
commercial lighting | 8ft LFL: T8 F96 HO - High Efficiency | 2024 | FIXED_OM | NEW | office-small | USD/gigalumen_year | us | us | 8005341344.0833
commercial lighting | 8ft LFL: T8 F96 HO - High Efficiency | 2024 | FIXED_OM | NEW | other | USD/gigalumen_year | us | us | 8005341344.0833
commercial lighting | 8ft LFL: T8 F96 HO - High Efficiency | 2024 | FIXED_OM | NEW | warehouse | USD/gigalumen_year | us | us | 8005341344.0833
commercial lighting | 8ft LFL: T8 F96 HO - High Efficiency | 2024 | FIXED_OM | REPLACEMENT | assembly | USD/gigalumen_year | us | us | 8005341344.0833
commercial lighting | 8ft LFL: T8 F96 HO - High Efficiency | 2024 | FIXED_OM | REPLACEMENT | education | USD/gigalumen_year | us | us | 8005341344.0833
commercial lighting | 8ft LFL: T8 F96 HO - High Efficiency | 2024 | FIXED_OM | REPLACEMENT | food sales | USD/gigalumen_year | us | us | 8005341344.0833
commercial lighting | 8ft LFL: T8 F96 HO - High Efficiency | 2024 | FIXED_OM | REPLACEMENT | food service | USD/gigalumen_year | us | us | 8005341344.0833
commercial lighting | 8ft LFL: T8 F96 HO - High Efficiency | 2024 | FIXED_OM | REPLACEMENT | health | USD/gigalumen_year | us | us | 8005341344.0833
commercial lighting | 8ft LFL: T8 F96 HO - High Efficiency | 2024 | FIXED_OM | REPLACEMENT | lodging | USD/gigalumen_year | us | us | 8005341344.0833
commercial lighting | 8ft LFL: T8 F96 HO - High Efficiency | 2024 | FIXED_OM | REPLACEMENT | merc/service | USD/gigalumen_year | us | us | 8005341344.0833
commercial lighting | 8ft LFL: T8 F96 HO - High Efficiency | 2024 | FIXED_OM | REPLACEMENT | office-large | USD/gigalumen_year | us | us | 8005341344.0833
commercial lighting | 8ft LFL: T8 F96 HO - High Efficiency | 2024 | FIXED_OM | REPLACEMENT | office-small | USD/gigalumen_year | us | us | 8005341344.0833
commercial lighting | 8ft LFL: T8 F96 HO - High Efficiency | 2024 | FIXED_OM | REPLACEMENT | other | USD/gigalumen_year | us | us | 8005341344.0833
commercial lighting | 8ft LFL: T8 F96 HO - High Efficiency | 2024 | FIXED_OM | REPLACEMENT | warehouse | USD/gigalumen_year | us | us | 8005341344.0833
commercial lighting | 8ft LFL: T8 F96 HO - High Efficiency | 2025 | CAPITAL | NEW | assembly | USD/gigalumen_year | us | us | 77422550088.3172
commercial lighting | 8ft LFL: T8 F96 HO - High Efficiency | 2025 | CAPITAL | NEW | education | USD/gigalumen_year | us | us | 77422550088.3172
commercial lighting | 8ft LFL: T8 F96 HO - High Efficiency | 2025 | CAPITAL | NEW | food sales | USD/gigalumen_year | us | us | 77422550088.3172
commercial lighting | 8ft LFL: T8 F96 HO - High Efficiency | 2025 | CAPITAL | NEW | food service | USD/gigalumen_year | us | us | 77422550088.3172
commercial lighting | 8ft LFL: T8 F96 HO - High Efficiency | 2025 | CAPITAL | NEW | health | USD/gigalumen_year | us | us | 77422550088.3172
commercial lighting | 8ft LFL: T8 F96 HO - High Efficiency | 2025 | CAPITAL | NEW | lodging | USD/gigalumen_year | us | us | 77422550088.3172
commercial lighting | 8ft LFL: T8 F96 HO - High Efficiency | 2025 | CAPITAL | NEW | merc/service | USD/gigalumen_year | us | us | 77422550088.3172
commercial lighting | 8ft LFL: T8 F96 HO - High Efficiency | 2025 | CAPITAL | NEW | office-large | USD/gigalumen_year | us | us | 77422550088.3172
commercial lighting | 8ft LFL: T8 F96 HO - High Efficiency | 2025 | CAPITAL | NEW | office-small | USD/gigalumen_year | us | us | 77422550088.3172
commercial lighting | 8ft LFL: T8 F96 HO - High Efficiency | 2025 | CAPITAL | NEW | other | USD/gigalumen_year | us | us | 77422550088.3172
commercial lighting | 8ft LFL: T8 F96 HO - High Efficiency | 2025 | CAPITAL | NEW | warehouse | USD/gigalumen_year | us | us | 77422550088.3172
commercial lighting | 8ft LFL: T8 F96 HO - High Efficiency | 2025 | CAPITAL | REPLACEMENT | assembly | USD/gigalumen_year | us | us | 77422550088.3172
commercial lighting | 8ft LFL: T8 F96 HO - High Efficiency | 2025 | CAPITAL | REPLACEMENT | education | USD/gigalumen_year | us | us | 77422550088.3172
commercial lighting | 8ft LFL: T8 F96 HO - High Efficiency | 2025 | CAPITAL | REPLACEMENT | food sales | USD/gigalumen_year | us | us | 77422550088.3172
commercial lighting | 8ft LFL: T8 F96 HO - High Efficiency | 2025 | CAPITAL | REPLACEMENT | food service | USD/gigalumen_year | us | us | 77422550088.3172
commercial lighting | 8ft LFL: T8 F96 HO - High Efficiency | 2025 | CAPITAL | REPLACEMENT | health | USD/gigalumen_year | us | us | 77422550088.3172
commercial lighting | 8ft LFL: T8 F96 HO - High Efficiency | 2025 | CAPITAL | REPLACEMENT | lodging | USD/gigalumen_year | us | us | 77422550088.3172
commercial lighting | 8ft LFL: T8 F96 HO - High Efficiency | 2025 | CAPITAL | REPLACEMENT | merc/service | USD/gigalumen_year | us | us | 77422550088.3172
commercial lighting | 8ft LFL: T8 F96 HO - High Efficiency | 2025 | CAPITAL | REPLACEMENT | office-large | USD/gigalumen_year | us | us | 77422550088.3172
commercial lighting | 8ft LFL: T8 F96 HO - High Efficiency | 2025 | CAPITAL | REPLACEMENT | office-small | USD/gigalumen_year | us | us | 77422550088.3172
commercial lighting | 8ft LFL: T8 F96 HO - High Efficiency | 2025 | CAPITAL | REPLACEMENT | other | USD/gigalumen_year | us | us | 77422550088.3172
commercial lighting | 8ft LFL: T8 F96 HO - High Efficiency | 2025 | CAPITAL | REPLACEMENT | warehouse | USD/gigalumen_year | us | us | 77422550088.3172
commercial lighting | 8ft LFL: T8 F96 HO - High Efficiency | 2025 | FIXED_OM | NEW | assembly | USD/gigalumen_year | us | us | 7939569760.2704
commercial lighting | 8ft LFL: T8 F96 HO - High Efficiency | 2025 | FIXED_OM | NEW | education | USD/gigalumen_year | us | us | 7939569760.2704
commercial lighting | 8ft LFL: T8 F96 HO - High Efficiency | 2025 | FIXED_OM | NEW | food sales | USD/gigalumen_year | us | us | 7939569760.2704
commercial lighting | 8ft LFL: T8 F96 HO - High Efficiency | 2025 | FIXED_OM | NEW | food service | USD/gigalumen_year | us | us | 7939569760.2704
commercial lighting | 8ft LFL: T8 F96 HO - High Efficiency | 2025 | FIXED_OM | NEW | health | USD/gigalumen_year | us | us | 7939569760.2704
commercial lighting | 8ft LFL: T8 F96 HO - High Efficiency | 2025 | FIXED_OM | NEW | lodging | USD/gigalumen_year | us | us | 7939569760.2704
commercial lighting | 8ft LFL: T8 F96 HO - High Efficiency | 2025 | FIXED_OM | NEW | merc/service | USD/gigalumen_year | us | us | 7939569760.2704
commercial lighting | 8ft LFL: T8 F96 HO - High Efficiency | 2025 | FIXED_OM | NEW | office-large | USD/gigalumen_year | us | us | 7939569760.2704
commercial lighting | 8ft LFL: T8 F96 HO - High Efficiency | 2025 | FIXED_OM | NEW | office-small | USD/gigalumen_year | us | us | 7939569760.2704
commercial lighting | 8ft LFL: T8 F96 HO - High Efficiency | 2025 | FIXED_OM | NEW | other | USD/gigalumen_year | us | us | 7939569760.2704
commercial lighting | 8ft LFL: T8 F96 HO - High Efficiency | 2025 | FIXED_OM | NEW | warehouse | USD/gigalumen_year | us | us | 7939569760.2704
commercial lighting | 8ft LFL: T8 F96 HO - High Efficiency | 2025 | FIXED_OM | REPLACEMENT | assembly | USD/gigalumen_year | us | us | 7939569760.2704
commercial lighting | 8ft LFL: T8 F96 HO - High Efficiency | 2025 | FIXED_OM | REPLACEMENT | education | USD/gigalumen_year | us | us | 7939569760.2704
commercial lighting | 8ft LFL: T8 F96 HO - High Efficiency | 2025 | FIXED_OM | REPLACEMENT | food sales | USD/gigalumen_year | us | us | 7939569760.2704
commercial lighting | 8ft LFL: T8 F96 HO - High Efficiency | 2025 | FIXED_OM | REPLACEMENT | food service | USD/gigalumen_year | us | us | 7939569760.2704
commercial lighting | 8ft LFL: T8 F96 HO - High Efficiency | 2025 | FIXED_OM | REPLACEMENT | health | USD/gigalumen_year | us | us | 7939569760.2704
commercial lighting | 8ft LFL: T8 F96 HO - High Efficiency | 2025 | FIXED_OM | REPLACEMENT | lodging | USD/gigalumen_year | us | us | 7939569760.2704
commercial lighting | 8ft LFL: T8 F96 HO - High Efficiency | 2025 | FIXED_OM | REPLACEMENT | merc/service | USD/gigalumen_year | us | us | 7939569760.2704
commercial lighting | 8ft LFL: T8 F96 HO - High Efficiency | 2025 | FIXED_OM | REPLACEMENT | office-large | USD/gigalumen_year | us | us | 7939569760.2704
commercial lighting | 8ft LFL: T8 F96 HO - High Efficiency | 2025 | FIXED_OM | REPLACEMENT | office-small | USD/gigalumen_year | us | us | 7939569760.2704
commercial lighting | 8ft LFL: T8 F96 HO - High Efficiency | 2025 | FIXED_OM | REPLACEMENT | other | USD/gigalumen_year | us | us | 7939569760.2704
commercial lighting | 8ft LFL: T8 F96 HO - High Efficiency | 2025 | FIXED_OM | REPLACEMENT | warehouse | USD/gigalumen_year | us | us | 7939569760.2704
commercial lighting | 8ft LFL: T8 F96 HO - High Efficiency | 2026 | CAPITAL | NEW | assembly | USD/gigalumen_year | us | us | 77253423158.5126
commercial lighting | 8ft LFL: T8 F96 HO - High Efficiency | 2026 | CAPITAL | NEW | education | USD/gigalumen_year | us | us | 77253423158.5126
commercial lighting | 8ft LFL: T8 F96 HO - High Efficiency | 2026 | CAPITAL | NEW | food sales | USD/gigalumen_year | us | us | 77253423158.5126
commercial lighting | 8ft LFL: T8 F96 HO - High Efficiency | 2026 | CAPITAL | NEW | food service | USD/gigalumen_year | us | us | 77253423158.5126
commercial lighting | 8ft LFL: T8 F96 HO - High Efficiency | 2026 | CAPITAL | NEW | health | USD/gigalumen_year | us | us | 77253423158.5126
commercial lighting | 8ft LFL: T8 F96 HO - High Efficiency | 2026 | CAPITAL | NEW | lodging | USD/gigalumen_year | us | us | 77253423158.5126
commercial lighting | 8ft LFL: T8 F96 HO - High Efficiency | 2026 | CAPITAL | NEW | merc/service | USD/gigalumen_year | us | us | 77253423158.5126
commercial lighting | 8ft LFL: T8 F96 HO - High Efficiency | 2026 | CAPITAL | NEW | office-large | USD/gigalumen_year | us | us | 77253423158.5126
commercial lighting | 8ft LFL: T8 F96 HO - High Efficiency | 2026 | CAPITAL | NEW | office-small | USD/gigalumen_year | us | us | 77253423158.5126
commercial lighting | 8ft LFL: T8 F96 HO - High Efficiency | 2026 | CAPITAL | NEW | other | USD/gigalumen_year | us | us | 77253423158.5126
commercial lighting | 8ft LFL: T8 F96 HO - High Efficiency | 2026 | CAPITAL | NEW | warehouse | USD/gigalumen_year | us | us | 77253423158.5126
commercial lighting | 8ft LFL: T8 F96 HO - High Efficiency | 2026 | CAPITAL | REPLACEMENT | assembly | USD/gigalumen_year | us | us | 77253423158.5126
commercial lighting | 8ft LFL: T8 F96 HO - High Efficiency | 2026 | CAPITAL | REPLACEMENT | education | USD/gigalumen_year | us | us | 77253423158.5126
commercial lighting | 8ft LFL: T8 F96 HO - High Efficiency | 2026 | CAPITAL | REPLACEMENT | food sales | USD/gigalumen_year | us | us | 77253423158.5126
commercial lighting | 8ft LFL: T8 F96 HO - High Efficiency | 2026 | CAPITAL | REPLACEMENT | food service | USD/gigalumen_year | us | us | 77253423158.5126
commercial lighting | 8ft LFL: T8 F96 HO - High Efficiency | 2026 | CAPITAL | REPLACEMENT | health | USD/gigalumen_year | us | us | 77253423158.5126
commercial lighting | 8ft LFL: T8 F96 HO - High Efficiency | 2026 | CAPITAL | REPLACEMENT | lodging | USD/gigalumen_year | us | us | 77253423158.5126
commercial lighting | 8ft LFL: T8 F96 HO - High Efficiency | 2026 | CAPITAL | REPLACEMENT | merc/service | USD/gigalumen_year | us | us | 77253423158.5126
commercial lighting | 8ft LFL: T8 F96 HO - High Efficiency | 2026 | CAPITAL | REPLACEMENT | office-large | USD/gigalumen_year | us | us | 77253423158.5126
commercial lighting | 8ft LFL: T8 F96 HO - High Efficiency | 2026 | CAPITAL | REPLACEMENT | office-small | USD/gigalumen_year | us | us | 77253423158.5126
commercial lighting | 8ft LFL: T8 F96 HO - High Efficiency | 2026 | CAPITAL | REPLACEMENT | other | USD/gigalumen_year | us | us | 77253423158.5126
commercial lighting | 8ft LFL: T8 F96 HO - High Efficiency | 2026 | CAPITAL | REPLACEMENT | warehouse | USD/gigalumen_year | us | us | 77253423158.5126
commercial lighting | 8ft LFL: T8 F96 HO - High Efficiency | 2026 | FIXED_OM | NEW | assembly | USD/gigalumen_year | us | us | 7873798176.4575
commercial lighting | 8ft LFL: T8 F96 HO - High Efficiency | 2026 | FIXED_OM | NEW | education | USD/gigalumen_year | us | us | 7873798176.4575
commercial lighting | 8ft LFL: T8 F96 HO - High Efficiency | 2026 | FIXED_OM | NEW | food sales | USD/gigalumen_year | us | us | 7873798176.4575
commercial lighting | 8ft LFL: T8 F96 HO - High Efficiency | 2026 | FIXED_OM | NEW | food service | USD/gigalumen_year | us | us | 7873798176.4575
commercial lighting | 8ft LFL: T8 F96 HO - High Efficiency | 2026 | FIXED_OM | NEW | health | USD/gigalumen_year | us | us | 7873798176.4575
commercial lighting | 8ft LFL: T8 F96 HO - High Efficiency | 2026 | FIXED_OM | NEW | lodging | USD/gigalumen_year | us | us | 7873798176.4575
commercial lighting | 8ft LFL: T8 F96 HO - High Efficiency | 2026 | FIXED_OM | NEW | merc/service | USD/gigalumen_year | us | us | 7873798176.4575
commercial lighting | 8ft LFL: T8 F96 HO - High Efficiency | 2026 | FIXED_OM | NEW | office-large | USD/gigalumen_year | us | us | 7873798176.4575
commercial lighting | 8ft LFL: T8 F96 HO - High Efficiency | 2026 | FIXED_OM | NEW | office-small | USD/gigalumen_year | us | us | 7873798176.4575
commercial lighting | 8ft LFL: T8 F96 HO - High Efficiency | 2026 | FIXED_OM | NEW | other | USD/gigalumen_year | us | us | 7873798176.4575
commercial lighting | 8ft LFL: T8 F96 HO - High Efficiency | 2026 | FIXED_OM | NEW | warehouse | USD/gigalumen_year | us | us | 7873798176.4575
commercial lighting | 8ft LFL: T8 F96 HO - High Efficiency | 2026 | FIXED_OM | REPLACEMENT | assembly | USD/gigalumen_year | us | us | 7873798176.4575
commercial lighting | 8ft LFL: T8 F96 HO - High Efficiency | 2026 | FIXED_OM | REPLACEMENT | education | USD/gigalumen_year | us | us | 7873798176.4575
commercial lighting | 8ft LFL: T8 F96 HO - High Efficiency | 2026 | FIXED_OM | REPLACEMENT | food sales | USD/gigalumen_year | us | us | 7873798176.4575
commercial lighting | 8ft LFL: T8 F96 HO - High Efficiency | 2026 | FIXED_OM | REPLACEMENT | food service | USD/gigalumen_year | us | us | 7873798176.4575
commercial lighting | 8ft LFL: T8 F96 HO - High Efficiency | 2026 | FIXED_OM | REPLACEMENT | health | USD/gigalumen_year | us | us | 7873798176.4575
commercial lighting | 8ft LFL: T8 F96 HO - High Efficiency | 2026 | FIXED_OM | REPLACEMENT | lodging | USD/gigalumen_year | us | us | 7873798176.4575
commercial lighting | 8ft LFL: T8 F96 HO - High Efficiency | 2026 | FIXED_OM | REPLACEMENT | merc/service | USD/gigalumen_year | us | us | 7873798176.4575
commercial lighting | 8ft LFL: T8 F96 HO - High Efficiency | 2026 | FIXED_OM | REPLACEMENT | office-large | USD/gigalumen_year | us | us | 7873798176.4575
commercial lighting | 8ft LFL: T8 F96 HO - High Efficiency | 2026 | FIXED_OM | REPLACEMENT | office-small | USD/gigalumen_year | us | us | 7873798176.4575
commercial lighting | 8ft LFL: T8 F96 HO - High Efficiency | 2026 | FIXED_OM | REPLACEMENT | other | USD/gigalumen_year | us | us | 7873798176.4575
commercial lighting | 8ft LFL: T8 F96 HO - High Efficiency | 2026 | FIXED_OM | REPLACEMENT | warehouse | USD/gigalumen_year | us | us | 7873798176.4575
commercial lighting | 8ft LFL: T8 F96 HO - High Efficiency | 2027 | CAPITAL | NEW | assembly | USD/gigalumen_year | us | us | 77084296228.7081
commercial lighting | 8ft LFL: T8 F96 HO - High Efficiency | 2027 | CAPITAL | NEW | education | USD/gigalumen_year | us | us | 77084296228.7081
commercial lighting | 8ft LFL: T8 F96 HO - High Efficiency | 2027 | CAPITAL | NEW | food sales | USD/gigalumen_year | us | us | 77084296228.7081
commercial lighting | 8ft LFL: T8 F96 HO - High Efficiency | 2027 | CAPITAL | NEW | food service | USD/gigalumen_year | us | us | 77084296228.7081
commercial lighting | 8ft LFL: T8 F96 HO - High Efficiency | 2027 | CAPITAL | NEW | health | USD/gigalumen_year | us | us | 77084296228.7081
commercial lighting | 8ft LFL: T8 F96 HO - High Efficiency | 2027 | CAPITAL | NEW | lodging | USD/gigalumen_year | us | us | 77084296228.7081
commercial lighting | 8ft LFL: T8 F96 HO - High Efficiency | 2027 | CAPITAL | NEW | merc/service | USD/gigalumen_year | us | us | 77084296228.7081
commercial lighting | 8ft LFL: T8 F96 HO - High Efficiency | 2027 | CAPITAL | NEW | office-large | USD/gigalumen_year | us | us | 77084296228.7081
commercial lighting | 8ft LFL: T8 F96 HO - High Efficiency | 2027 | CAPITAL | NEW | office-small | USD/gigalumen_year | us | us | 77084296228.7081
commercial lighting | 8ft LFL: T8 F96 HO - High Efficiency | 2027 | CAPITAL | NEW | other | USD/gigalumen_year | us | us | 77084296228.7081
commercial lighting | 8ft LFL: T8 F96 HO - High Efficiency | 2027 | CAPITAL | NEW | warehouse | USD/gigalumen_year | us | us | 77084296228.7081
commercial lighting | 8ft LFL: T8 F96 HO - High Efficiency | 2027 | CAPITAL | REPLACEMENT | assembly | USD/gigalumen_year | us | us | 77084296228.7081
commercial lighting | 8ft LFL: T8 F96 HO - High Efficiency | 2027 | CAPITAL | REPLACEMENT | education | USD/gigalumen_year | us | us | 77084296228.7081
commercial lighting | 8ft LFL: T8 F96 HO - High Efficiency | 2027 | CAPITAL | REPLACEMENT | food sales | USD/gigalumen_year | us | us | 77084296228.7081
commercial lighting | 8ft LFL: T8 F96 HO - High Efficiency | 2027 | CAPITAL | REPLACEMENT | food service | USD/gigalumen_year | us | us | 77084296228.7081
commercial lighting | 8ft LFL: T8 F96 HO - High Efficiency | 2027 | CAPITAL | REPLACEMENT | health | USD/gigalumen_year | us | us | 77084296228.7081
commercial lighting | 8ft LFL: T8 F96 HO - High Efficiency | 2027 | CAPITAL | REPLACEMENT | lodging | USD/gigalumen_year | us | us | 77084296228.7081
commercial lighting | 8ft LFL: T8 F96 HO - High Efficiency | 2027 | CAPITAL | REPLACEMENT | merc/service | USD/gigalumen_year | us | us | 77084296228.7081
commercial lighting | 8ft LFL: T8 F96 HO - High Efficiency | 2027 | CAPITAL | REPLACEMENT | office-large | USD/gigalumen_year | us | us | 77084296228.7081
commercial lighting | 8ft LFL: T8 F96 HO - High Efficiency | 2027 | CAPITAL | REPLACEMENT | office-small | USD/gigalumen_year | us | us | 77084296228.7081
commercial lighting | 8ft LFL: T8 F96 HO - High Efficiency | 2027 | CAPITAL | REPLACEMENT | other | USD/gigalumen_year | us | us | 77084296228.7081
commercial lighting | 8ft LFL: T8 F96 HO - High Efficiency | 2027 | CAPITAL | REPLACEMENT | warehouse | USD/gigalumen_year | us | us | 77084296228.7081
commercial lighting | 8ft LFL: T8 F96 HO - High Efficiency | 2027 | FIXED_OM | NEW | assembly | USD/gigalumen_year | us | us | 7808026592.6446
commercial lighting | 8ft LFL: T8 F96 HO - High Efficiency | 2027 | FIXED_OM | NEW | education | USD/gigalumen_year | us | us | 7808026592.6446
commercial lighting | 8ft LFL: T8 F96 HO - High Efficiency | 2027 | FIXED_OM | NEW | food sales | USD/gigalumen_year | us | us | 7808026592.6446
commercial lighting | 8ft LFL: T8 F96 HO - High Efficiency | 2027 | FIXED_OM | NEW | food service | USD/gigalumen_year | us | us | 7808026592.6446
commercial lighting | 8ft LFL: T8 F96 HO - High Efficiency | 2027 | FIXED_OM | NEW | health | USD/gigalumen_year | us | us | 7808026592.6446
commercial lighting | 8ft LFL: T8 F96 HO - High Efficiency | 2027 | FIXED_OM | NEW | lodging | USD/gigalumen_year | us | us | 7808026592.6446
commercial lighting | 8ft LFL: T8 F96 HO - High Efficiency | 2027 | FIXED_OM | NEW | merc/service | USD/gigalumen_year | us | us | 7808026592.6446
commercial lighting | 8ft LFL: T8 F96 HO - High Efficiency | 2027 | FIXED_OM | NEW | office-large | USD/gigalumen_year | us | us | 7808026592.6446
commercial lighting | 8ft LFL: T8 F96 HO - High Efficiency | 2027 | FIXED_OM | NEW | office-small | USD/gigalumen_year | us | us | 7808026592.6446
commercial lighting | 8ft LFL: T8 F96 HO - High Efficiency | 2027 | FIXED_OM | NEW | other | USD/gigalumen_year | us | us | 7808026592.6446
commercial lighting | 8ft LFL: T8 F96 HO - High Efficiency | 2027 | FIXED_OM | NEW | warehouse | USD/gigalumen_year | us | us | 7808026592.6446
commercial lighting | 8ft LFL: T8 F96 HO - High Efficiency | 2027 | FIXED_OM | REPLACEMENT | assembly | USD/gigalumen_year | us | us | 7808026592.6446
commercial lighting | 8ft LFL: T8 F96 HO - High Efficiency | 2027 | FIXED_OM | REPLACEMENT | education | USD/gigalumen_year | us | us | 7808026592.6446
commercial lighting | 8ft LFL: T8 F96 HO - High Efficiency | 2027 | FIXED_OM | REPLACEMENT | food sales | USD/gigalumen_year | us | us | 7808026592.6446
commercial lighting | 8ft LFL: T8 F96 HO - High Efficiency | 2027 | FIXED_OM | REPLACEMENT | food service | USD/gigalumen_year | us | us | 7808026592.6446
commercial lighting | 8ft LFL: T8 F96 HO - High Efficiency | 2027 | FIXED_OM | REPLACEMENT | health | USD/gigalumen_year | us | us | 7808026592.6446
commercial lighting | 8ft LFL: T8 F96 HO - High Efficiency | 2027 | FIXED_OM | REPLACEMENT | lodging | USD/gigalumen_year | us | us | 7808026592.6446
commercial lighting | 8ft LFL: T8 F96 HO - High Efficiency | 2027 | FIXED_OM | REPLACEMENT | merc/service | USD/gigalumen_year | us | us | 7808026592.6446
commercial lighting | 8ft LFL: T8 F96 HO - High Efficiency | 2027 | FIXED_OM | REPLACEMENT | office-large | USD/gigalumen_year | us | us | 7808026592.6446
commercial lighting | 8ft LFL: T8 F96 HO - High Efficiency | 2027 | FIXED_OM | REPLACEMENT | office-small | USD/gigalumen_year | us | us | 7808026592.6446
commercial lighting | 8ft LFL: T8 F96 HO - High Efficiency | 2027 | FIXED_OM | REPLACEMENT | other | USD/gigalumen_year | us | us | 7808026592.6446
commercial lighting | 8ft LFL: T8 F96 HO - High Efficiency | 2027 | FIXED_OM | REPLACEMENT | warehouse | USD/gigalumen_year | us | us | 7808026592.6446
commercial lighting | 8ft LFL: T8 F96 HO - High Efficiency | 2028 | CAPITAL | NEW | assembly | USD/gigalumen_year | us | us | 76915169298.9035
commercial lighting | 8ft LFL: T8 F96 HO - High Efficiency | 2028 | CAPITAL | NEW | education | USD/gigalumen_year | us | us | 76915169298.9035
commercial lighting | 8ft LFL: T8 F96 HO - High Efficiency | 2028 | CAPITAL | NEW | food sales | USD/gigalumen_year | us | us | 76915169298.9035
commercial lighting | 8ft LFL: T8 F96 HO - High Efficiency | 2028 | CAPITAL | NEW | food service | USD/gigalumen_year | us | us | 76915169298.9035
commercial lighting | 8ft LFL: T8 F96 HO - High Efficiency | 2028 | CAPITAL | NEW | health | USD/gigalumen_year | us | us | 76915169298.9035
commercial lighting | 8ft LFL: T8 F96 HO - High Efficiency | 2028 | CAPITAL | NEW | lodging | USD/gigalumen_year | us | us | 76915169298.9035
commercial lighting | 8ft LFL: T8 F96 HO - High Efficiency | 2028 | CAPITAL | NEW | merc/service | USD/gigalumen_year | us | us | 76915169298.9035
commercial lighting | 8ft LFL: T8 F96 HO - High Efficiency | 2028 | CAPITAL | NEW | office-large | USD/gigalumen_year | us | us | 76915169298.9035
commercial lighting | 8ft LFL: T8 F96 HO - High Efficiency | 2028 | CAPITAL | NEW | office-small | USD/gigalumen_year | us | us | 76915169298.9035
commercial lighting | 8ft LFL: T8 F96 HO - High Efficiency | 2028 | CAPITAL | NEW | other | USD/gigalumen_year | us | us | 76915169298.9035
commercial lighting | 8ft LFL: T8 F96 HO - High Efficiency | 2028 | CAPITAL | NEW | warehouse | USD/gigalumen_year | us | us | 76915169298.9035
commercial lighting | 8ft LFL: T8 F96 HO - High Efficiency | 2028 | CAPITAL | REPLACEMENT | assembly | USD/gigalumen_year | us | us | 76915169298.9035
commercial lighting | 8ft LFL: T8 F96 HO - High Efficiency | 2028 | CAPITAL | REPLACEMENT | education | USD/gigalumen_year | us | us | 76915169298.9035
commercial lighting | 8ft LFL: T8 F96 HO - High Efficiency | 2028 | CAPITAL | REPLACEMENT | food sales | USD/gigalumen_year | us | us | 76915169298.9035
commercial lighting | 8ft LFL: T8 F96 HO - High Efficiency | 2028 | CAPITAL | REPLACEMENT | food service | USD/gigalumen_year | us | us | 76915169298.9035
commercial lighting | 8ft LFL: T8 F96 HO - High Efficiency | 2028 | CAPITAL | REPLACEMENT | health | USD/gigalumen_year | us | us | 76915169298.9035
commercial lighting | 8ft LFL: T8 F96 HO - High Efficiency | 2028 | CAPITAL | REPLACEMENT | lodging | USD/gigalumen_year | us | us | 76915169298.9035
commercial lighting | 8ft LFL: T8 F96 HO - High Efficiency | 2028 | CAPITAL | REPLACEMENT | merc/service | USD/gigalumen_year | us | us | 76915169298.9035
commercial lighting | 8ft LFL: T8 F96 HO - High Efficiency | 2028 | CAPITAL | REPLACEMENT | office-large | USD/gigalumen_year | us | us | 76915169298.9035
commercial lighting | 8ft LFL: T8 F96 HO - High Efficiency | 2028 | CAPITAL | REPLACEMENT | office-small | USD/gigalumen_year | us | us | 76915169298.9035
commercial lighting | 8ft LFL: T8 F96 HO - High Efficiency | 2028 | CAPITAL | REPLACEMENT | other | USD/gigalumen_year | us | us | 76915169298.9035